## Data
SKU | Base Model | Manufacturer | UPC | Status | Option 1 | Option 2 | Option 3 | Option 4 | Option 5 | Option 6 | Option 7 | Option 8 | Option 9 | Option 10 | Pump Included | Volume Water Heater Pump Type | Replacement SKU | Product Group | Taxonomy | Tank Warranty | Parts Warranty | Heat Exchanger Warranty | Parts List Document Number | Service Manual Document Number | Installation & Operation Instruction Manual Document Number | Installation Checklist Document Number | Start Up Sheet Document Number | User Manual Document Number | Warranty Document Number | Quick Service Manual Document Number | Supplemental Material 1 Document Number | Supplemental Material 2 Document Number | Supplemental Material 3 Document Number | Supplemental Material 4 Document Number | Supplemental Material 5 Document Number | Energy Source | Fuel Type | Voltage | Phase | Amps | Placement | Fire Tube or Water Tube | Mounting Type | Heat Exchange Material | ASME | ASME Type | Working Pressure (PSI) | Vent Category | Vent Pipe Diameter (Exhaust) - Inches | Air Intake Pipe Diameter - Inches | Gas Connection Size - Inches | Water Connection Size - Inches | Condensing | AFUE (%) | Thermal Efficiency (%) | Recovery Efficiency (%) | Combustion Efficiency (%) | Standby Loss (%/Hr.) | Standby Loss (BTU/Hr.) | COP | Input | Output | First Hour Rating | Uniform Energy Factor | Nominal Capacity | DOE Rated Storage Capacity | Hourly Recovery Rate | Turndown Ratio | Nitrogen Oxide Emissions (NOx) | DHW Storage Capacity | DHW Capacity @ 77 deg Temp Rise | GPM Flow Rate @ 75 deg Temp Rise | Product Width - Inches | Product Length - Inches | Product Height - Inches | Weight - Pounds | Shipping Length - Inches | Shipping Width - Inches | Shipping Height - Inches | Shipping Weight - Pounds | Operating Weight - Pounds | Diameter - Inches | Floor to Heater Top - Inches | Depth - Inches | Floor To Vent Connection - Inches | Floor To Air Intake Connection - Inches | Center Line Distance From Intake To Exhaust - Inches | Floor To Top Water Connections - Inches | Floor To Cold Water Connection - Inches | Floor To Hot Water Connection - Inches | Center Line of Water Connections - Inches | Space Heating Connection Size - Inches | Floor To Space Heating Inlet - Inches | Floor To Space Heating Outlet - Inches | Floor To Gas Connection - Inches | Floor To T&P Connection - Inches | Floor To Condensate Connection - Inches | Wall To Front (Wall Hung Models Only) - Inches | Floor To Pressure Relief Valve Connection - Inches | Height To Bracket (Wall Hung Models Only) - Inches | Height To T&P Connection (Wall Hung Models Only) - Inches | Floor To Electrical Access - Inches | Floor To Anode Rod (Utility Models Only) - Inches | Floor To Top Of Control Box (ASME & CEHD Electric Models Only) - Inches | Quantity | Trailer Load Factor – Straight 53 | Trailer Load Factor – Drop 53 | Safety Certification | CEC Listed | Proposition 65 | Massachusetts Approved | ENERGY STAR | NEEA Listed | Installation & Operation Instruction Manual Document Number – French | Quick Service Manual Document Number - French | Service Manual Document Number – French | Spec Sheet Document Number – French | Warranty Document Number – French | Prod Code | Prod Code Description | AHRI Certification
AST-120-6 | AST-120 | Bradford White | 671632317462 | Active | [10 empty] | No | Not Applicable | Not Applicable | Residential Tanks | Tank.Level2Tank | 6 | 6 |  |  |  | 238-44426-00 |  |  |  | 238-39699-00 | [6 empty] | Not Applicable | Not Applicable |  |  |  | Indoor |  | Floor Mounted |  | No | Not Applicable | 150 | Not Applicable |  |  |  |  | No | [7 empty] | Not Applicable |  |  |  | 119 |  | Not Applicable | On/Off | Not Applicable | [6 empty] | 305 | 29.5 | 29.5 | 69.6875 | 317 | 1286 | [23 empty] | 1 | 63 | 63 | UL174 | Not Applicable | Yes | Yes | No | Not Applicable | [5 empty] | 21700 | AST TANKS
AST-40-6 | AST-40 | Bradford White | 671632317431 | Active | [10 empty] | No | Not Applicable | Not Applicable | Residential Tanks | Tank.Level2Tank | 6 | 6 |  |  |  | 238-44426-00 |  |  |  | 238-39699-00 | [6 empty] | Not Applicable | Not Applicable |  |  |  | Indoor |  | Floor Mounted |  | No | Not Applicable | 150 | Not Applicable |  |  |  |  | No | [7 empty] | Not Applicable |  |  |  | 40 |  | Not Applicable | On/Off | Not Applicable | [6 empty] | 103 | 23 | 21 | 49.125 | 107 | 433 | [23 empty] | 1 | 216 | 208 | UL174 | Not Applicable | Yes | Yes | No | Not Applicable | [5 empty] | 21700 | AST TANKS
AST-50-6 | AST-50 | Bradford White | 671632317448 | Active | [10 empty] | No | Not Applicable | Not Applicable | Residential Tanks | Tank.Level2Tank | 6 | 6 |  |  |  | 238-44426-00 |  |  |  | 238-39699-00 | [6 empty] | Not Applicable | Not Applicable |  |  |  | Indoor |  | Floor Mounted |  | No | Not Applicable | 150 | Not Applicable |  |  |  |  | No | [7 empty] | Not Applicable |  |  |  | 50 |  | Not Applicable | On/Off | Not Applicable | [6 empty] | 124 | 24.63 | 22.63 | 48.25 | 129 | 536 | [23 empty] | 1 | 200 | 200 | UL174 | Not Applicable | Yes | Yes | No | Not Applicable | [5 empty] | 21700 | AST TANKS
AST-50-6-506 | AST-50 | Bradford White | 671632748969 | Active | The ""-506"" indicates that this SKU comes with an A420 Aluminum Anode Rod. | [9 empty] | No | Not Applicable | Not Applicable | Residential Tanks | Tank.Level2Tank | 6 | 6 |  |  |  | 238-44426-00 |  |  |  | 238-39699-00 | [6 empty] | Not Applicable | Not Applicable |  |  |  | Indoor |  | Floor Mounted |  | No | Not Applicable | 150 | Not Applicable |  |  |  |  | No | [7 empty] | Not Applicable |  |  |  | 50 |  | Not Applicable | On/Off | Not Applicable | [6 empty] | 124 | 24.63 | 22.63 | 48.25 | 129 | 536 | [23 empty] | 1 | 200 | 200 | UL174 | Not Applicable | Yes | Yes | No | Not Applicable | [5 empty] | 21700 | AST TANKS
AST-80-6 | AST-80 | Bradford White | 671632317455 | Active | [10 empty] | No | Not Applicable | Not Applicable | Residential Tanks | Tank.Level2Tank | 6 | 6 |  |  |  | 238-44426-00 |  |  |  | 238-39699-00 | [6 empty] | Not Applicable | Not Applicable |  |  |  | Indoor |  | Floor Mounted |  | No | Not Applicable | 150 | Not Applicable |  |  |  |  | No | [7 empty] | Not Applicable |  |  |  | 80 |  | Not Applicable | On/Off | Not Applicable | [6 empty] | 179 | 27 | 25 | 60.9375 | 186 | 839 | [23 empty] | 1 | 69 | 66 | UL174 | Not Applicable | Yes | Yes | No | Not Applicable | [5 empty] | 21700 | AST TANKS
AST-80-6-506 | AST-80 | Bradford White | 671632748976 | Active | The ""-506"" indicates that this SKU comes with an A420 Aluminum Anode Rod. | [9 empty] | No | Not Applicable | Not Applicable | Residential Tanks | Tank.Level2Tank | 6 | 6 |  |  |  | 238-44426-00 |  |  |  | 238-39699-00 | [6 empty] | Not Applicable | Not Applicable |  |  |  | Indoor |  | Floor Mounted |  | No | Not Applicable | 150 | Not Applicable |  |  |  |  | No | [7 empty] | Not Applicable |  |  |  | 80 |  | Not Applicable | On/Off | Not Applicable | [6 empty] | 179 | 27 | 25 | 60.9375 | 186 | 839 | [23 empty] | 1 | 69 | 66 | UL174 | Not Applicable | Yes | Yes | No | Not Applicable | [5 empty] | 21700 | AST TANKS
CDW2504T10FBN | CDW2504T | Bradford White | 671632591534 | Active | [10 empty] | No | Not Applicable | Not Applicable | Residential Water Heating | Combination Water & Space Heating.Gas | 10 | 6 | 10 |  |  | 238-51012-00 |  |  |  | 238-39699-00 |  | 238-46299-00 |  |  |  |  | Gas | Natural Gas |  |  |  | Indoor |  | Floor Mounted |  | No | Not Applicable | 150 | Not Applicable | 4 |  | 0.75 | 0.75 | No | [7 empty] | 65000 BTU/Hr |  |  |  | 45 |  | Not Applicable | On/Off | No, it does not comply with jurisdictions having 10ng/J NOx Regulations | [6 empty] | 247 | 24.5625 | 23 | 62.125 | 257 | 618 | 22 | 56.375 | 24.5 | 59.25 |  |  | 60.375 |  |  |  | 0.75 | 27.875 | 50 | 13 | 50 | [8 empty] | 1 | 100 | 100 | ANSI Z21.10.1-2019/CSA 4.1-2019 | Not Applicable | Yes | Yes | No | Not Applicable | [5 empty] | 21131 | COMBI ATM DW
CDW2504T10FBN-457 | CDW2504T | Bradford White | 671632639458 | Active | The -457 indicates that this SKU was designed and certified for Installation in Canada. | [9 empty] | No | Not Applicable | Not Applicable | Residential Water Heating | Combination Water & Space Heating.Gas | 10 | 6 | 10 |  |  | 238-51012-00 |  |  |  | 238-39699-00 |  | 238-46299-00 |  |  |  |  | Gas | Natural Gas |  |  |  | Indoor |  | Floor Mounted |  | No | Not Applicable | 150 | Not Applicable | 4 |  | 0.75 | 0.75 | No | [7 empty] | 65000 BTU/Hr |  |  |  | 45 |  | Not Applicable | On/Off | No, it does not comply with jurisdictions having 10ng/J NOx Regulations | [6 empty] | 247 | 24.5625 | 23 | 62.125 | 257 | 618 | 22 | 56.375 | 24.5 | 59.25 |  |  | 60.375 |  |  |  | 0.75 | 27.875 | 50 | 13 | 50 | [8 empty] | 1 | 100 | 100 | ANSI Z21.10.1-2019/CSA 4.1-2019 | Yes | No | Yes | No | Not Applicable | 238-51030-00 |  |  |  | 238-45684-00 | 21131 | COMBI ATM DW
CDW2504T10FBN-475 | CDW2504T | Bradford White | 671632809677 | Active | The ""-475"" indicates that this SKU was designed to operate in Altitudes between 2,001 feet and 7,000 feet. | [9 empty] | No | Not Applicable | Not Applicable | Residential Water Heating | Combination Water & Space Heating.Gas | 10 | 6 | 10 |  |  | 238-51012-00 |  |  |  | 238-39699-00 |  | 238-46299-00 |  |  |  |  | Gas | Natural Gas |  |  |  | Indoor |  | Floor Mounted |  | No | Not Applicable | 150 | Not Applicable | 4 |  | 0.75 | 0.75 | No | [7 empty] | 65000 BTU/Hr |  |  |  | 45 |  | Not Applicable | On/Off | No, it does not comply with jurisdictions having 10ng/J NOx Regulations | [6 empty] | 247 | 24.5625 | 23 | 62.125 | 257 | 618 | 22 | 56.375 | 24.5 | 59.25 |  |  | 60.375 |  |  |  | 0.75 | 27.875 | 50 | 13 | 50 | [8 empty] | 1 | 100 | 100 | ANSI Z21.10.1-2019/CSA 4.1-2019 | Not Applicable | Yes | Yes | No | Not Applicable | [5 empty] | 21131 | COMBI ATM DW
CDW2504T10FBN-500 | CDW2504T | Bradford White | 671632705399 | Active | The ""-500"" indicates that this SKU comes with White Rodgers Mechanical Control. | [9 empty] | No | Not Applicable | Not Applicable | Residential Water Heating | Combination Water & Space Heating.Gas | 10 | 6 | 10 |  |  | 238-51012-00 |  |  |  | 238-39699-00 |  | 238-46299-00 |  |  |  |  | Gas | Natural Gas |  |  |  | Indoor |  | Floor Mounted |  | No | Not Applicable | 150 | Not Applicable | 4 |  | 0.75 | 0.75 | No | [7 empty] | 65000 BTU/Hr |  |  |  | 45 |  | Not Applicable | On/Off | No, it does not comply with jurisdictions having 10ng/J NOx Regulations | [6 empty] | 247 | 24.5625 | 23 | 62.125 | 257 | 618 | 22 | 56.375 | 24.5 | 59.25 |  |  | 60.375 |  |  |  | 0.75 | 27.875 | 50 | 13 | 50 | [8 empty] | 1 | 100 | 100 | ANSI Z21.10.1-2019/CSA 4.1-2019 | Not Applicable | Yes | Yes | No | Not Applicable | [5 empty] | 21131 | COMBI ATM DW
CDW2504T10FBN-600 | CDW2504T | Bradford White | 671632569465 | Active | The ""-600"" indicates that this SKU comes with an SIT ICON System® gas control. | [9 empty] | No | Not Applicable | Not Applicable | Residential Water Heating | Combination Water & Space Heating.Gas | 10 | 6 | 10 |  |  | 238-51012-00 |  |  |  | 238-39699-00 |  | 238-46299-00 |  |  |  |  | Gas | Natural Gas |  |  |  | Indoor |  | Floor Mounted |  | No | Not Applicable | 150 | Not Applicable | 4 |  | 0.75 | 0.75 | No | [7 empty] | 65000 BTU/Hr |  |  |  | 45 |  | Not Applicable | On/Off | No, it does not comply with jurisdictions having 10ng/J NOx Regulations | [6 empty] | 247 | 24.5625 | 23 | 62.125 | 257 | 618 | 22 | 56.375 | 24.5 | 59.25 |  |  | 60.375 |  |  |  | 0.75 | 27.875 | 50 | 13 | 50 | [8 empty] | 1 | 100 | 100 | ANSI Z21.10.1-2019/CSA 4.1-2019 | Yes | Yes | Yes | No | Not Applicable | [5 empty] | 21131 | COMBI ATM DW
CDW2504T10FBNH-254 | CDW2504T | Bradford White | 671632639533 | Active | The ""-254"" indicates that this SKU was designed to operate in Altitudes ranging from 0 to 4,500 feet (0-1370 meters), and are certified for Installation in Canada. | [9 empty] | No | Not Applicable | Not Applicable | Residential Water Heating | Combination Water & Space Heating.Gas | 10 | 6 | 10 |  |  | 238-51012-00 |  |  |  | 238-39699-00 |  | 238-46299-00 |  |  |  |  | Gas | Natural Gas |  |  |  | Indoor |  | Floor Mounted |  | No | Not Applicable | 150 | Not Applicable | 4 |  | 0.75 | 0.75 | No | [7 empty] | 58500 BTU/Hr |  |  |  | 45 |  | Not Applicable | On/Off | No, it does not comply with jurisdictions having 10ng/J NOx Regulations | [6 empty] | 247 | 24.5625 | 23 | 62.125 | 257 | 618 | 22 | 56.375 | 24.5 | 59.25 |  |  | 60.375 |  |  |  | 0.75 | 27.875 | 50 | 13 | 50 | [8 empty] | 1 | 100 | 100 | ANSI Z21.10.1-2019/CSA 4.1-2019 | Yes | No | Yes | No | Not Applicable | 238-51030-00 |  |  |  | 238-45684-00 | 21131 | COMBI ATM DW
CDW2504T10FSX | CDW2504T | Bradford White | 671632667109 | Active | [10 empty] | No | Not Applicable | Not Applicable | Residential Water Heating | Combination Water & Space Heating.Gas | 10 | 6 | 10 |  |  | 238-51012-00 |  |  |  | 238-39699-00 |  | 238-46299-00 |  |  |  |  | Gas | Liquid Propane |  |  |  | Indoor |  | Floor Mounted |  | No | Not Applicable | 150 | Not Applicable | 4 |  | 0.75 | 0.75 | No | [7 empty] | 61000 BTU/Hr |  |  |  | 45 |  | Not Applicable | On/Off | Not Applicable | [6 empty] | 247 | 24.5625 | 23 | 62.125 | 257 | 618 | 22 | 56.375 | 24.5 | 59.25 |  |  | 60.375 |  |  |  | 0.75 | 27.875 | 50 | 13 | 50 | [8 empty] | 1 | 100 | 100 | ANSI Z21.10.1-2019/CSA 4.1-2019 | Not Applicable | Yes | Yes | No | Not Applicable | [5 empty] | 21131 | COMBI ATM DW
CDW2504T10FSX-457 | CDW2504T | Bradford White | 671632667178 | Active | The -457 indicates that this SKU was designed and certified for Installation in Canada. | [9 empty] | No | Not Applicable | Not Applicable | Residential Water Heating | Combination Water & Space Heating.Gas | 10 | 6 | 10 |  |  | 238-51012-00 |  |  |  | 238-39699-00 |  | 238-46299-00 |  |  |  |  | Gas | Liquid Propane |  |  |  | Indoor |  | Floor Mounted |  | No | Not Applicable | 150 | Not Applicable | 4 |  | 0.75 | 0.75 | No | [7 empty] | 61000 BTU/Hr |  |  |  | 45 |  | Not Applicable | On/Off | Not Applicable | [6 empty] | 247 | 24.5625 | 23 | 62.125 | 257 | 618 | 22 | 56.375 | 24.5 | 59.25 |  |  | 60.375 |  |  |  | 0.75 | 27.875 | 50 | 13 | 50 | [8 empty] | 1 | 100 | 100 | ANSI Z21.10.1-2019/CSA 4.1-2019 | Yes | No | Yes | No | Not Applicable | 238-51030-00 |  |  |  | 238-45684-00 | 21131 | COMBI ATM DW
CDW2504T10FSX-475 | CDW2504T | Bradford White | 671632818662 | Active | The ""-475"" indicates that this SKU was designed to operate in Altitudes between 2,001 feet and 7,000 feet. | [9 empty] | No | Not Applicable | Not Applicable | Residential Water Heating | Combination Water & Space Heating.Gas | 10 | 6 | 10 |  |  | 238-51012-00 |  |  |  | 238-39699-00 |  | 238-46299-00 |  |  |  |  | Gas | Liquid Propane |  |  |  | Indoor |  | Floor Mounted |  | No | Not Applicable | 150 | Not Applicable | 4 |  | 0.75 | 0.75 | No | [7 empty] | 61000 BTU/Hr |  |  |  | 45 |  | Not Applicable | On/Off | Not Applicable | [6 empty] | 247 | 24.5625 | 23 | 62.125 | 257 | 618 | 22 | 56.375 | 24.5 | 59.25 |  |  | 60.375 |  |  |  | 0.75 | 27.875 | 50 | 13 | 50 | [8 empty] | 1 | 100 | 100 | ANSI Z21.10.1-2019/CSA 4.1-2019 | Not Applicable | Yes | Yes | No | Not Applicable | [5 empty] | 21131 | COMBI ATM DW
CDW2504T10FSX-500 | CDW2504T | Bradford White | 671632705405 | Active | The ""-500"" indicates that this SKU comes with White Rodgers Mechanical Control. | [9 empty] | No | Not Applicable | Not Applicable | Residential Water Heating | Combination Water & Space Heating.Gas | 10 | 6 | 10 |  |  | 238-51012-00 |  |  |  | 238-39699-00 |  | 238-46299-00 |  |  |  |  | Gas | Liquid Propane |  |  |  | Indoor |  | Floor Mounted |  | No | Not Applicable | 150 | Not Applicable | 4 |  | 0.75 | 0.75 | No | [7 empty] | 61000 BTU/Hr |  |  |  | 45 |  | Not Applicable | On/Off | Not Applicable | [6 empty] | 247 | 24.5625 | 23 | 62.125 | 257 | 618 | 22 | 56.375 | 24.5 | 59.25 |  |  | 60.375 |  |  |  | 0.75 | 27.875 | 50 | 13 | 50 | [8 empty] | 1 | 100 | 100 | ANSI Z21.10.1-2019/CSA 4.1-2019 | Not Applicable | Yes | Yes | No | Not Applicable | [5 empty] | 21131 | COMBI ATM DW
CDW2504T10FSX-600 | CDW2504T | Bradford White | 671632569458 | Active | The ""-600"" indicates that this SKU comes with an SIT ICON System® gas control. | [9 empty] | No | Not Applicable | Not Applicable | Residential Water Heating | Combination Water & Space Heating.Gas | 10 | 6 | 10 |  |  | 238-51012-00 |  |  |  | 238-39699-00 |  | 238-46299-00 |  |  |  |  | Gas | Liquid Propane |  |  |  | Indoor |  | Floor Mounted |  | No | Not Applicable | 150 | Not Applicable | 4 |  | 0.75 | 0.75 | No | [7 empty] | 61000 BTU/Hr |  |  |  | 45 |  | Not Applicable | On/Off | Not Applicable | [6 empty] | 247 | 24.5625 | 23 | 62.125 | 257 | 618 | 22 | 56.375 | 24.5 | 59.25 |  |  | 60.375 |  |  |  | 0.75 | 27.875 | 50 | 13 | 50 | [8 empty] | 1 | 100 | 100 | ANSI Z21.10.1-2019/CSA 4.1-2019 | Yes | Yes | Yes | No | Not Applicable | [5 empty] | 21131 | COMBI ATM DW
CDW2504T10FSXH-254 | CDW2504T | Bradford White | 671632675753 | Active | The ""-254"" indicates that this SKU was designed to operate in Altitudes ranging from 0 to 4,500 feet (0-1370 meters), and are certified for Installation in Canada. | [9 empty] | No | Not Applicable | Not Applicable | Residential Water Heating | Combination Water & Space Heating.Gas | 10 | 6 | 10 |  |  | 238-51012-00 |  |  |  | 238-39699-00 |  | 238-46299-00 |  |  |  |  | Gas | Liquid Propane |  |  |  | Indoor |  | Floor Mounted |  | No | Not Applicable | 150 | Not Applicable | 4 |  | 0.75 | 0.75 | No | [7 empty] | 54900 BTU/Hr |  |  |  | 46 |  | Not Applicable | On/Off | Not Applicable | [6 empty] | 247 | 24.5625 | 23 | 62.125 | 257 | 626 | 22 | 56.375 | 24.5 | 59.25 |  |  | 60.375 |  |  |  | 0.75 | 27.875 | 50 | 13 | 50 | [8 empty] | 1 | 100 | 100 | ANSI Z21.10.1-2019/CSA 4.1-2019 | Yes | No | Yes | No | Not Applicable | 238-51030-00 |  |  |  | 238-45684-00 | 21131 | COMBI ATM DW
CDW275T10BN | CDW275T | Bradford White | 671632591268 | Active | [10 empty] | No | Not Applicable | Not Applicable | Residential Water Heating | Combination Water & Space Heating.Gas | 10 | 6 | 10 |  |  | 238-47759-00 |  |  |  | 238-39699-00 |  | 238-46299-00 |  |  |  |  | Gas | Natural Gas |  |  |  | Indoor |  | Floor Mounted |  | No | Not Applicable | 150 | Not Applicable | 4 |  | 0.75 | 0.75 | No | [7 empty] | 76000 BTU/Hr |  |  |  | 72 |  | Not Applicable | On/Off | No, it does not comply with jurisdictions having 14ng/J NOx Regulations | [6 empty] | 320 | 30.125 | 26.875 | 65.375 | 333 | 913 | 26 | 59 | 29.125 | 62.25 |  |  | 63 |  |  |  | 0.75 | 29.625 | 51.75 | 13.875 | 51.75 | [8 empty] | 1 | 63 | 60 | ANSI Z21.10.3-2019/CSA 4.3-2019 | Not Applicable | Yes | Yes | No | Not Applicable | [5 empty] | 21131 | COMBI ATM DW
CDW275T10BN-457 | CDW275T | Bradford White | 671632645022 | Active | The -457 indicates that this SKU was designed and certified for Installation in Canada. | [9 empty] | No | Not Applicable | Not Applicable | Residential Water Heating | Combination Water & Space Heating.Gas | 10 | 6 | 10 |  |  | 238-47759-00 |  |  |  | 238-39699-00 |  | 238-46299-00 |  |  |  |  | Gas | Natural Gas |  |  |  | Indoor |  | Floor Mounted |  | No | Not Applicable | 150 | Not Applicable | 4 |  | 0.75 | 0.75 | No | [7 empty] | 76000 BTU/Hr |  |  |  | 72 |  | Not Applicable | On/Off | No, it does not comply with jurisdictions having 14ng/J NOx Regulations | [6 empty] | 320 | 30.125 | 26.875 | 65.375 | 333 | 913 | 26 | 59 | 29.125 | 62.25 |  |  | 63 |  |  |  | 0.75 | 29.625 | 51.75 | 13.875 | 51.75 | [8 empty] | 1 | 63 | 60 | ANSI Z21.10.3-2019/CSA 4.3-2019 | Yes | No | Yes | No | Not Applicable | 238-47787-00 |  |  |  | 238-45684-00 | 21131 | COMBI ATM DW
CDW275T10BN-475 | CDW275T | Bradford White | 671632824502 | Active | The ""-475"" indicates that this SKU was designed to operate in Altitudes between 2,001 feet and 7,000 feet. | [9 empty] | No | Not Applicable | Not Applicable | Residential Water Heating | Combination Water & Space Heating.Gas | 10 | 6 | 10 |  |  | 238-47759-00 |  |  |  | 238-39699-00 |  | 238-46299-00 |  |  |  |  | Gas | Natural Gas |  |  |  | Indoor |  | Floor Mounted |  | No | Not Applicable | 150 | Not Applicable | 4 |  | 0.75 | 0.75 | No | [7 empty] | 76000 BTU/Hr |  |  |  | 72 |  | Not Applicable | On/Off | No, it does not comply with jurisdictions having 14ng/J NOx Regulations | [6 empty] | 320 | 30.125 | 26.875 | 65.375 | 333 | 913 | 26 | 59 | 29.125 | 62.25 |  |  | 63 |  |  |  | 0.75 | 29.625 | 51.75 | 13.875 | 51.75 | [8 empty] | 1 | 63 | 60 | ANSI Z21.10.3-2019/CSA 4.3-2019 | Not Applicable | Yes | Yes | No | Not Applicable | [5 empty] | 21131 | COMBI ATM DW
CDW275T10BNH-254 | CDW275T | Bradford White | 671632641925 | Active | The ""-254"" indicates that this SKU was designed to operate in Altitudes ranging from 0 to 4,500 feet (0-1370 meters), and are certified for Installation in Canada. | [9 empty] | No | Not Applicable | Not Applicable | Residential Water Heating | Combination Water & Space Heating.Gas | 10 | 6 | 10 |  |  | 238-47759-00 |  |  |  | 238-39699-00 |  | 238-46299-00 |  |  |  |  | Gas | Natural Gas |  |  |  | Indoor |  | Floor Mounted |  | No | Not Applicable | 150 | Not Applicable | 4 |  | 0.75 | 0.75 | No | [7 empty] | 68400 BTU/Hr |  |  |  | 72 |  | Not Applicable | On/Off | No, it does not comply with jurisdictions having 10ng/J NOx Regulations | [6 empty] | 320 | 30.125 | 26.875 | 65.375 | 333 | 913 | 26 | 59 | 29.125 | 62.25 |  |  | 63 |  |  |  | 0.75 | 29.625 | 51.75 | 13.875 | 51.75 | [8 empty] | 1 | 63 | 60 | ANSI Z21.10.1-2019/CSA 4.1-2019 | Yes | No | Yes | No | Not Applicable | 238-47787-00 |  |  |  | 238-45684-00 | 21131 | COMBI ATM DW
CDW275T10SX | CDW275T | Bradford White | 671632676170 | Active | [10 empty] | No | Not Applicable | Not Applicable | Residential Water Heating | Combination Water & Space Heating.Gas | 10 | 6 | 10 |  |  | 238-47759-00 |  |  |  | 238-39699-00 |  | 238-46299-00 |  |  |  |  | Gas | Liquid Propane |  |  |  | Indoor |  | Floor Mounted |  | No | Not Applicable | 150 | Not Applicable | 4 |  | 0.75 | 0.75 | No | [7 empty] | 76000 BTU/Hr |  |  |  | 72 |  | Not Applicable | On/Off | Not Applicable | [6 empty] | 320 | 30.125 | 26.875 | 65.375 | 333 | 913 | 26 | 59 | 29.125 | 62.25 |  |  | 63 |  |  |  | 0.75 | 29.625 | 51.75 | 13.875 | 51.75 | [8 empty] | 1 | 63 | 60 | ANSI Z21.10.3-2019/CSA 4.3-2019 | Not Applicable | Yes | Yes | No | Not Applicable | [5 empty] | 21131 | COMBI ATM DW
CDW275T10SX-457 | CDW275T | Bradford White | 671632676217 | Active | The -457 indicates that this SKU was designed and certified for Installation in Canada. | [9 empty] | No | Not Applicable | Not Applicable | Residential Water Heating | Combination Water & Space Heating.Gas | 10 | 6 | 10 |  |  | 238-47759-00 |  |  |  | 238-39699-00 |  | 238-46299-00 |  |  |  |  | Gas | Liquid Propane |  |  |  | Indoor |  | Floor Mounted |  | No | Not Applicable | 150 | Not Applicable | 4 |  | 0.75 | 0.75 | No | [7 empty] | 76000 BTU/Hr |  |  |  | 72 |  | Not Applicable | On/Off | Not Applicable | [6 empty] | 320 | 30.125 | 26.875 | 65.375 | 333 | 913 | 26 | 59 | 29.125 | 62.25 |  |  | 63 |  |  |  | 0.75 | 29.625 | 51.75 | 13.875 | 51.75 | [8 empty] | 1 | 63 | 60 | ANSI Z21.10.3-2019/CSA 4.3-2019 | Yes | No | Yes | No | Not Applicable | 238-47787-00 |  |  |  | 238-45684-00 | 21131 | COMBI ATM DW
CDW275T10SX-475 | CDW275T | Bradford White | 671632818396 | Active | The ""-475"" indicates that this SKU was designed to operate in Altitudes between 2,001 feet and 7,000 feet. | [9 empty] | No | Not Applicable | Not Applicable | Residential Water Heating | Combination Water & Space Heating.Gas | 10 | 6 | 10 |  |  | 238-47759-00 |  |  |  | 238-39699-00 |  | 238-46299-00 |  |  |  |  | Gas | Liquid Propane |  |  |  | Indoor |  | Floor Mounted |  | No | Not Applicable | 150 | Not Applicable | 4 |  | 0.75 | 0.75 | No | [7 empty] | 76000 BTU/Hr |  |  |  | 72 |  | Not Applicable | On/Off | Not Applicable | [6 empty] | 320 | 30.125 | 26.875 | 65.375 | 333 | 913 | 26 | 59 | 29.125 | 62.25 |  |  | 63 |  |  |  | 0.75 | 29.625 | 51.75 | 13.875 | 51.75 | [8 empty] | 1 | 63 | 60 | ANSI Z21.10.3-2019/CSA 4.3-2019 | Not Applicable | Yes | Yes | No | Not Applicable | [5 empty] | 21131 | COMBI ATM DW
CDW275T10SXH-254 | CDW275T | Bradford White | 671632906239 | Active | The ""-254"" indicates that this SKU was designed to operate in Altitudes ranging from 0 to 4,500 feet (0-1370 meters), and are certified for Installation in Canada. | [9 empty] | No | Not Applicable | Not Applicable | Residential Water Heating | Combination Water & Space Heating.Gas | 10 | 6 | 10 |  |  | 238-47759-00 |  |  |  | 238-39699-00 |  | 238-46299-00 |  |  |  |  | Gas | Liquid Propane |  |  |  | Indoor |  | Floor Mounted |  | No | Not Applicable | 150 | Not Applicable | 4 |  | 0.75 | 0.75 | No | [7 empty] | 68400 BTU/Hr |  |  |  | 75 |  | Not Applicable | On/Off | Not Applicable | [6 empty] | 320 | 30.125 | 26.875 | 65.375 | 333 | 938 | 26 | 59 | 29.125 | 62.25 |  |  | 63 |  |  |  | 0.75 | 29.625 | 51.75 | 13.875 | 51.75 | [8 empty] | 1 | 63 | 60 | ANSI Z21.10.1-2019/CSA 4.1-2019 | Yes | No | Yes | No | Not Applicable | 238-47787-00 |  |  |  | 238-45684-00 | 21131 | COMBI ATM DW
CDW2TW50T10FBN19 | CDW2TW50T | Bradford White | 671632561575 | Active | [10 empty] | No | Not Applicable | Not Applicable | Residential Water Heating | Combination Water & Space Heating.Gas | 10 | 6 | 10 |  |  | 238-53984-00 |  |  |  | 238-39699-00 |  | 238-46299-00 |  |  |  |  | Gas | Natural Gas |  |  |  | Indoor |  | Floor Mounted |  | No | Not Applicable | 150 | Not Applicable |  |  |  |  | No | [7 empty] | 67000 BTU/Hr |  |  |  | 45 |  | Not Applicable | On/Off | No, it does not comply with jurisdictions having 10ng/J NOx Regulations | [6 empty] | 255 | 27.625 | 22.75 | 67.875 | 265 | 626 | [23 empty] | 1 | 88 | 88 | ANSI Z21.10.1-2019/CSA 4.1-2019 | Yes | Yes | Yes | No | Not Applicable | [5 empty] | 21141 | COMBI PV DW
CDW2TW50T10FBN19-457 | CDW2TW50T | Bradford White | 671632561636 | Active | The -457 indicates that this SKU was designed and certified for Installation in Canada. | [9 empty] | No | Not Applicable | Not Applicable | Residential Water Heating | Combination Water & Space Heating.Gas | 10 | 6 | 10 |  |  | 238-54325-00 |  |  |  | 238-39699-00 |  | 238-48875-00 |  |  |  |  | Gas | Natural Gas |  |  |  | Indoor |  | Floor Mounted |  | No | Not Applicable | 150 | Not Applicable |  |  |  |  | No | [7 empty] | 67000 BTU/Hr |  |  |  | 45 |  | Not Applicable | On/Off | No, it does not comply with jurisdictions having 10ng/J NOx Regulations | [6 empty] | 255 | 27.625 | 22.75 | 67.875 | 265 | 626 | [23 empty] | 1 | 88 | 88 | ANSI Z21.10.1-2019/CSA 4.1-2019 | Yes | No | Yes | No | Not Applicable |  |  |  |  | 238-45684-00 | 21141 | COMBI PV DW
CDW2TW50T10FBNH-220 | CDW2TW50T | Bradford White | 671632635122 | Phase Out | The ""-220"" indicates that this SKU was designed to operate in Altitudes ranging from 0 to 4,500 feet (0-1370 meters), and are certified for Installation in Canada. | [9 empty] | No | Not Applicable |  | Residential Water Heating | Combination Water & Space Heating.Gas | 10 | 6 | 10 |  |  | 238-45637-00 |  |  |  | 238-39699-00 |  | 238-48875-00 |  |  |  |  | Gas | Natural Gas |  |  |  | Indoor |  | Floor Mounted |  | No | Not Applicable | 150 | Not Applicable |  |  |  |  | No | [7 empty] | 60300 BTU/Hr |  |  |  | 45 |  | Not Applicable | On/Off | No, it does not comply with jurisdictions having 10ng/J NOx Regulations | [6 empty] | 255 | 27.625 | 22.75 | 67.875 | 265 | 626 | [23 empty] | 1 | 88 | 88 | ANSI Z21.10.1-2019/CSA 4.1-2019 | Yes | No | Yes | No | Not Applicable | 238-46175-00 |  |  |  | 238-45684-00
CDW2TW50T10FSX19 | CDW2TW50T | Bradford White | 671632561698 | Active | [10 empty] | No | Not Applicable | Not Applicable | Residential Water Heating | Combination Water & Space Heating.Gas | 10 | 6 | 10 |  |  | 238-53984-00 |  |  |  | 238-39699-00 |  | 238-46299-00 |  |  |  |  | Gas | Liquid Propane |  |  |  | Indoor |  | Floor Mounted |  | No | Not Applicable | 150 | Not Applicable |  |  |  |  | No | [7 empty] | 60000 BTU/Hr |  |  |  | 45 |  | Not Applicable | On/Off | Not Applicable | [6 empty] | 255 | 27.625 | 22.75 | 67.875 | 265 | 626 | [23 empty] | 1 | 88 | 88 | ANSI Z21.10.1-2019/CSA 4.1-2019 | Yes | Yes | Yes | No | Not Applicable | [5 empty] | 21141 | COMBI PV DW
CDW2TW50T10FSX19-457 | CDW2TW50T | Bradford White | 671632561704 | Active | The -457 indicates that this SKU was designed and certified for Installation in Canada. | [9 empty] | No | Not Applicable | Not Applicable | Residential Water Heating | Combination Water & Space Heating.Gas | 10 | 6 | 10 |  |  | 238-54325-00 |  |  |  | 238-39699-00 |  | 238-48875-00 |  |  |  |  | Gas | Liquid Propane |  |  |  | Indoor |  | Floor Mounted |  | No | Not Applicable | 150 | Not Applicable |  |  |  |  | No | [7 empty] | 60000 BTU/Hr |  |  |  | 45 |  | Not Applicable | On/Off | Not Applicable | [6 empty] | 255 | 27.625 | 22.75 | 67.875 | 265 | 626 | [23 empty] | 1 | 88 | 88 | ANSI Z21.10.1-2019/CSA 4.1-2019 | Yes | No | Yes | No | Not Applicable |  |  |  |  | 238-45684-00 | 21141 | COMBI PV DW
CDW2TW75T10BN19 | CDW2TW75T | Bradford White | 671632561582 | Active | [10 empty] | No | Not Applicable | Not Applicable | Residential Water Heating | Combination Water & Space Heating.Gas | 10 | 6 | 10 |  |  | 238-53985-00 |  |  |  | 238-39699-00 |  | 238-46299-00 |  |  |  |  | Gas | Natural Gas |  |  |  | Indoor |  | Floor Mounted |  | No | Not Applicable | 150 | Not Applicable |  |  |  |  | No | [7 empty] | 76000 BTU/Hr |  |  |  | 72 |  | Not Applicable | On/Off | No, it does not comply with jurisdictions having 14ng/J NOx Regulations | [6 empty] | 335 | 30.125 | 26.875 | 70 | 348 | 928 | [23 empty] | 1 | 63 | 60 | ANSI Z21.10.3-2019/CSA 4.3-2019 | Yes | Yes | Yes | No | Not Applicable | [5 empty] | 21141 | COMBI PV DW
CDW2TW75T10BN19-457 | CDW2TW75T | Bradford White | 671632561650 | Active | The -457 indicates that this SKU was designed and certified for Installation in Canada. | [9 empty] | No | Not Applicable | Not Applicable | Residential Water Heating | Combination Water & Space Heating.Gas | 10 | 6 | 10 |  |  | 238-54326-00 |  |  |  | 238-39699-00 |  | 238-48875-00 |  |  |  |  | Gas | Natural Gas |  |  |  | Indoor |  | Floor Mounted |  | No | Not Applicable | 150 | Not Applicable |  |  |  |  | No | [7 empty] | 76000 BTU/Hr |  |  |  | 72 |  | Not Applicable | On/Off | No, it does not comply with jurisdictions having 14ng/J NOx Regulations | [6 empty] | 335 | 30.125 | 26.875 | 70 | 348 | 928 | [23 empty] | 1 | 63 | 60 | ANSI Z21.10.3-2019/CSA 4.3-2019 | Yes | No | Yes | No | Not Applicable |  |  |  |  | 238-45684-00 | 21141 | COMBI PV DW
CDW2TW75T10SX19 | CDW2TW75T | Bradford White | 671632561742 | Active | [10 empty] | No | Not Applicable | Not Applicable | Residential Water Heating | Combination Water & Space Heating.Gas | 10 | 6 | 10 |  |  | 238-53985-00 |  |  |  | 238-39699-00 |  | 238-46299-00 |  |  |  |  | Gas | Liquid Propane |  |  |  | Indoor |  | Floor Mounted |  | No | Not Applicable | 150 | Not Applicable |  |  |  |  | No | [7 empty] | 75500 BTU/Hr |  |  |  | 72 |  | Not Applicable | On/Off | Not Applicable | [6 empty] | 335 | 30.125 | 26.875 | 70 | 348 | 928 | [23 empty] | 1 | 63 | 60 | ANSI Z21.10.3-2019/CSA 4.3-2019 | Yes | Yes | Yes | No | Not Applicable | [5 empty] | 21141 | COMBI PV DW
CDW2TW75T10SX19-457 | CDW2TW75T | Bradford White | 671632561766 | Active | The -457 indicates that this SKU was designed and certified for Installation in Canada. | [9 empty] | No | Not Applicable | Not Applicable | Residential Water Heating | Combination Water & Space Heating.Gas | 10 | 6 | 10 |  |  | 238-54326-00 |  |  |  | 238-39699-00 |  | 238-48875-00 |  |  |  |  | Gas | Liquid Propane |  |  |  | Indoor |  | Floor Mounted |  | No | Not Applicable | 150 | Not Applicable |  |  |  |  | No | [7 empty] | 75500 BTU/Hr |  |  |  | 72 |  | Not Applicable | On/Off | Not Applicable | [6 empty] | 335 | 30.125 | 26.875 | 70 | 348 | 928 | [23 empty] | 1 | 63 | 60 | ANSI Z21.10.3-2019/CSA 4.3-2019 | Yes | No | Yes | No | Not Applicable |  |  |  |  | 238-45684-00 | 21141 | COMBI PV DW
CEA12-3-3-100A-AA | CEA12-3 | Bradford White | 671632137923 | Active | [10 empty] | No | Not Applicable | Not Applicable | Commercial Water Heating | Water Heating.Electric | 3 | 1 |  |  |  | 238-53685-00 |  |  |  | 238-36612-00 | [6 empty] | Electric | Electric Resistance | 208 | 1 |  | Indoor |  | Floor Mounted |  | Yes | HLW | 150 | Not Applicable |  |  |  | 0.75 | No | [7 empty] | 3 kW |  |  |  | 12 |  | 12 | On/Off | Not Applicable | [6 empty] | 125 | 26.25 | 23 | 43 | 130 | 224 | 16 | 28 |  |  |  |  | 29 |  |  | 6.125 |  |  |  |  | 28.938 | [7 empty] | 28 | 1 | 510 | 645 | UL1453 | Not Applicable | Yes | Yes | No | Not Applicable | [5 empty] | 40311 | COM ELEC ASME
CEA12-3-3-100A-BY | CEA12-3 | Bradford White | 671632578870 | Active | The suffix at the end of this SKU indicates that it comes with a Low Water Level Control Switch. | The suffix at the end of this SKU indicates that it comes with an Alarm Horn. | The suffix at the end of this SKU indicates that it comes with a High Water Pressure Control. | [7 empty] | No | Not Applicable | Not Applicable | Commercial Water Heating | Water Heating.Electric | 3 | 1 |  |  |  | 238-53685-00 |  |  |  | 238-36612-00 | [6 empty] | Electric | Electric Resistance | 208 | 1 |  | Indoor |  | Floor Mounted |  | Yes | HLW | 150 | Not Applicable |  |  |  | 0.75 | No | [7 empty] | 3 kW |  |  |  | 12 |  | 12 | On/Off | Not Applicable | [6 empty] | 125 | 26.25 | 23 | 43 | 130 | 224 | 16 | 28 |  |  |  |  | 29 |  |  | 6.125 |  |  |  |  | 28.938 | [7 empty] | 28 | 1 | 510 | 645 | UL1453 | Not Applicable | Yes | Yes | No | Not Applicable | [5 empty] | 40311 | COM ELEC ASME
CEA12-3-3-100C-AA | CEA12-3 | Bradford White | 671632138272 | Active | [10 empty] | No | Not Applicable | Not Applicable | Commercial Water Heating | Water Heating.Electric | 3 | 1 |  |  |  | 238-53685-00 |  |  |  | 238-36612-00 | [6 empty] | Electric | Electric Resistance | 277 | 1 |  | Indoor |  | Floor Mounted |  | Yes | HLW | 150 | Not Applicable |  |  |  | 0.75 | No | [7 empty] | 3 kW |  |  |  | 12 |  | 12 | On/Off | Not Applicable | [6 empty] | 125 | 26.25 | 23 | 43 | 130 | 224 | 16 | 28 |  |  |  |  | 29 |  |  | 6.125 |  |  |  |  | 28.938 | [7 empty] | 28 | 1 | 510 | 645 | UL1453 | Not Applicable | Yes | Yes | No | Not Applicable | [5 empty] | 40311 | COM ELEC ASME
CEA12-3-3-131A-AA | CEA12-3 | Bradford White | 671632138210 | Active | [10 empty] | No | Not Applicable | Not Applicable | Commercial Water Heating | Water Heating.Electric | 3 | 1 |  |  |  | 238-53685-00 |  |  |  | 238-36612-00 | [6 empty] | Electric | Electric Resistance | 208 | 3 |  | Indoor |  | Floor Mounted |  | Yes | HLW | 150 | Not Applicable |  |  |  | 0.75 | No | [7 empty] | 3 kW |  |  |  | 12 |  | 12 | On/Off | Not Applicable | [6 empty] | 125 | 26.25 | 23 | 43 | 130 | 224 | 16 | 28 |  |  |  |  | 29 |  |  | 6.125 |  |  |  |  | 28.938 | [7 empty] | 28 | 1 | 510 | 645 | UL1453 | Not Applicable | Yes | Yes | No | Not Applicable | [5 empty] | 40311 | COM ELEC ASME
CEA12-3-3-131B-AA | CEA12-3 | Bradford White | 671632315048 | Active | [10 empty] | No | Not Applicable | Not Applicable | Commercial Water Heating | Water Heating.Electric | 3 | 1 |  |  |  | 238-53685-00 |  |  |  | 238-36612-00 | [6 empty] | Electric | Electric Resistance | 240 | 3 |  | Indoor |  | Floor Mounted |  | Yes | HLW | 150 | Not Applicable |  |  |  | 0.75 | No | [7 empty] | 3 kW |  |  |  | 12 |  | 12 | On/Off | Not Applicable | [6 empty] | 125 | 26.25 | 23 | 43 | 130 | 224 | 16 | 28 |  |  |  |  | 29 |  |  | 6.125 |  |  |  |  | 28.938 | [7 empty] | 28 | 1 | 510 | 645 | UL1453 | Not Applicable | Yes | Yes | No | Not Applicable | [5 empty] | 40311 | COM ELEC ASME
CEA12-3-3-131C-AA | CEA12-3 | Bradford White | 671632137701 | Active | [10 empty] | No | Not Applicable | Not Applicable | Commercial Water Heating | Water Heating.Electric | 3 | 1 |  |  |  | 238-53685-00 |  |  |  | 238-36612-00 | [6 empty] | Electric | Electric Resistance | 480 | 3 |  | Indoor |  | Floor Mounted |  | Yes | HLW | 150 | Not Applicable |  |  |  | 0.75 | No | [7 empty] | 3 kW |  |  |  | 12 |  | 12 | On/Off | Not Applicable | [6 empty] | 125 | 26.25 | 23 | 43 | 130 | 224 | 16 | 28 |  |  |  |  | 29 |  |  | 6.125 |  |  |  |  | 28.938 | [7 empty] | 28 | 1 | 510 | 645 | UL1453 | Not Applicable | Yes | Yes | No | Not Applicable | [5 empty] | 40311 | COM ELEC ASME
CEA12-3-3-131D-AA | CEA12-3 | Bradford White | 671632137817 | Active | [10 empty] | No | Not Applicable | Not Applicable | Commercial Water Heating | Water Heating.Electric | 3 | 1 |  |  |  | 238-53685-00 |  |  |  | 238-36612-00 | [6 empty] | Electric | Electric Resistance | 380 | 3 |  | Indoor |  | Floor Mounted |  | Yes | HLW | 150 | Not Applicable |  |  |  | 0.75 | No | [7 empty] | 3 kW |  |  |  | 12 |  | 12 | On/Off | Not Applicable | [6 empty] | 125 | 26.25 | 23 | 43 | 130 | 224 | 16 | 28 |  |  |  |  | 29 |  |  | 6.125 |  |  |  |  | 28.938 | [7 empty] | 28 | 1 | 510 | 645 | UL1453 | Not Applicable | Yes | Yes | No | Not Applicable | [5 empty] | 40311 | COM ELEC ASME
CEA12-3-5-100C-AA | CEA12-3 | Bradford White | 671632321018 | Active | [10 empty] | No | Not Applicable | Not Applicable | Commercial Water Heating | Water Heating.Electric | 5 | 1 |  |  |  | 238-53685-00 |  |  |  | 238-36612-00 | [6 empty] | Electric | Electric Resistance | 277 | 1 |  | Indoor |  | Floor Mounted |  | Yes | HLW | 150 | Not Applicable |  |  |  | 0.75 | No | [7 empty] | 3 kW |  |  |  | 12 |  | 12 | On/Off | Not Applicable | [6 empty] | 125 | 26.25 | 23 | 43 | 130 | 224 | 16 | 28 |  |  |  |  | 29 |  |  | 6.125 |  |  |  |  | 28.938 | [7 empty] | 28 | 1 | 510 | 645 | UL1453 | Not Applicable | Yes | Yes | No | Not Applicable | [5 empty] | 40311 | COM ELEC ASME
CEA12-3-5-100C-AS | CEA12-3 | Bradford White | 671632321025 | Active | The suffix at the end of this SKU indicates that it comes with a Low Water Level Control Switch. | The suffix at the end of this SKU indicates that it comes with a High Water Pressure Control. | The suffix at the end of this SKU indicates that it comes with a Low Water Pressure Control. | [7 empty] | No | Not Applicable | Not Applicable | Commercial Water Heating | Water Heating.Electric | 5 | 1 |  |  |  | 238-53685-00 |  |  |  | 238-36612-00 | [6 empty] | Electric | Electric Resistance | 277 | 1 |  | Indoor |  | Floor Mounted |  | Yes | HLW | 150 | Not Applicable |  |  |  | 0.75 | No | [7 empty] | 3 kW |  |  |  | 12 |  | 12 | On/Off | Not Applicable | [6 empty] | 125 | 26.25 | 23 | 43 | 130 | 224 | 16 | 28 |  |  |  |  | 29 |  |  | 6.125 |  |  |  |  | 28.938 | [7 empty] | 28 | 1 | 510 | 645 | UL1453 | Not Applicable | Yes | Yes | No | Not Applicable | [5 empty] | 40311 | COM ELEC ASME
CEA12-3-5-131A-AA | CEA12-3 | Bradford White | 671632556519 | Active | [10 empty] | No | Not Applicable | Not Applicable | Commercial Water Heating | Water Heating.Electric | 5 | 1 |  |  |  | 238-53685-00 |  |  |  | 238-36612-00 | [6 empty] | Electric | Electric Resistance | 208 | 3 |  | Indoor |  | Floor Mounted |  | Yes | HLW | 150 | Not Applicable |  |  |  | 0.75 | No | [7 empty] | 3 kW |  |  |  | 12 |  | 12 | On/Off | Not Applicable | [6 empty] | 125 | 26.25 | 23 | 43 | 130 | 224 | 16 | 28 |  |  |  |  | 29 |  |  | 6.125 |  |  |  |  | 28.938 | [7 empty] | 28 | 1 | 510 | 645 | UL1453 | Not Applicable | Yes | Yes | No | Not Applicable | [5 empty] | 40311 | COM ELEC ASME
CEA12-3-5-131C-AA | CEA12-3 | Bradford White | 671632614295 | Active | [10 empty] | No | Not Applicable | Not Applicable | Commercial Water Heating | Water Heating.Electric | 5 | 1 |  |  |  | 238-53685-00 |  |  |  | 238-36612-00 | [6 empty] | Electric | Electric Resistance | 480 | 3 |  | Indoor |  | Floor Mounted |  | Yes | HLW | 150 | Not Applicable |  |  |  | 0.75 | No | [7 empty] | 3 kW |  |  |  | 12 |  | 12 | On/Off | Not Applicable | [6 empty] | 125 | 26.25 | 23 | 43 | 130 | 224 | 16 | 28 |  |  |  |  | 29 |  |  | 6.125 |  |  |  |  | 28.938 | [7 empty] | 28 | 1 | 510 | 645 | UL1453 | Not Applicable | Yes | Yes | No | Not Applicable | [5 empty] | 40311 | COM ELEC ASME
CEA12-6-3-101A-AA | CEA12-6 | Bradford White | 671632326600 | Active | [10 empty] | No | Not Applicable | Not Applicable | Commercial Water Heating | Water Heating.Electric | 3 | 1 |  |  |  | 238-53685-00 |  |  |  | 238-36612-00 | [6 empty] | Electric | Electric Resistance | 277 | 1 |  | Indoor |  | Floor Mounted |  | Yes | HLW | 150 | Not Applicable |  |  |  | 0.75 | No | [7 empty] | 6 kW |  |  |  | 12 |  | 25 | On/Off | Not Applicable | [6 empty] | 125 | 26.25 | 23 | 43 | 130 | 224 | 16 | 29 |  |  |  |  | 29 |  |  | 6.125 |  |  |  |  | 28.938 | [7 empty] | 28 | 1 | 510 | 645 | UL1453 | Not Applicable | Yes | Yes | No | Not Applicable | [5 empty] | 40311 | COM ELEC ASME
CEA12-6-3-102A-AA | CEA12-6 | Bradford White | 671632137800 | Active | [10 empty] | No | Not Applicable | Not Applicable | Commercial Water Heating | Water Heating.Electric | 3 | 1 |  |  |  | 238-53685-00 |  |  |  | 238-36612-00 | [6 empty] | Electric | Electric Resistance | 208 | 1 |  | Indoor |  | Floor Mounted |  | Yes | HLW | 150 | Not Applicable |  |  |  | 0.75 | No | [7 empty] | 6 kW |  |  |  | 12 |  | 25 | On/Off | Not Applicable | [6 empty] | 125 | 26.25 | 23 | 43 | 130 | 224 | 16 | 29 |  |  |  |  | 29 |  |  | 6.125 |  |  |  |  | 28.938 | [7 empty] | 28 | 1 | 510 | 645 | UL1453 | Not Applicable | Yes | Yes | No | Not Applicable | [5 empty] | 40311 | COM ELEC ASME
CEA12-6-3-102A-AA-866 | CEA12-6 | Bradford White | 671632569366 | Active | The ""-866"" indicates that these SKUs are designed and certified for Installation in Canada. | [9 empty] | No | Not Applicable | Not Applicable | Commercial Water Heating | Water Heating.Electric | 3 | 1 |  |  |  | 238-53685-00 |  |  |  | 238-36612-00 | [6 empty] | Electric | Electric Resistance | 208 | 1 |  | Indoor |  | Floor Mounted |  | Yes | HLW | 150 | Not Applicable |  |  |  | 0.75 | No | [7 empty] | 6 kW |  |  |  | 12 |  | 25 | On/Off | Not Applicable | [6 empty] | 125 | 26.25 | 23 | 30.5 | 130 | 224 | 16 | 29 |  |  |  |  | 29 |  |  | 6.125 |  |  |  |  | 28.938 | [7 empty] | 28 | 1 | 510 | 645 | UL1453 | Not Applicable | No | Yes | No | Not Applicable | 238-44343-00 |  |  |  |  | 40311 | COM ELEC ASME
CEA12-6-3-102B-AA | CEA12-6 | Bradford White | 671632333233 | Active | [10 empty] | No | Not Applicable | Not Applicable | Commercial Water Heating | Water Heating.Electric | 3 | 1 |  |  |  | 238-53685-00 |  |  |  | 238-36612-00 | [6 empty] | Electric | Electric Resistance | 240 | 1 |  | Indoor |  | Floor Mounted |  | Yes | HLW | 150 | Not Applicable |  |  |  | 0.75 | No | [7 empty] | 6 kW |  |  |  | 12 |  | 25 | On/Off | Not Applicable | [6 empty] | 125 | 26.25 | 23 | 43 | 130 | 224 | 16 | 29 |  |  |  |  | 29 |  |  | 6.125 |  |  |  |  | 28.938 | [7 empty] | 28 | 1 | 510 | 645 | UL1453 | Not Applicable | Yes | Yes | No | Not Applicable | [5 empty] | 40311 | COM ELEC ASME
CEA12-6-3-103A-AA | CEA12-6 | Bradford White | 671632138401 | Active | [10 empty] | No | Not Applicable | Not Applicable | Commercial Water Heating | Water Heating.Electric | 3 | 1 |  |  |  | 238-53685-00 |  |  |  | 238-36612-00 | [6 empty] | Electric | Electric Resistance | 208 | 3 |  | Indoor |  | Floor Mounted |  | Yes | HLW | 150 | Not Applicable |  |  |  | 0.75 | No | [7 empty] | 6 kW |  |  |  | 12 |  | 25 | On/Off | Not Applicable | [6 empty] | 125 | 26.25 | 23 | 43 | 130 | 224 | 16 | 29 |  |  |  |  | 29 |  |  | 6.125 |  |  |  |  | 28.938 | [7 empty] | 28 | 1 | 510 | 645 | UL1453 | Not Applicable | Yes | Yes | No | Not Applicable | [5 empty] | 40311 | COM ELEC ASME
CEA12-6-3-103A-AA-866 | CEA12-6 | Bradford White | 671632656325 | Active | The ""-866"" indicates that these SKUs are designed and certified for Installation in Canada. | [9 empty] | No | Not Applicable | Not Applicable | Commercial Water Heating | Water Heating.Electric | 3 | 1 |  |  |  | 238-53685-00 |  |  |  | 238-36612-00 | [6 empty] | Electric | Electric Resistance | 208 | 3 |  | Indoor |  | Floor Mounted |  | Yes | HLW | 150 | Not Applicable |  |  |  | 0.75 | No | [7 empty] | 6 kW |  |  |  | 12 |  | 25 | On/Off | Not Applicable | [6 empty] | 125 | 26.25 | 23 | 30.5 | 130 | 224 | 16 | 29 |  |  |  |  | 29 |  |  | 6.125 |  |  |  |  | 28.938 | [7 empty] | 28 | 1 | 510 | 645 | UL1453 | Not Applicable | No | Yes | No | Not Applicable | 238-44343-00 |  |  |  |  | 40311 | COM ELEC ASME
CEA12-6-3-103A-AS | CEA12-6 | Bradford White | 671632555833 | Active | The suffix at the end of this SKU indicates that it comes with a Low Water Level Control Switch. | The suffix at the end of this SKU indicates that it comes with a High Water Pressure Control. | The suffix at the end of this SKU indicates that it comes with a Low Water Pressure Control. | [7 empty] | No | Not Applicable | Not Applicable | Commercial Water Heating | Water Heating.Electric | 3 | 1 |  |  |  | 238-53685-00 |  |  |  | 238-36612-00 | [6 empty] | Electric | Electric Resistance | 208 | 3 |  | Indoor |  | Floor Mounted |  | Yes | HLW | 150 | Not Applicable |  |  |  | 0.75 | No | [7 empty] | 6 kW |  |  |  | 12 |  | 25 | On/Off | Not Applicable | [6 empty] | 125 | 26.25 | 23 | 43 | 130 | 224 | 16 | 29 |  |  |  |  | 29 |  |  | 6.125 |  |  |  |  | 28.938 | [7 empty] | 28 | 1 | 510 | 645 | UL1453 | Not Applicable | Yes | Yes | No | Not Applicable | [5 empty] | 40311 | COM ELEC ASME
CEA12-6-3-103C-AA | CEA12-6 | Bradford White | 671632137794 | Active | [10 empty] | No | Not Applicable | Not Applicable | Commercial Water Heating | Water Heating.Electric | 3 | 1 |  |  |  | 238-53685-00 |  |  |  | 238-36612-00 | [6 empty] | Electric | Electric Resistance | 480 | 3 |  | Indoor |  | Floor Mounted |  | Yes | HLW | 150 | Not Applicable |  |  |  | 0.75 | No | [7 empty] | 6 kW |  |  |  | 12 |  | 25 | On/Off | Not Applicable | [6 empty] | 125 | 26.25 | 23 | 43 | 130 | 224 | 16 | 29 |  |  |  |  | 29 |  |  | 6.125 |  |  |  |  | 28.938 | [7 empty] | 28 | 1 | 510 | 645 | UL1453 | Not Applicable | Yes | Yes | No | Not Applicable | [5 empty] | 40311 | COM ELEC ASME
CEA12-6-3-103C-DG | CEA12-6 | Bradford White | 671632634590 | Active | The suffix at the end of this SKU indicates that it comes with Modulating Controls. | The suffix at the end of this SKU indicates that it comes with a Low Water Level Control Switch. | The suffix at the end of this SKU indicates that it comes with BMS Relays. | [7 empty] | No | Not Applicable | Not Applicable | Commercial Water Heating | Water Heating.Electric | 3 | 1 |  |  |  | 238-53685-00 |  |  |  | 238-36612-00 | [6 empty] | Electric | Electric Resistance | 480 | 3 |  | Indoor |  | Floor Mounted |  | Yes | HLW | 150 | Not Applicable |  |  |  | 0.75 | No | [7 empty] | 6 kW |  |  |  | 12 |  | 25 | On/Off | Not Applicable | [6 empty] | 125 | 26.25 | 23 | 43 | 130 | 224 | 16 | 29 |  |  |  |  | 29 |  |  | 6.125 |  |  |  |  | 28.938 | [7 empty] | 28 | 1 | 510 | 645 | UL1453 | Not Applicable | Yes | Yes | No | Not Applicable | [5 empty] | 40311 | COM ELEC ASME
CEA12-6-5-103C-AA | CEA12-6 | Bradford White | 671632568451 | Active | [10 empty] | No | Not Applicable | Not Applicable | Commercial Water Heating | Water Heating.Electric | 5 | 1 |  |  |  | 238-53685-00 |  |  |  | 238-36612-00 | [6 empty] | Electric | Electric Resistance | 480 | 3 |  | Indoor |  | Floor Mounted |  | Yes | HLW | 150 | Not Applicable |  |  |  | 0.75 | No | [7 empty] | 6 kW |  |  |  | 12 |  | 25 | On/Off | Not Applicable | [6 empty] | 125 | 26.25 | 23 | 43 | 130 | 224 | 16 | 29 |  |  |  |  | 29 |  |  | 6.125 |  |  |  |  | 28.938 | [7 empty] | 28 | 1 | 510 | 645 | UL1453 | Not Applicable | Yes | Yes | No | Not Applicable | [5 empty] | 40311 | COM ELEC ASME
CEA12-9-3-102E-AA | CEA12-9 | Bradford White | 671632137695 | Active | [10 empty] | No | Not Applicable | Not Applicable | Commercial Water Heating | Water Heating.Electric | 3 | 1 |  |  |  | 238-53685-00 |  |  |  | 238-36612-00 | [6 empty] | Electric | Electric Resistance | 240 | 1 |  | Indoor |  | Floor Mounted |  | Yes | HLW | 150 | Not Applicable |  |  |  | 0.75 | No | [7 empty] | 9 kW |  |  |  | 12 |  | 37 | On/Off | Not Applicable | [6 empty] | 125 | 26.25 | 23 | 43 | 130 | 224 | 16 | 28 |  |  |  |  | 29 |  |  | 6.125 |  |  |  |  | 28.938 | [7 empty] | 28 | 1 | 510 | 645 | UL1453 | Not Applicable | Yes | Yes | No | Not Applicable | [5 empty] | 40311 | COM ELEC ASME
CEA12-9-3-103D-AA | CEA12-9 | Bradford White | 671632138333 | Active | [10 empty] | No | Not Applicable | Not Applicable | Commercial Water Heating | Water Heating.Electric | 3 | 1 |  |  |  | 238-53685-00 |  |  |  | 238-36612-00 | [6 empty] | Electric | Electric Resistance | 208 | 3 |  | Indoor |  | Floor Mounted |  | Yes | HLW | 150 | Not Applicable |  |  |  | 0.75 | No | [7 empty] | 9 kW |  |  |  | 12 |  | 37 | On/Off | Not Applicable | [6 empty] | 125 | 26.25 | 23 | 43 | 130 | 224 | 16 | 28 |  |  |  |  | 29 |  |  | 6.125 |  |  |  |  | 28.938 | [7 empty] | 28 | 1 | 510 | 645 | UL1453 | Not Applicable | Yes | Yes | No | Not Applicable | [5 empty] | 40311 | COM ELEC ASME
CEA12-9-3-103D-AA-866 | CEA12-9 | Bradford White | 671632137787 | Active | The ""-866"" indicates that these SKUs are designed and certified for Installation in Canada. | [9 empty] | No | Not Applicable | Not Applicable | Commercial Water Heating | Water Heating.Electric | 3 | 1 |  |  |  | 238-53685-00 |  |  |  | 238-36612-00 | [6 empty] | Electric | Electric Resistance | 208 | 3 |  | Indoor |  | Floor Mounted |  | Yes | HLW | 150 | Not Applicable |  |  |  | 0.75 | No | [7 empty] | 9 kW |  |  |  | 12 |  | 37 | On/Off | Not Applicable | [6 empty] | 125 | 26.25 | 23 | 43 | 130 | 224 | 16 | 28 |  |  |  |  | 29 |  |  | 6.125 |  |  |  |  | 28.938 | [7 empty] | 28 | 1 | 510 | 645 | UL1453 | Not Applicable | No | Yes | No | Not Applicable | 238-44343-00 |  |  |  |  | 40311 | COM ELEC ASME
CEA12-9-3-103F-AA | CEA12-9 | Bradford White | 671632138289 | Active | [10 empty] | No | Not Applicable | Not Applicable | Commercial Water Heating | Water Heating.Electric | 3 | 1 |  |  |  | 238-53685-00 |  |  |  | 238-36612-00 | [6 empty] | Electric | Electric Resistance | 480 | 3 |  | Indoor |  | Floor Mounted |  | Yes | HLW | 150 | Not Applicable |  |  |  | 0.75 | No | [7 empty] | 9 kW |  |  |  | 12 |  | 37 | On/Off | Not Applicable | [6 empty] | 125 | 26.25 | 23 | 43 | 130 | 224 | 16 | 28 |  |  |  |  | 29 |  |  | 6.125 |  |  |  |  | 28.938 | [7 empty] | 28 | 1 | 510 | 645 | UL1453 | Not Applicable | Yes | Yes | No | Not Applicable | [5 empty] | 40311 | COM ELEC ASME
CEA120-135-3-102H-AA | CEA120-135 | Bradford White | 671632571796 | Active | [10 empty] | No | Not Applicable | Not Applicable | Commercial Water Heating | Water Heating.Electric | 3 | 1 |  |  |  | 238-53685-00 |  |  |  | 238-36612-00 | [6 empty] | Electric | Electric Resistance | 480 | 1 |  | Indoor |  | Floor Mounted |  | Yes | HLW | 150 | Not Applicable |  |  |  | 1.5 | No | [7 empty] | 13.5 kW |  |  |  | 119 |  | 56 | On/Off | Not Applicable | [6 empty] | 335 | 26.5 | 33 | 79 | 348 | 1316 | 30.25 | 65.125 |  |  |  |  | 66.438 |  |  | 7.625 |  |  |  |  | 55.25 | [7 empty] | 47.125 | 1 | 30 | 30 | UL1453 | Yes | Yes | Yes | No | Not Applicable | [5 empty] | 40311 | COM ELEC ASME | 204388145
CEA120-135-3-103K-AA | CEA120-135 | Bradford White | 671632333684 | Active | [10 empty] | No | Not Applicable | Not Applicable | Commercial Water Heating | Water Heating.Electric | 3 | 1 |  |  |  | 238-53685-00 |  |  |  | 238-36612-00 | [6 empty] | Electric | Electric Resistance | 208 | 3 |  | Indoor |  | Floor Mounted |  | Yes | HLW | 150 | Not Applicable |  |  |  | 1.5 | No | [7 empty] | 13.5 kW |  |  |  | 119 |  | 56 | On/Off | Not Applicable | [6 empty] | 335 | 26.5 | 33 | 79 | 348 | 1316 | 30.25 | 65.125 |  |  |  |  | 66.438 |  |  | 7.625 |  |  |  |  | 55.25 | [7 empty] | 47.125 | 1 | 30 | 30 | UL1453 | Yes | Yes | Yes | No | Not Applicable | [5 empty] | 40311 | COM ELEC ASME | 204388145
CEA120-135-3-103M-AA | CEA120-135 | Bradford White | 671632320578 | Active | [10 empty] | No | Not Applicable | Not Applicable | Commercial Water Heating | Water Heating.Electric | 3 | 1 |  |  |  | 238-53685-00 |  |  |  | 238-36612-00 | [6 empty] | Electric | Electric Resistance | 480 | 3 |  | Indoor |  | Floor Mounted |  | Yes | HLW | 150 | Not Applicable |  |  |  | 1.5 | No | [7 empty] | 13.5 kW |  |  |  | 119 |  | 56 | On/Off | Not Applicable | [6 empty] | 335 | 26.5 | 33 | 79 | 348 | 1316 | 30.25 | 65.125 |  |  |  |  | 66.438 |  |  | 7.625 |  |  |  |  | 55.25 | [7 empty] | 47.125 | 1 | 30 | 30 | UL1453 | Yes | Yes | Yes | No | Not Applicable | [5 empty] | 40311 | COM ELEC ASME | 204388145
CEA120-135-3-103M-DG | CEA120-135 | Bradford White | 671632625758 | Active | The suffix at the end of this SKU indicates that it comes with Modulating Controls. | The suffix at the end of this SKU indicates that it comes with a Low Water Level Control Switch. | The suffix at the end of this SKU indicates that it comes with BMS Relays. | [7 empty] | No | Not Applicable | Not Applicable | Commercial Water Heating | Water Heating.Electric | 3 | 1 |  |  |  | 238-53685-00 |  |  |  | 238-36612-00 | [6 empty] | Electric | Electric Resistance | 480 | 3 |  | Indoor |  | Floor Mounted |  | Yes | HLW | 150 | Not Applicable |  |  |  | 1.5 | No | [7 empty] | 13.5 kW |  |  |  | 119 |  | 56 | On/Off | Not Applicable | [6 empty] | 335 | 26.5 | 33 | 79 | 348 | 1316 | 30.25 | 65.125 |  |  |  |  | 66.438 |  |  | 7.625 |  |  |  |  | 55.25 | [7 empty] | 47.125 | 1 | 30 | 30 | UL1453 | Yes | Yes | Yes | No | Not Applicable | [5 empty] | 40311 | COM ELEC ASME | 204388145
CEA120-135-3-104E-AA | CEA120-135 | Bradford White | 671632574988 | Active | [10 empty] | No | Not Applicable | Not Applicable | Commercial Water Heating | Water Heating.Electric | 3 | 1 |  |  |  | 238-53685-00 |  |  |  | 238-36612-00 | [6 empty] | Electric | Electric Resistance | 415 | 3 |  | Indoor |  | Floor Mounted |  | Yes | HLW | 150 | Not Applicable |  |  |  | 1.5 | No | [7 empty] | 13.5 kW |  |  |  | 119 |  | 56 | On/Off | Not Applicable | [6 empty] | 335 | 26.5 | 33 | 79 | 348 | 1316 | 30.25 | 65.125 |  |  |  |  | 66.438 |  |  | 7.625 |  |  |  |  | 55.25 | [7 empty] | 47.125 | 1 | 30 | 30 | UL1453 | Yes | Yes | Yes | No | Not Applicable | [5 empty] | 40311 | COM ELEC ASME | 204388145
CEA120-135-3-105C-AA | CEA120-135 | Bradford White | 671632322725 | Active | [10 empty] | No | Not Applicable | Not Applicable | Commercial Water Heating | Water Heating.Electric | 3 | 1 |  |  |  | 238-53685-00 |  |  |  | 238-36612-00 | [6 empty] | Electric | Electric Resistance | 208 | 1 |  | Indoor |  | Floor Mounted |  | Yes | HLW | 150 | Not Applicable |  |  |  | 1.5 | No | [7 empty] | 13.5 kW |  |  |  | 119 |  | 56 | On/Off | Not Applicable | [6 empty] | 335 | 26.5 | 33 | 79 | 348 | 1316 | 30.25 | 65.125 |  |  |  |  | 66.438 |  |  | 7.625 |  |  |  |  | 55.25 | [7 empty] | 47.125 | 1 | 30 | 30 | UL1453 | Yes | Yes | Yes | No | Not Applicable | [5 empty] | 40311 | COM ELEC ASME | 204388145
CEA120-135-3-105D-AA | CEA120-135 | Bradford White | 671632646289 | Active | [10 empty] | No | Not Applicable | Not Applicable | Commercial Water Heating | Water Heating.Electric | 3 | 1 |  |  |  | 238-53685-00 |  |  |  | 238-36612-00 | [6 empty] | Electric | Electric Resistance | 240 | 1 |  | Indoor |  | Floor Mounted |  | Yes | HLW | 150 | Not Applicable |  |  |  | 1.5 | No | [7 empty] | 13.5 kW |  |  |  | 119 |  | 56 | On/Off | Not Applicable | [6 empty] | 335 | 26.5 | 33 | 79 | 348 | 1316 | 30.25 | 65.125 |  |  |  |  | 66.438 |  |  | 7.625 |  |  |  |  | 55.25 | [7 empty] | 47.125 | 1 | 30 | 30 | UL1453 | Yes | Yes | Yes | No | Not Applicable | [5 empty] | 40311 | COM ELEC ASME | 204388145
CEA120-135-5-103M-AA | CEA120-135 | Bradford White | 671632556472 | Active | [10 empty] | No | Not Applicable | Not Applicable | Commercial Water Heating | Water Heating.Electric | 5 | 1 |  |  |  | 238-53685-00 |  |  |  | 238-36612-00 | [6 empty] | Electric | Electric Resistance | 480 | 3 |  | Indoor |  | Floor Mounted |  | Yes | HLW | 150 | Not Applicable |  |  |  | 1.5 | No | [7 empty] | 13.5 kW |  |  |  | 119 |  | 56 | On/Off | Not Applicable | [6 empty] | 335 | 26.5 | 33 | 79 | 348 | 1316 | 30.25 | 65.125 |  |  |  |  | 66.438 |  |  | 7.625 |  |  |  |  | 55.25 | [7 empty] | 47.125 | 1 | 30 | 30 | UL1453 | Yes | Yes | Yes | No | Not Applicable | [5 empty] | 40311 | COM ELEC ASME | 204388145
CEA120-135-5-104E-AA | CEA120-135 | Bradford White | 671632574971 | Active | [10 empty] | No | Not Applicable | Not Applicable | Commercial Water Heating | Water Heating.Electric | 5 | 1 |  |  |  | 238-53685-00 |  |  |  | 238-36612-00 | [6 empty] | Electric | Electric Resistance | 415 | 3 |  | Indoor |  | Floor Mounted |  | Yes | HLW | 150 | Not Applicable |  |  |  | 1.5 | No | [7 empty] | 13.5 kW |  |  |  | 119 |  | 56 | On/Off | Not Applicable | [6 empty] | 335 | 26.5 | 33 | 79 | 348 | 1316 | 30.25 | 65.125 |  |  |  |  | 66.438 |  |  | 7.625 |  |  |  |  | 55.25 | [7 empty] | 47.125 | 1 | 30 | 30 | UL1453 | Yes | Yes | Yes | No | Not Applicable | [5 empty] | 40311 | COM ELEC ASME | 204388145
CEA120-15-3-103N-AA | CEA120-15 | Bradford White | 671632332557 | Active | [10 empty] | No | Not Applicable | Not Applicable | Commercial Water Heating | Water Heating.Electric | 3 | 1 |  |  |  | 238-53685-00 |  |  |  | 238-36612-00 | [6 empty] | Electric | Electric Resistance | 208 | 3 |  | Indoor |  | Floor Mounted |  | Yes | HLW | 150 | Not Applicable |  |  |  | 1.5 | No | [7 empty] | 15 kW |  |  |  | 119 |  | 62 | On/Off | Not Applicable | [6 empty] | 495 | 26.5 | 33 | 79 | 515 | 1476 | 30.25 | 65.125 |  |  |  |  | 66.438 |  |  | 7.625 |  |  |  |  | 55.25 | [7 empty] | 47.125 | 1 | 30 | 30 | UL1453 | Yes | Yes | Yes | No | Not Applicable | [5 empty] | 40311 | COM ELEC ASME | 204388145
CEA120-15-3-103Q-AA | CEA120-15 | Bradford White | 671632134601 | Active | [10 empty] | No | Not Applicable | Not Applicable | Commercial Water Heating | Water Heating.Electric | 3 | 1 |  |  |  | 238-53685-00 |  |  |  | 238-36612-00 | [6 empty] | Electric | Electric Resistance | 480 | 3 |  | Indoor |  | Floor Mounted |  | Yes | HLW | 150 | Not Applicable |  |  |  | 1.5 | No | [7 empty] | 15 kW |  |  |  | 119 |  | 62 | On/Off | Not Applicable | [6 empty] | 495 | 26.5 | 33 | 79 | 515 | 1476 | 30.25 | 65.125 |  |  |  |  | 66.438 |  |  | 7.625 |  |  |  |  | 55.25 | [7 empty] | 47.125 | 1 | 30 | 30 | UL1453 | Yes | Yes | Yes | No | Not Applicable | [5 empty] | 40311 | COM ELEC ASME | 204388145
CEA120-15-3-103Q-AE | CEA120-15 | Bradford White | 671632139736 | Active | The suffix at the end of this SKU indicates that it comes with a Low Water Level Control Switch. | [9 empty] | No | Not Applicable | Not Applicable | Commercial Water Heating | Water Heating.Electric | 3 | 1 |  |  |  | 238-53685-00 |  |  |  | 238-36612-00 | [6 empty] | Electric | Electric Resistance | 480 | 3 |  | Indoor |  | Floor Mounted |  | Yes | HLW | 150 | Not Applicable |  |  |  | 1.5 | No | [7 empty] | 15 kW |  |  |  | 119 |  | 62 | On/Off | Not Applicable | [6 empty] | 495 | 26.5 | 33 | 79 | 515 | 1476 | 30.25 | 65.125 |  |  |  |  | 66.438 |  |  | 7.625 |  |  |  |  | 55.25 | [7 empty] | 47.125 | 1 | 30 | 30 | UL1453 | Yes | Yes | Yes | No | Not Applicable | [5 empty] | 40311 | COM ELEC ASME | 204388145
CEA120-15-5-103N-AA | CEA120-15 | Bradford White | 671632655854 | Active | [10 empty] | No | Not Applicable | Not Applicable | Commercial Water Heating | Water Heating.Electric | 5 | 1 |  |  |  | 238-53685-00 |  |  |  | 238-36612-00 | [6 empty] | Electric | Electric Resistance | 208 | 3 |  | Indoor |  | Floor Mounted |  | Yes | HLW | 150 | Not Applicable |  |  |  | 1.5 | No | [7 empty] | 15 kW |  |  |  | 119 |  | 62 | On/Off | Not Applicable | [6 empty] | 495 | 26.5 | 33 | 79 | 515 | 1476 | 30.25 | 65.125 |  |  |  |  | 66.438 |  |  | 7.625 |  |  |  |  | 55.25 | [7 empty] | 47.125 | 1 | 30 | 30 | UL1453 | Yes | Yes | Yes | No | Not Applicable | [5 empty] | 40311 | COM ELEC ASME | 204388145
CEA120-18-3-101F-AA | CEA120-18 | Bradford White | 671632321216 | Active | [10 empty] | No | Not Applicable | Not Applicable | Commercial Water Heating | Water Heating.Electric | 3 | 1 |  |  |  | 238-53685-00 |  |  |  | 238-36612-00 | [6 empty] | Electric | Electric Resistance | 277 | 1 |  | Indoor |  | Floor Mounted |  | Yes | HLW | 150 | Not Applicable |  |  |  | 1.5 | No | [7 empty] | 18 kW |  |  |  | 119 |  | 74 | On/Off | Not Applicable | [6 empty] | 495 | 26.5 | 33 | 79 | 515 | 1476 | 30.25 | 65.125 |  |  |  |  | 66.438 |  |  | 7.625 |  |  |  |  | 55.25 | [7 empty] | 47.125 | 1 | 30 | 30 | UL1453 | Yes | Yes | Yes | No | Not Applicable | [5 empty] | 40311 | COM ELEC ASME | 204388145
CEA120-18-3-103R-AA | CEA120-18 | Bradford White | 671632654185 | Active | [10 empty] | No | Not Applicable | Not Applicable | Commercial Water Heating | Water Heating.Electric | 3 | 1 |  |  |  | 238-53685-00 |  |  |  | 238-36612-00 | [6 empty] | Electric | Electric Resistance | 240 | 3 |  | Indoor |  | Floor Mounted |  | Yes | HLW | 150 | Not Applicable |  |  |  | 1.5 | No | [7 empty] | 18 kW |  |  |  | 119 |  | 74 | On/Off | Not Applicable | [6 empty] | 495 | 26.5 | 33 | 79 | 515 | 1476 | 30.25 | 65.125 |  |  |  |  | 66.438 |  |  | 7.625 |  |  |  |  | 55.25 | [7 empty] | 47.125 | 1 | 30 | 30 | UL1453 | Yes | Yes | Yes | No | Not Applicable | [5 empty] | 40311 | COM ELEC ASME | 204388145
CEA120-18-3-103S-AA | CEA120-18 | Bradford White | 671632134618 | Active | [10 empty] | No | Not Applicable | Not Applicable | Commercial Water Heating | Water Heating.Electric | 3 | 1 |  |  |  | 238-53685-00 |  |  |  | 238-36612-00 | [6 empty] | Electric | Electric Resistance | 480 | 3 |  | Indoor |  | Floor Mounted |  | Yes | HLW | 150 | Not Applicable |  |  |  | 1.5 | No | [7 empty] | 18 kW |  |  |  | 119 |  | 74 | On/Off | Not Applicable | [6 empty] | 495 | 26.5 | 33 | 79 | 515 | 1476 | 30.25 | 65.125 |  |  |  |  | 66.438 |  |  | 7.625 |  |  |  |  | 55.25 | [7 empty] | 47.125 | 1 | 30 | 30 | UL1453 | Yes | Yes | Yes | No | Not Applicable | [5 empty] | 40311 | COM ELEC ASME | 204388145
CEA120-18-3-103S-AE | CEA120-18 | Bradford White | 671632629978 | Active | The suffix at the end of this SKU indicates that it comes with a Low Water Level Control Switch. | [9 empty] | No | Not Applicable | Not Applicable | Commercial Water Heating | Water Heating.Electric | 3 | 1 |  |  |  | 238-53685-00 |  |  |  | 238-36612-00 | [6 empty] | Electric | Electric Resistance | 480 | 3 |  | Indoor |  | Floor Mounted |  | Yes | HLW | 150 | Not Applicable |  |  |  | 1.5 | No | [7 empty] | 18 kW |  |  |  | 119 |  | 74 | On/Off | Not Applicable | [6 empty] | 495 | 26.5 | 33 | 79 | 515 | 1476 | 30.25 | 65.125 |  |  |  |  | 66.438 |  |  | 7.625 |  |  |  |  | 55.25 | [7 empty] | 47.125 | 1 | 30 | 30 | UL1453 | Yes | Yes | Yes | No | Not Applicable | [5 empty] | 40311 | COM ELEC ASME | 204388145
CEA120-18-3-103S-DE | CEA120-18 | Bradford White | 671632560769 | Active | The suffix at the end of this SKU indicates that it comes with a Low Water Level Control Switch. | The suffix at the end of this SKU indicates that it comes with an Alarm Horn. | The suffix at the end of this SKU indicates that it comes with an Electrical Door Lock. | [7 empty] | No | Not Applicable | Not Applicable | Commercial Water Heating | Water Heating.Electric | 3 | 1 |  |  |  | 238-53685-00 |  |  |  | 238-36612-00 | [6 empty] | Electric | Electric Resistance | 480 | 3 |  | Indoor |  | Floor Mounted |  | Yes | HLW | 150 | Not Applicable |  |  |  | 1.5 | No | [7 empty] | 18 kW |  |  |  | 119 |  | 74 | On/Off | Not Applicable | [6 empty] | 495 | 26.5 | 33 | 79 | 515 | 1476 | 30.25 | 65.125 |  |  |  |  | 66.438 |  |  | 7.625 |  |  |  |  | 55.25 | [7 empty] | 47.125 | 1 | 30 | 30 | UL1453 | Yes | Yes | Yes | No | Not Applicable | [5 empty] | 40311 | COM ELEC ASME | 204388145
CEA120-18-3-104L-AA | CEA120-18 | Bradford White | 671632574995 | Active | [10 empty] | No | Not Applicable | Not Applicable | Commercial Water Heating | Water Heating.Electric | 3 | 1 |  |  |  | 238-53685-00 |  |  |  | 238-36612-00 | [6 empty] | Electric | Electric Resistance | 415 | 3 |  | Indoor |  | Floor Mounted |  | Yes | HLW | 150 | Not Applicable |  |  |  | 1.5 | No | [7 empty] | 18 kW |  |  |  | 119 |  | 74 | On/Off | Not Applicable | [6 empty] | 495 | 26.5 | 33 | 79 | 515 | 1476 | 30.25 | 65.125 |  |  |  |  | 66.438 |  |  | 7.625 |  |  |  |  | 55.25 | [7 empty] | 47.125 | 1 | 30 | 30 | UL1453 | Yes | Yes | Yes | No | Not Applicable | [5 empty] | 40311 | COM ELEC ASME | 204388145
CEA120-18-3-104L-DC | CEA120-18 | Bradford White | 671632323128 | Active | The suffix at the end of this SKU indicates that it comes with a Low Water Level Control Switch. | The suffix at the end of this SKU indicates that it comes with BMS Relays. | [8 empty] | No | Not Applicable | Not Applicable | Commercial Water Heating | Water Heating.Electric | 3 | 1 |  |  |  | 238-53685-00 |  |  |  | 238-36612-00 | [6 empty] | Electric | Electric Resistance | 415 | 3 |  | Indoor |  | Floor Mounted |  | Yes | HLW | 150 | Not Applicable |  |  |  | 1.5 | No | [7 empty] | 18 kW |  |  |  | 119 |  | 74 | On/Off | Not Applicable | [6 empty] | 495 | 26.5 | 33 | 79 | 515 | 1476 | 30.25 | 65.125 |  |  |  |  | 66.438 |  |  | 7.625 |  |  |  |  | 55.25 | [7 empty] | 47.125 | 1 | 30 | 30 | UL1453 | Yes | Yes | Yes | No | Not Applicable | [5 empty] | 40311 | COM ELEC ASME | 204388145
CEA120-18-3-104M-AA-866 | CEA120-18 | Bradford White | 671632134625 | Active | The ""-866"" indicates that these SKUs are designed and certified for Installation in Canada. | [9 empty] | No | Not Applicable | Not Applicable | Commercial Water Heating | Water Heating.Electric | 3 | 1 |  |  |  | 238-53685-00 |  |  |  | 238-36612-00 | [6 empty] | Electric | Electric Resistance | 600 | 3 |  | Indoor |  | Floor Mounted |  | Yes | HLW | 150 | Not Applicable |  |  |  | 1.5 | No | [7 empty] | 18 kW |  |  |  | 119 |  | 74 | On/Off | Not Applicable | [6 empty] | 495 | 26.5 | 33 | 79 | 515 | 1476 | 30.25 | 65.125 |  |  |  |  | 66.438 |  |  | 7.625 |  |  |  |  | 55.25 | [7 empty] | 47.125 | 1 | 30 | 30 | UL1453 | Yes | No | Yes | No | Not Applicable | 238-44343-00 |  |  |  |  | 40311 | COM ELEC ASME
CEA120-18-3-106B-AA | CEA120-18 | Bradford White | 671632674657 | Active | [10 empty] | No | Not Applicable | Not Applicable | Commercial Water Heating | Water Heating.Electric | 3 | 1 |  |  |  | 238-53685-00 |  |  |  | 238-36612-00 | [6 empty] | Electric | Electric Resistance | 240 | 1 |  | Indoor |  | Floor Mounted |  | Yes | HLW | 150 | Not Applicable |  |  |  | 1.5 | No | [7 empty] | 18 kW |  |  |  | 119 |  | 74 | On/Off | Not Applicable | [6 empty] | 495 | 26.5 | 33 | 79 | 515 | 1476 | 30.25 | 65.125 |  |  |  |  | 66.438 |  |  | 7.625 |  |  |  |  | 55.25 | [7 empty] | 47.125 | 1 | 30 | 30 | UL1453 | Yes | Yes | Yes | No | Not Applicable | [5 empty] | 40311 | COM ELEC ASME | 204388145
CEA120-18-3-107A-AA | CEA120-18 | Bradford White | 671632137688 | Active | [10 empty] | No | Not Applicable | Not Applicable | Commercial Water Heating | Water Heating.Electric | 3 | 1 |  |  |  | 238-53685-00 |  |  |  | 238-36612-00 | [6 empty] | Electric | Electric Resistance | 208 | 3 |  | Indoor |  | Floor Mounted |  | Yes | HLW | 150 | Not Applicable |  |  |  | 1.5 | No | [7 empty] | 18 kW |  |  |  | 119 |  | 74 | On/Off | Not Applicable | [6 empty] | 495 | 26.5 | 33 | 79 | 515 | 1476 | 30.25 | 65.125 |  |  |  |  | 66.438 |  |  | 7.625 |  |  |  |  | 55.25 | [7 empty] | 47.125 | 1 | 30 | 30 | UL1453 | Yes | Yes | Yes | No | Not Applicable | [5 empty] | 40311 | COM ELEC ASME | 204388145
CEA120-18-3-202S-AA | CEA120-18 | Bradford White | 671632138371 | Active | [10 empty] | No | Not Applicable | Not Applicable | Commercial Water Heating | Water Heating.Electric | 3 | 1 |  |  |  | 238-53685-00 |  |  |  | 238-36612-00 | [6 empty] | Electric | Electric Resistance | 480 | 3 |  | Indoor |  | Floor Mounted |  | Yes | HLW | 150 | Not Applicable |  |  |  | 1.5 | No | [7 empty] | 18 kW |  |  |  | 119 |  | 74 | On/Off | Not Applicable | [6 empty] | 495 | 26.5 | 33 | 79 | 515 | 1476 | 30.25 | 65.125 |  |  |  |  | 66.438 |  |  | 7.625 |  |  |  |  | 55.25 | [7 empty] | 47.125 | 1 | 30 | 30 | UL1453 | Yes | Yes | Yes | No | Not Applicable | [5 empty] | 40311 | COM ELEC ASME | 204388145
CEA120-18-5-103S-AA | CEA120-18 | Bradford White | 671632553457 | Active | [10 empty] | No | Not Applicable | Not Applicable | Commercial Water Heating | Water Heating.Electric | 5 | 1 |  |  |  | 238-53685-00 |  |  |  | 238-36612-00 | [6 empty] | Electric | Electric Resistance | 480 | 3 |  | Indoor |  | Floor Mounted |  | Yes | HLW | 150 | Not Applicable |  |  |  | 1.5 | No | [7 empty] | 18 kW |  |  |  | 119 |  | 74 | On/Off | Not Applicable | [6 empty] | 495 | 26.5 | 33 | 79 | 515 | 1476 | 30.25 | 65.125 |  |  |  |  | 66.438 |  |  | 7.625 |  |  |  |  | 55.25 | [7 empty] | 47.125 | 1 | 30 | 30 | UL1453 | Yes | Yes | Yes | No | Not Applicable | [5 empty] | 40311 | COM ELEC ASME | 204388145
CEA120-24-3-108B-AA | CEA120-24 | Bradford White | 671632657575 | Active | [10 empty] | No | Not Applicable | Not Applicable | Commercial Water Heating | Water Heating.Electric | 3 | 1 |  |  |  | 238-53685-00 |  |  |  | 238-36612-00 | [6 empty] | Electric | Electric Resistance | 240 | 1 |  | Indoor |  | Floor Mounted |  | Yes | HLW | 150 | Not Applicable |  |  |  | 1.5 | No | [7 empty] | 24 kW |  |  |  | 119 |  | 99 | On/Off | Not Applicable | [6 empty] | 495 | 26.5 | 33 | 79 | 515 | 1476 | 30.25 | 65.125 |  |  |  |  | 66.438 |  |  | 7.625 |  |  |  |  | 55.25 | [7 empty] | 47.125 | 1 | 30 | 30 | UL1453 | Yes | Yes | Yes | No | Not Applicable | [5 empty] | 40311 | COM ELEC ASME | 204388145
CEA120-24-3-108C-AA | CEA120-24 | Bradford White | 671632137930 | Active | [10 empty] | No | Not Applicable | Not Applicable | Commercial Water Heating | Water Heating.Electric | 3 | 1 |  |  |  | 238-53685-00 |  |  |  | 238-36612-00 | [6 empty] | Electric | Electric Resistance | 480 | 1 |  | Indoor |  | Floor Mounted |  | Yes | HLW | 150 | Not Applicable |  |  |  | 1.5 | No | [7 empty] | 24 kW |  |  |  | 119 |  | 99 | On/Off | Not Applicable | [6 empty] | 495 | 26.5 | 33 | 79 | 515 | 1476 | 30.25 | 65.125 |  |  |  |  | 66.438 |  |  | 7.625 |  |  |  |  | 55.25 | [7 empty] | 47.125 | 1 | 30 | 30 | UL1453 | Yes | Yes | Yes | No | Not Applicable | [5 empty] | 40311 | COM ELEC ASME | 204388145
CEA120-24-3-110A-AA | CEA120-24 | Bradford White | 671632137916 | Active | [10 empty] | No | Not Applicable | Not Applicable | Commercial Water Heating | Water Heating.Electric | 3 | 1 |  |  |  | 238-53685-00 |  |  |  | 238-36612-00 | [6 empty] | Electric | Electric Resistance | 480 | 3 |  | Indoor |  | Floor Mounted |  | Yes | HLW | 150 | Not Applicable |  |  |  | 1.5 | No | [7 empty] | 24 kW |  |  |  | 119 |  | 99 | On/Off | Not Applicable | [6 empty] | 495 | 26.5 | 33 | 79 | 515 | 1476 | 30.25 | 65.125 |  |  |  |  | 66.438 |  |  | 7.625 |  |  |  |  | 55.25 | [7 empty] | 47.125 | 1 | 30 | 30 | UL1453 | Yes | Yes | Yes | No | Not Applicable | [5 empty] | 40311 | COM ELEC ASME | 204388145
CEA120-24-3-110A-AE | CEA120-24 | Bradford White | 671632138180 | Active | The suffix at the end of this SKU indicates that it comes with a Low Water Level Control Switch. | [9 empty] | No | Not Applicable | Not Applicable | Commercial Water Heating | Water Heating.Electric | 3 | 1 |  |  |  | 238-53685-00 |  |  |  | 238-36612-00 | [6 empty] | Electric | Electric Resistance | 480 | 3 |  | Indoor |  | Floor Mounted |  | Yes | HLW | 150 | Not Applicable |  |  |  | 1.5 | No | [7 empty] | 24 kW |  |  |  | 119 |  | 99 | On/Off | Not Applicable | [6 empty] | 495 | 26.5 | 33 | 79 | 515 | 1476 | 30.25 | 65.125 |  |  |  |  | 66.438 |  |  | 7.625 |  |  |  |  | 55.25 | [7 empty] | 47.125 | 1 | 30 | 30 | UL1453 | Yes | Yes | Yes | No | Not Applicable | [5 empty] | 40311 | COM ELEC ASME | 204388145
CEA120-24-3-110A-AS | CEA120-24 | Bradford White | 671632322633 | Active | The suffix at the end of this SKU indicates that it comes with a Low Water Level Control Switch. | The suffix at the end of this SKU indicates that it comes with a High Water Pressure Control. | The suffix at the end of this SKU indicates that it comes with a Low Water Pressure Control. | [7 empty] | No | Not Applicable | Not Applicable | Commercial Water Heating | Water Heating.Electric | 3 | 1 |  |  |  | 238-53685-00 |  |  |  | 238-36612-00 | [6 empty] | Electric | Electric Resistance | 480 | 3 |  | Indoor |  | Floor Mounted |  | Yes | HLW | 150 | Not Applicable |  |  |  | 1.5 | No | [7 empty] | 24 kW |  |  |  | 119 |  | 99 | On/Off | Not Applicable | [6 empty] | 495 | 26.5 | 33 | 79 | 515 | 1476 | 30.25 | 65.125 |  |  |  |  | 66.438 |  |  | 7.625 |  |  |  |  | 55.25 | [7 empty] | 47.125 | 1 | 30 | 30 | UL1453 | Yes | Yes | Yes | No | Not Applicable | [5 empty] | 40311 | COM ELEC ASME | 204388145
CEA120-24-3-111A-AA | CEA120-24 | Bradford White | 671632139026 | Active | [10 empty] | No | Not Applicable | Not Applicable | Commercial Water Heating | Water Heating.Electric | 3 | 1 |  |  |  | 238-53685-00 |  |  |  | 238-36612-00 | [6 empty] | Electric | Electric Resistance | 208 | 3 |  | Indoor |  | Floor Mounted |  | Yes | HLW | 150 | Not Applicable |  |  |  | 1.5 | No | [7 empty] | 24 kW |  |  |  | 119 |  | 99 | On/Off | Not Applicable | [6 empty] | 495 | 26.5 | 33 | 79 | 515 | 1476 | 30.25 | 65.125 |  |  |  |  | 66.438 |  |  | 7.625 |  |  |  |  | 55.25 | [7 empty] | 47.125 | 1 | 30 | 30 | UL1453 | Yes | Yes | Yes | No | Not Applicable | [5 empty] | 40311 | COM ELEC ASME | 204388145
CEA120-24-5-110A-AA | CEA120-24 | Bradford White | 671632138685 | Active | [10 empty] | No | Not Applicable | Not Applicable | Commercial Water Heating | Water Heating.Electric | 5 | 1 |  |  |  | 238-53685-00 |  |  |  | 238-36612-00 | [6 empty] | Electric | Electric Resistance | 480 | 3 |  | Indoor |  | Floor Mounted |  | Yes | HLW | 150 | Not Applicable |  |  |  | 1.5 | No | [7 empty] | 24 kW |  |  |  | 119 |  | 99 | On/Off | Not Applicable | [6 empty] | 495 | 26.5 | 33 | 79 | 515 | 1476 | 30.25 | 65.125 |  |  |  |  | 66.438 |  |  | 7.625 |  |  |  |  | 55.25 | [7 empty] | 47.125 | 1 | 30 | 30 | UL1453 | Yes | Yes | Yes | No | Not Applicable | [5 empty] | 40311 | COM ELEC ASME | 204388145
CEA120-27-3-110B-AA | CEA120-27 | Bradford White | 671632326334 | Active | [10 empty] | No | Not Applicable | Not Applicable | Commercial Water Heating | Water Heating.Electric | 3 | 1 |  |  |  | 238-53685-00 |  |  |  | 238-36612-00 | [6 empty] | Electric | Electric Resistance | 480 | 3 |  | Indoor |  | Floor Mounted |  | Yes | HLW | 150 | Not Applicable |  |  |  | 1.5 | No | [7 empty] | 27 kW |  |  |  | 119 |  | 112 | On/Off | Not Applicable | [6 empty] | 495 | 26.5 | 33 | 79 | 515 | 1476 | 30.25 | 65.125 |  |  |  |  | 66.438 |  |  | 7.625 |  |  |  |  | 55.25 | [7 empty] | 47.125 | 1 | 30 | 30 | UL1453 | Yes | Yes | Yes | No | Not Applicable | [5 empty] | 40311 | COM ELEC ASME | 204388145
CEA120-27-3-110B-DGG | CEA120-27 | Bradford White | 671632653775 | Active | The suffix at the end of this SKU indicates that it comes with Modulating Controls. | The suffix at the end of this SKU indicates that it comes with a Low Water Level Control Switch. | The suffix at the end of this SKU indicates that it comes with BMS Relays. | [7 empty] | No | Not Applicable | Not Applicable | Commercial Water Heating | Water Heating.Electric | 3 | 1 |  |  |  | 238-53685-00 |  |  |  | 238-36612-00 | [6 empty] | Electric | Electric Resistance | 480 | 3 |  | Indoor |  | Floor Mounted |  | Yes | HLW | 150 | Not Applicable |  |  |  | 1.5 | No | [7 empty] | 27 kW |  |  |  | 119 |  | 112 | On/Off | Not Applicable | [6 empty] | 495 | 26.5 | 33 | 79 | 515 | 1476 | 30.25 | 65.125 |  |  |  |  | 66.438 |  |  | 7.625 |  |  |  |  | 55.25 | [7 empty] | 47.125 | 1 | 30 | 30 | UL1453 | Yes | Yes | Yes | No | Not Applicable | [5 empty] | 40311 | COM ELEC ASME | 204388145
CEA120-27-3-111C-AA | CEA120-27 | Bradford White | 671632138388 | Active | [10 empty] | No | Not Applicable | Not Applicable | Commercial Water Heating | Water Heating.Electric | 3 | 1 |  |  |  | 238-53685-00 |  |  |  | 238-36612-00 | [6 empty] | Electric | Electric Resistance | 208 | 3 |  | Indoor |  | Floor Mounted |  | Yes | HLW | 150 | Not Applicable |  |  |  | 1.5 | No | [7 empty] | 27 kW |  |  |  | 119 |  | 112 | On/Off | Not Applicable | [6 empty] | 495 | 26.5 | 33 | 79 | 515 | 1476 | 30.25 | 65.125 |  |  |  |  | 66.438 |  |  | 7.625 |  |  |  |  | 55.25 | [7 empty] | 47.125 | 1 | 30 | 30 | UL1453 | Yes | Yes | Yes | No | Not Applicable | [5 empty] | 40311 | COM ELEC ASME | 204388145
CEA120-30-3-110C-AA | CEA120-30 | Bradford White | 671632138326 | Active | [10 empty] | No | Not Applicable | Not Applicable | Commercial Water Heating | Water Heating.Electric | 3 | 1 |  |  |  | 238-53685-00 |  |  |  | 238-36612-00 | [6 empty] | Electric | Electric Resistance | 480 | 3 |  | Indoor |  | Floor Mounted |  | Yes | HLW | 150 | Not Applicable |  |  |  | 1.5 | No | [7 empty] | 30 kW |  |  |  | 119 |  | 124 | On/Off | Not Applicable | [6 empty] | 495 | 26.5 | 33 | 79 | 515 | 1476 | 30.25 | 65.125 |  |  |  |  | 66.438 |  |  | 7.625 |  |  |  |  | 55.25 | [7 empty] | 47.125 | 1 | 30 | 30 | UL1453 | Yes | Yes | Yes | No | Not Applicable | [5 empty] | 40311 | COM ELEC ASME | 204388145
CEA120-30-3-110C-AE | CEA120-30 | Bradford White | 671632137763 | Active | The suffix at the end of this SKU indicates that it comes with a Low Water Level Control Switch. | [9 empty] | No | Not Applicable | Not Applicable | Commercial Water Heating | Water Heating.Electric | 3 | 1 |  |  |  | 238-53685-00 |  |  |  | 238-36612-00 | [6 empty] | Electric | Electric Resistance | 480 | 3 |  | Indoor |  | Floor Mounted |  | Yes | HLW | 150 | Not Applicable |  |  |  | 1.5 | No | [7 empty] | 30 kW |  |  |  | 119 |  | 124 | On/Off | Not Applicable | [6 empty] | 495 | 26.5 | 33 | 79 | 515 | 1476 | 30.25 | 65.125 |  |  |  |  | 66.438 |  |  | 7.625 |  |  |  |  | 55.25 | [7 empty] | 47.125 | 1 | 30 | 30 | UL1453 | Yes | Yes | Yes | No | Not Applicable | [5 empty] | 40311 | COM ELEC ASME | 204388145
CEA120-30-3-110C-AS | CEA120-30 | Bradford White | 671632632732 | Active | The suffix at the end of this SKU indicates that it comes with a Low Water Level Control Switch. | The suffix at the end of this SKU indicates that it comes with a High Water Pressure Control. | The suffix at the end of this SKU indicates that it comes with a Low Water Pressure Control. | [7 empty] | No | Not Applicable | Not Applicable | Commercial Water Heating | Water Heating.Electric | 3 | 1 |  |  |  | 238-53685-00 |  |  |  | 238-36612-00 | [6 empty] | Electric | Electric Resistance | 480 | 3 |  | Indoor |  | Floor Mounted |  | Yes | HLW | 150 | Not Applicable |  |  |  | 1.5 | No | [7 empty] | 30 kW |  |  |  | 119 |  | 124 | On/Off | Not Applicable | [6 empty] | 495 | 26.5 | 33 | 79 | 515 | 1476 | 30.25 | 65.125 |  |  |  |  | 66.438 |  |  | 7.625 |  |  |  |  | 55.25 | [7 empty] | 47.125 | 1 | 30 | 30 | UL1453 | Yes | Yes | Yes | No | Not Applicable | [5 empty] | 40311 | COM ELEC ASME | 204388145
CEA120-30-3-110C-DC | CEA120-30 | Bradford White | 671632325320 | Active | The suffix at the end of this SKU indicates that it comes with a Low Water Level Control Switch. | The suffix at the end of this SKU indicates that it comes with BMS Relays. | [8 empty] | No | Not Applicable | Not Applicable | Commercial Water Heating | Water Heating.Electric | 3 | 1 |  |  |  | 238-53685-00 |  |  |  | 238-36612-00 | [6 empty] | Electric | Electric Resistance | 480 | 3 |  | Indoor |  | Floor Mounted |  | Yes | HLW | 150 | Not Applicable |  |  |  | 1.5 | No | [7 empty] | 30 kW |  |  |  | 119 |  | 124 | On/Off | Not Applicable | [6 empty] | 495 | 26.5 | 33 | 79 | 515 | 1476 | 30.25 | 65.125 |  |  |  |  | 66.438 |  |  | 7.625 |  |  |  |  | 55.25 | [7 empty] | 47.125 | 1 | 30 | 30 | UL1453 | Yes | Yes | Yes | No | Not Applicable | [5 empty] | 40311 | COM ELEC ASME | 204388145
CEA120-30-3-110G-AA-866 | CEA120-30 | Bradford White | 671632559466 | Active | The ""-866"" indicates that these SKUs are designed and certified for Installation in Canada. | [9 empty] | No | Not Applicable | Not Applicable | Commercial Water Heating | Water Heating.Electric | 3 | 1 |  |  |  | 238-53685-00 |  |  |  | 238-36612-00 | [6 empty] | Electric | Electric Resistance | 600 | 3 |  | Indoor |  | Floor Mounted |  | Yes | HLW | 150 | Not Applicable |  |  |  | 1.5 | No | [7 empty] | 30 kW |  |  |  | 119 |  | 124 | On/Off | Not Applicable | [6 empty] | 495 | 26.5 | 33 | 79 | 515 | 1476 | 30.25 | 65.125 |  |  |  |  | 66.438 |  |  | 7.625 |  |  |  |  | 55.25 | [7 empty] | 47.125 | 1 | 30 | 30 | UL1453 | Yes | No | Yes | No | Not Applicable | 238-44343-00 |  |  |  |  | 40311 | COM ELEC ASME
CEA120-30-3-111E-AA | CEA120-30 | Bradford White | 671632138425 | Active | [10 empty] | No | Not Applicable | Not Applicable | Commercial Water Heating | Water Heating.Electric | 3 | 1 |  |  |  | 238-53685-00 |  |  |  | 238-36612-00 | [6 empty] | Electric | Electric Resistance | 208 | 3 |  | Indoor |  | Floor Mounted |  | Yes | HLW | 150 | Not Applicable |  |  |  | 1.5 | No | [7 empty] | 30 kW |  |  |  | 119 |  | 124 | On/Off | Not Applicable | [6 empty] | 495 | 26.5 | 33 | 79 | 515 | 1476 | 30.25 | 65.125 |  |  |  |  | 66.438 |  |  | 7.625 |  |  |  |  | 55.25 | [7 empty] | 47.125 | 1 | 30 | 30 | UL1453 | Yes | Yes | Yes | No | Not Applicable | [5 empty] | 40311 | COM ELEC ASME | 204388145
CEA120-30-3-111F-AA | CEA120-30 | Bradford White | 671632552795 | Active | [10 empty] | No | Not Applicable | Not Applicable | Commercial Water Heating | Water Heating.Electric | 3 | 1 |  |  |  | 238-53685-00 |  |  |  | 238-36612-00 | [6 empty] | Electric | Electric Resistance | 240 | 3 |  | Indoor |  | Floor Mounted |  | Yes | HLW | 150 | Not Applicable |  |  |  | 1.5 | No | [7 empty] | 30 kW |  |  |  | 119 |  | 124 | On/Off | Not Applicable | [6 empty] | 495 | 26.5 | 33 | 79 | 515 | 1476 | 30.25 | 65.125 |  |  |  |  | 66.438 |  |  | 7.625 |  |  |  |  | 55.25 | [7 empty] | 47.125 | 1 | 30 | 30 | UL1453 | Yes | Yes | Yes | No | Not Applicable | [5 empty] | 40311 | COM ELEC ASME | 204388145
CEA120-30-3-113B-AA | CEA120-30 | Bradford White | 671632579716 | Active | [10 empty] | No | Not Applicable | Not Applicable | Commercial Water Heating | Water Heating.Electric | 3 | 1 |  |  |  | 238-53685-00 |  |  |  | 238-36612-00 | [6 empty] | Electric | Electric Resistance | 277 | 1 |  | Indoor |  | Floor Mounted |  | Yes | HLW | 150 | Not Applicable |  |  |  | 1.5 | No | [7 empty] | 30 kW |  |  |  | 119 |  | 124 | On/Off | Not Applicable | [6 empty] | 495 | 26.5 | 33 | 79 | 515 | 1476 | 30.25 | 65.125 |  |  |  |  | 66.438 |  |  | 7.625 |  |  |  |  | 55.25 | [7 empty] | 47.125 | 1 | 30 | 30 | UL1453 | Yes | Yes | Yes | No | Not Applicable | [5 empty] | 40311 | COM ELEC ASME | 204388145
CEA120-30-3-115A-AA | CEA120-30 | Bradford White | 671632561308 | Active | [10 empty] | No | Not Applicable | Not Applicable | Commercial Water Heating | Water Heating.Electric | 3 | 1 |  |  |  | 238-53685-00 |  |  |  | 238-36612-00 | [6 empty] | Electric | Electric Resistance | 208 | 1 |  | Indoor |  | Floor Mounted |  | Yes | HLW | 150 | Not Applicable |  |  |  | 1.5 | No | [7 empty] | 30 kW |  |  |  | 119 |  | 124 | On/Off | Not Applicable | [6 empty] | 495 | 26.5 | 33 | 79 | 515 | 1476 | 30.25 | 65.125 |  |  |  |  | 66.438 |  |  | 7.625 |  |  |  |  | 55.25 | [7 empty] | 47.125 | 1 | 30 | 30 | UL1453 | Yes | Yes | Yes | No | Not Applicable | [5 empty] | 40311 | COM ELEC ASME | 204388145
CEA120-30-5-115A-AA | CEA120-30 | Bradford White | 671632561292 | Active | [10 empty] | No | Not Applicable | Not Applicable | Commercial Water Heating | Water Heating.Electric | 5 | 1 |  |  |  | 238-53685-00 |  |  |  | 238-36612-00 | [6 empty] | Electric | Electric Resistance | 208 | 1 |  | Indoor |  | Floor Mounted |  | Yes | HLW | 150 | Not Applicable |  |  |  | 1.5 | No | [7 empty] | 30 kW |  |  |  | 119 |  | 124 | On/Off | Not Applicable | [6 empty] | 495 | 26.5 | 33 | 79 | 515 | 1476 | 30.25 | 65.125 |  |  |  |  | 66.438 |  |  | 7.625 |  |  |  |  | 55.25 | [7 empty] | 47.125 | 1 | 30 | 30 | UL1453 | Yes | Yes | Yes | No | Not Applicable | [5 empty] | 40311 | COM ELEC ASME | 204388145
CEA120-36-3-110D-AA | CEA120-36 | Bradford White | 671632137992 | Active | [10 empty] | No | Not Applicable | Not Applicable | Commercial Water Heating | Water Heating.Electric | 3 | 1 |  |  |  | 238-53685-00 |  |  |  | 238-36612-00 | [6 empty] | Electric | Electric Resistance | 480 | 3 |  | Indoor |  | Floor Mounted |  | Yes | HLW | 150 | Not Applicable |  |  |  | 1.5 | No | [7 empty] | 36 kW |  |  |  | 119 |  | 149 | On/Off | Not Applicable | [6 empty] | 495 | 26.5 | 33 | 79 | 515 | 1476 | 30.25 | 65.125 |  |  |  |  | 66.438 |  |  | 7.625 |  |  |  |  | 55.25 | [7 empty] | 47.125 | 1 | 30 | 30 | UL1453 | Yes | Yes | Yes | No | Not Applicable | [5 empty] | 40311 | COM ELEC ASME | 204388145
CEA120-36-3-110D-AE | CEA120-36 | Bradford White | 671632137770 | Active | The suffix at the end of this SKU indicates that it comes with a Low Water Level Control Switch. | [9 empty] | No | Not Applicable | Not Applicable | Commercial Water Heating | Water Heating.Electric | 3 | 1 |  |  |  | 238-53685-00 |  |  |  | 238-36612-00 | [6 empty] | Electric | Electric Resistance | 480 | 3 |  | Indoor |  | Floor Mounted |  | Yes | HLW | 150 | Not Applicable |  |  |  | 1.5 | No | [7 empty] | 36 kW |  |  |  | 119 |  | 149 | On/Off | Not Applicable | [6 empty] | 495 | 26.5 | 33 | 79 | 515 | 1476 | 30.25 | 65.125 |  |  |  |  | 66.438 |  |  | 7.625 |  |  |  |  | 55.25 | [7 empty] | 47.125 | 1 | 30 | 30 | UL1453 | Yes | Yes | Yes | No | Not Applicable | [5 empty] | 40311 | COM ELEC ASME | 204388145
CEA120-36-3-110D-DC | CEA120-36 | Bradford White | 671632657230 | Active | The suffix at the end of this SKU indicates that it comes with a Low Water Level Control Switch. | The suffix at the end of this SKU indicates that it comes with BMS Relays. | [8 empty] | No | Not Applicable | Not Applicable | Commercial Water Heating | Water Heating.Electric | 3 | 1 |  |  |  | 238-53685-00 |  |  |  | 238-36612-00 | [6 empty] | Electric | Electric Resistance | 480 | 3 |  | Indoor |  | Floor Mounted |  | Yes | HLW | 150 | Not Applicable |  |  |  | 1.5 | No | [7 empty] | 36 kW |  |  |  | 119 |  | 149 | On/Off | Not Applicable | [6 empty] | 495 | 26.5 | 33 | 79 | 515 | 1476 | 30.25 | 65.125 |  |  |  |  | 66.438 |  |  | 7.625 |  |  |  |  | 55.25 | [7 empty] | 47.125 | 1 | 30 | 30 | UL1453 | Yes | Yes | Yes | No | Not Applicable | [5 empty] | 40311 | COM ELEC ASME | 204388145
CEA120-36-3-115C-AA | CEA120-36 | Bradford White | 671632568864 | Active | [10 empty] | No | Not Applicable | Not Applicable | Commercial Water Heating | Water Heating.Electric | 3 | 1 |  |  |  | 238-53685-00 |  |  |  | 238-36612-00 | [6 empty] | Electric | Electric Resistance | 240 | 1 |  | Indoor |  | Floor Mounted |  | Yes | HLW | 150 | Not Applicable |  |  |  | 1.5 | No | [7 empty] | 36 kW |  |  |  | 119 |  | 149 | On/Off | Not Applicable | [6 empty] | 495 | 26.5 | 33 | 79 | 515 | 1476 | 30.25 | 65.125 |  |  |  |  | 66.438 |  |  | 7.625 |  |  |  |  | 55.25 | [7 empty] | 47.125 | 1 | 30 | 30 | UL1453 | Yes | Yes | Yes | No | Not Applicable | [5 empty] | 40311 | COM ELEC ASME | 204388145
CEA120-36-3-116A-AA | CEA120-36 | Bradford White | 671632139743 | Active | [10 empty] | No | Not Applicable | Not Applicable | Commercial Water Heating | Water Heating.Electric | 3 | 1 |  |  |  | 238-53685-00 |  |  |  | 238-36612-00 | [6 empty] | Electric | Electric Resistance | 208 | 3 |  | Indoor |  | Floor Mounted |  | Yes | HLW | 150 | Not Applicable |  |  |  | 1.5 | No | [7 empty] | 36 kW |  |  |  | 119 |  | 149 | On/Off | Not Applicable | [6 empty] | 495 | 26.5 | 33 | 79 | 515 | 1476 | 30.25 | 65.125 |  |  |  |  | 66.438 |  |  | 7.625 |  |  |  |  | 55.25 | [7 empty] | 47.125 | 1 | 30 | 30 | UL1453 | Yes | Yes | Yes | No | Not Applicable | [5 empty] | 40311 | COM ELEC ASME | 204388145
CEA120-45-3-117A-AA | CEA120-45 | Bradford White | 671632138029 | Active | [10 empty] | No | Not Applicable | Not Applicable | Commercial Water Heating | Water Heating.Electric | 3 | 1 |  |  |  | 238-53685-00 |  |  |  | 238-36612-00 | [6 empty] | Electric | Electric Resistance | 480 | 3 |  | Indoor |  | Floor Mounted |  | Yes | HLW | 150 | Not Applicable |  |  |  | 1.5 | No | [7 empty] | 45 kW |  |  |  | 119 |  | 186 | On/Off | Not Applicable | [6 empty] | 495 | 26.5 | 33 | 79 | 515 | 1476 | 30.25 | 65.125 |  |  |  |  | 66.438 |  |  | 7.625 |  |  |  |  | 55.25 | [7 empty] | 47.125 | 1 | 30 | 30 | UL1453 | Yes | Yes | Yes | No | Not Applicable | [5 empty] | 40311 | COM ELEC ASME | 204388145
CEA120-45-3-117A-AE | CEA120-45 | Bradford White | 671632138258 | Active | The suffix at the end of this SKU indicates that it comes with a Low Water Level Control Switch. | [9 empty] | No | Not Applicable | Not Applicable | Commercial Water Heating | Water Heating.Electric | 3 | 1 |  |  |  | 238-53685-00 |  |  |  | 238-36612-00 | [6 empty] | Electric | Electric Resistance | 480 | 3 |  | Indoor |  | Floor Mounted |  | Yes | HLW | 150 | Not Applicable |  |  |  | 1.5 | No | [7 empty] | 45 kW |  |  |  | 119 |  | 186 | On/Off | Not Applicable | [6 empty] | 495 | 26.5 | 33 | 79 | 515 | 1476 | 30.25 | 65.125 |  |  |  |  | 66.438 |  |  | 7.625 |  |  |  |  | 55.25 | [7 empty] | 47.125 | 1 | 30 | 30 | UL1453 | Yes | Yes | Yes | No | Not Applicable | [5 empty] | 40311 | COM ELEC ASME | 204388145
CEA120-45-3-120M-AA | CEA120-45 | Bradford White | 671632315147 | Active | [10 empty] | No | Not Applicable | Not Applicable | Commercial Water Heating | Water Heating.Electric | 3 | 1 |  |  |  | 238-53685-00 |  |  |  | 238-36612-00 | [6 empty] | Electric | Electric Resistance | 208 | 3 |  | Indoor |  | Floor Mounted |  | Yes | HLW | 150 | Not Applicable |  |  |  | 1.5 | No | [7 empty] | 45 kW |  |  |  | 119 |  | 186 | On/Off | Not Applicable | [6 empty] | 495 | 26.5 | 33 | 79 | 515 | 1476 | 30.25 | 65.125 |  |  |  |  | 66.438 |  |  | 7.625 |  |  |  |  | 55.25 | [7 empty] | 47.125 | 1 | 30 | 30 | UL1453 | Yes | Yes | Yes | No | Not Applicable | [5 empty] | 40311 | COM ELEC ASME | 204388145
CEA120-45-5-117A-AA | CEA120-45 | Bradford White | 671632553334 | Active | [10 empty] | No | Not Applicable | Not Applicable | Commercial Water Heating | Water Heating.Electric | 5 | 1 |  |  |  | 238-53685-00 |  |  |  | 238-36612-00 | [6 empty] | Electric | Electric Resistance | 480 | 3 |  | Indoor |  | Floor Mounted |  | Yes | HLW | 150 | Not Applicable |  |  |  | 1.5 | No | [7 empty] | 45 kW |  |  |  | 119 |  | 186 | On/Off | Not Applicable | [6 empty] | 495 | 26.5 | 33 | 79 | 515 | 1476 | 30.25 | 65.125 |  |  |  |  | 66.438 |  |  | 7.625 |  |  |  |  | 55.25 | [7 empty] | 47.125 | 1 | 30 | 30 | UL1453 | Yes | Yes | Yes | No | Not Applicable | [5 empty] | 40311 | COM ELEC ASME | 204388145
CEA120-54-3-117C-AA | CEA120-54 | Bradford White | 671632138548 | Active | [10 empty] | No | Not Applicable | Not Applicable | Commercial Water Heating | Water Heating.Electric | 3 | 1 |  |  |  | 238-53685-00 |  |  |  | 238-36612-00 | [6 empty] | Electric | Electric Resistance | 480 | 3 |  | Indoor |  | Floor Mounted |  | Yes | HLW | 150 | Not Applicable |  |  |  | 1.5 | No | [7 empty] | 54 kW |  |  |  | 119 |  | 223 | On/Off | Not Applicable | [6 empty] | 495 | 26.5 | 33 | 79 | 515 | 1476 | 30.25 | 65.125 |  |  |  |  | 66.438 |  | 47.125 | 7.625 |  |  |  |  | 55.25 | [8 empty] | 1 | 30 | 30 | UL1453 | Yes | Yes | Yes | No | Not Applicable | [5 empty] | 40311 | COM ELEC ASME | 204388145
CEA120-54-3-117C-AE | CEA120-54 | Bradford White | 671632137862 | Active | The suffix at the end of this SKU indicates that it comes with a Low Water Level Control Switch. | [9 empty] | No | Not Applicable | Not Applicable | Commercial Water Heating | Water Heating.Electric | 3 | 1 |  |  |  | 238-53685-00 |  |  |  | 238-36612-00 | [6 empty] | Electric | Electric Resistance | 480 | 3 |  | Indoor |  | Floor Mounted |  | Yes | HLW | 150 | Not Applicable |  |  |  | 1.5 | No | [7 empty] | 54 kW |  |  |  | 119 |  | 223 | On/Off | Not Applicable | [6 empty] | 495 | 26.5 | 33 | 79 | 515 | 1476 | 30.25 | 65.125 |  |  |  |  | 66.438 |  | 47.125 | 7.625 |  |  |  |  | 55.25 | [8 empty] | 1 | 30 | 30 | UL1453 | Yes | Yes | Yes | No | Not Applicable | [5 empty] | 40311 | COM ELEC ASME | 204388145
CEA120-54-3-117C-DF | CEA120-54 | Bradford White | 671632138975 | Active | The suffix at the end of this SKU indicates that it comes with BMS Relays. | [9 empty] | No | Not Applicable | Not Applicable | Commercial Water Heating | Water Heating.Electric | 3 | 1 |  |  |  | 238-53685-00 |  |  |  | 238-36612-00 | [6 empty] | Electric | Electric Resistance | 480 | 3 |  | Indoor |  | Floor Mounted |  | Yes | HLW | 150 | Not Applicable |  |  |  | 1.5 | No | [7 empty] | 54 kW |  |  |  | 119 |  | 223 | On/Off | Not Applicable | [6 empty] | 495 | 26.5 | 33 | 79 | 515 | 1476 | 30.25 | 65.125 |  |  |  |  | 66.438 |  | 47.125 | 7.625 |  |  |  |  | 55.25 | [8 empty] | 1 | 30 | 30 | UL1453 | Yes | Yes | Yes | No | Not Applicable | [5 empty] | 40311 | COM ELEC ASME | 204388145
CEA120-54-3-117D-AA-866 | CEA120-54 | Bradford White | 671632619672 | Active | The ""-866"" indicates that these SKUs are designed and certified for Installation in Canada. | [9 empty] | No | Not Applicable | Not Applicable | Commercial Water Heating | Water Heating.Electric | 3 | 1 |  |  |  | 238-53685-00 |  |  |  | 238-36612-00 | [6 empty] | Electric | Electric Resistance | 600 | 3 |  | Indoor |  | Floor Mounted |  | Yes | HLW | 150 | Not Applicable |  |  |  | 1.5 | No | [7 empty] | 54 kW |  |  |  | 119 |  | 223 | On/Off | Not Applicable | [6 empty] | 495 | 26.5 | 33 | 79 | 515 | 1476 | 30.25 | 65.125 |  |  |  |  | 66.438 |  | 47.125 | 7.625 |  |  |  |  | 55.25 | [8 empty] | 1 | 30 | 30 | UL1453 | Yes | No | Yes | No | Not Applicable | 238-44343-00 |  |  |  |  | 40311 | COM ELEC ASME
CEA120-54-3-119B-AA | CEA120-54 | Bradford White | 671632648665 | Active | [10 empty] | No | Not Applicable | Not Applicable | Commercial Water Heating | Water Heating.Electric | 3 | 1 |  |  |  | 238-53685-00 |  |  |  | 238-36612-00 | [6 empty] | Electric | Electric Resistance | 277 | 1 |  | Indoor |  | Floor Mounted |  | Yes | HLW | 150 | Not Applicable |  |  |  | 1.5 | No | [7 empty] | 54 kW |  |  |  | 119 |  | 223 | On/Off | Not Applicable | [6 empty] | 495 | 26.5 | 33 | 79 | 515 | 1476 | 30.25 | 65.125 |  |  |  |  | 66.438 |  | 47.125 | 7.625 |  |  |  |  | 55.25 | [8 empty] | 1 | 30 | 30 | UL1453 | Yes | Yes | Yes | No | Not Applicable | [5 empty] | 40311 | COM ELEC ASME | 204388145
CEA120-54-3-121C-AA | CEA120-54 | Bradford White | 671632137671 | Active | [10 empty] | No | Not Applicable | Not Applicable | Commercial Water Heating | Water Heating.Electric | 3 | 1 |  |  |  | 238-53685-00 |  |  |  | 238-36612-00 | [6 empty] | Electric | Electric Resistance | 240 | 1 |  | Indoor |  | Floor Mounted |  | Yes | HLW | 150 | Not Applicable |  |  |  | 1.5 | No | [7 empty] | 54 kW |  |  |  | 119 |  | 223 | On/Off | Not Applicable | [6 empty] | 495 | 26.5 | 33 | 79 | 515 | 1476 | 30.25 | 65.125 |  |  |  |  | 66.438 |  | 47.125 | 7.625 |  |  |  |  | 55.25 | [8 empty] | 1 | 30 | 30 | UL1453 | Yes | Yes | Yes | No | Not Applicable | [5 empty] | 40311 | COM ELEC ASME | 204388145
CEA120-54-3-123A-AA | CEA120-54 | Bradford White | 671632137879 | Active | [10 empty] | No | Not Applicable | Not Applicable | Commercial Water Heating | Water Heating.Electric | 3 | 1 |  |  |  | 238-53685-00 |  |  |  | 238-36612-00 | [6 empty] | Electric | Electric Resistance | 208 | 3 |  | Indoor |  | Floor Mounted |  | Yes | HLW | 150 | Not Applicable |  |  |  | 1.5 | No | [7 empty] | 54 kW |  |  |  | 119 |  | 223 | On/Off | Not Applicable | [6 empty] | 495 | 26.5 | 33 | 79 | 515 | 1476 | 30.25 | 65.125 |  |  |  |  | 66.438 |  | 47.125 | 7.625 |  |  |  |  | 55.25 | [8 empty] | 1 | 30 | 30 | UL1453 | Yes | Yes | Yes | No | Not Applicable | [5 empty] | 40311 | COM ELEC ASME | 204388145
CEA120-54-3-123A-AA-866 | CEA120-54 | Bradford White | 671632679362 | Active | The ""-866"" indicates that these SKUs are designed and certified for Installation in Canada. | [9 empty] | No | Not Applicable | Not Applicable | Commercial Water Heating | Water Heating.Electric | 3 | 1 |  |  |  | 238-53685-00 |  |  |  | 238-36612-00 | [6 empty] | Electric | Electric Resistance | 208 | 3 |  | Indoor |  | Floor Mounted |  | Yes | HLW | 150 | Not Applicable |  |  |  | 1.5 | No | [7 empty] | 54 kW |  |  |  | 119 |  | 223 | On/Off | Not Applicable | [6 empty] | 335 | 26.5 | 33 | 79 | 348 | 1316 | 30.25 | 65.125 |  |  |  |  | 66.438 |  | 47.125 | 7.625 |  |  |  |  | 55.25 | [8 empty] | 1 | 30 | 30 | UL1453 | Yes | No | Yes | No | Not Applicable | 238-44343-00 |  |  |  |  | 40311 | COM ELEC ASME
CEA120-54-3-123A-DF | CEA120-54 | Bradford White | 671632652440 | Active | The suffix at the end of this SKU indicates that it comes with BMS Relays. | [9 empty] | No | Not Applicable | Not Applicable | Commercial Water Heating | Water Heating.Electric | 3 | 1 |  |  |  | 238-53685-00 |  |  |  | 238-36612-00 | [6 empty] | Electric | Electric Resistance | 208 | 3 |  | Indoor |  | Floor Mounted |  | Yes | HLW | 150 | Not Applicable |  |  |  | 1.5 | No | [7 empty] | 54 kW |  |  |  | 119 |  | 223 | On/Off | Not Applicable | [6 empty] | 495 | 26.5 | 33 | 79 | 515 | 1476 | 30.25 | 65.125 |  |  |  |  | 66.438 |  | 47.125 | 7.625 |  |  |  |  | 55.25 | [8 empty] | 1 | 30 | 30 | UL1453 | Yes | Yes | Yes | No | Not Applicable | [5 empty] | 40311 | COM ELEC ASME | 204388145
CEA120-54-5-117C-AA | CEA120-54 | Bradford White | 671632553341 | Active | [10 empty] | No | Not Applicable | Not Applicable | Commercial Water Heating | Water Heating.Electric | 5 | 1 |  |  |  | 238-53685-00 |  |  |  | 238-36612-00 | [6 empty] | Electric | Electric Resistance | 480 | 3 |  | Indoor |  | Floor Mounted |  | Yes | HLW | 150 | Not Applicable |  |  |  | 1.5 | No | [7 empty] | 54 kW |  |  |  | 119 |  | 223 | On/Off | Not Applicable | [6 empty] | 495 | 26.5 | 33 | 79 | 515 | 1476 | 30.25 | 65.125 |  |  |  |  | 66.438 |  | 47.125 | 7.625 |  |  |  |  | 55.25 | [8 empty] | 1 | 30 | 30 | UL1453 | Yes | Yes | Yes | No | Not Applicable | [5 empty] | 40311 | COM ELEC ASME | 204388145
CEA120-81-3-120K-AA | CEA120-81 | Bradford White | 671632138487 | Active | [10 empty] | No | Not Applicable | Not Applicable | Commercial Water Heating | Water Heating.Electric | 3 | 1 |  |  |  | 238-53685-00 |  |  |  | 238-36612-00 | [6 empty] | Electric | Electric Resistance | 480 | 3 |  | Indoor |  | Floor Mounted |  | Yes | HLW | 150 | Not Applicable |  |  |  | 1.5 | No | [7 empty] | 81 kW |  |  |  | 119 |  | 335 | On/Off | Not Applicable | [6 empty] | 495 | 26.5 | 33 | 79 | 515 | 1476 | 30.25 | 65.125 |  |  |  |  | 66.438 |  |  | 7.625 |  |  |  |  | 30.25 | [7 empty] | 47.125 | 1 | 30 | 30 | UL1453 | Yes | Yes | Yes | No | Not Applicable | [5 empty] | 40311 | COM ELEC ASME | 204388145
CEA120-81-3-120K-AN | CEA120-81 | Bradford White | 671632314409 | Active | The suffix at the end of this SKU indicates that it comes with Modulating Controls. | The suffix at the end of this SKU indicates that it comes with a Low Water Level Control Switch. | [8 empty] | No | Not Applicable | Not Applicable | Commercial Water Heating | Water Heating.Electric | 3 | 1 |  |  |  | 238-53685-00 |  |  |  | 238-36612-00 | [6 empty] | Electric | Electric Resistance | 480 | 3 |  | Indoor |  | Floor Mounted |  | Yes | HLW | 150 | Not Applicable |  |  |  | 1.5 | No | [7 empty] | 81 kW |  |  |  | 119 |  | 335 | On/Off | Not Applicable | [6 empty] | 495 | 26.5 | 33 | 79 | 515 | 1476 | 30.25 | 65.125 |  |  |  |  | 66.438 |  |  | 7.625 |  |  |  |  | 30.25 | [7 empty] | 47.125 | 1 | 30 | 30 | UL1453 | Yes | Yes | Yes | No | Not Applicable | [5 empty] | 40311 | COM ELEC ASME | 204388145
CEA120-81-3-120L-AA-866 | CEA120-81 | Bradford White | 671632328741 | Active | The ""-866"" indicates that these SKUs are designed and certified for Installation in Canada. | [9 empty] | No | Not Applicable | Not Applicable | Commercial Water Heating | Water Heating.Electric | 3 | 1 |  |  |  | 238-53685-00 |  |  |  | 238-36612-00 | [6 empty] | Electric | Electric Resistance | 600 | 3 |  | Indoor |  | Floor Mounted |  | Yes | HLW | 150 | Not Applicable |  |  |  | 1.5 | No | [7 empty] | 81 kW |  |  |  | 119 |  | 335 | On/Off | Not Applicable | [6 empty] | 495 | 26.5 | 33 | 79 | 515 | 1476 | 30.25 | 65.125 |  |  |  |  | 66.438 |  |  | 7.625 |  |  |  |  | 30.25 | [7 empty] | 47.125 | 1 | 30 | 30 | UL1453 | Yes | No | Yes | No | Not Applicable | 238-44343-00 |  |  |  |  | 40311 | COM ELEC ASME
CEA120-81-3-120L-AGG-866 | CEA120-81 | Bradford White | 671632653317 | Active | The ""-866"" indicates that these SKUs are designed and certified for Installation in Canada.The suffix at the end of this SKU indicates that it comes with Modulating Controls. | The suffix at the end of this SKU indicates that this comes with a Temperature and Pressure Gauge | [8 empty] | No | Not Applicable | Not Applicable | Commercial Water Heating | Water Heating.Electric | 3 | 1 |  |  |  | 238-53685-00 |  |  |  | 238-36612-00 | [6 empty] | Electric | Electric Resistance | 600 | 3 |  | Indoor |  | Floor Mounted |  | Yes | HLW | 150 | Not Applicable |  |  |  | 1.5 | No | [7 empty] | 81 kW |  |  |  | 119 |  | 335 | On/Off | Not Applicable | [6 empty] | 495 | 26.5 | 33 | 79 | 515 | 1476 | 30.25 | 65.125 |  |  |  |  | 66.438 |  |  | 7.625 |  |  |  |  | 30.25 | [7 empty] | 47.125 | 1 | 30 | 30 | UL1453 | Yes | No | Yes | No | Not Applicable | 238-44343-00 |  |  |  |  | 40311 | COM ELEC ASME
CEA120-81-3-120Q-AA | CEA120-81 | Bradford White | 671632137664 | Active | [10 empty] | No | Not Applicable | Not Applicable | Commercial Water Heating | Water Heating.Electric | 3 | 1 |  |  |  | 238-53685-00 |  |  |  | 238-36612-00 | [6 empty] | Electric | Electric Resistance | 400 | 3 |  | Indoor |  | Floor Mounted |  | Yes | HLW | 150 | Not Applicable |  |  |  | 1.5 | No | [7 empty] | 81 kW |  |  |  | 119 |  | 335 | On/Off | Not Applicable | [6 empty] | 495 | 26.5 | 33 | 79 | 515 | 1476 | 30.25 | 65.125 |  |  |  |  | 66.438 |  |  | 7.625 |  |  |  |  | 30.25 | [7 empty] | 47.125 | 1 | 30 | 30 | UL1453 | Yes | Yes | Yes | No | Not Applicable | [5 empty] | 40311 | COM ELEC ASME | 204388145
CEA120-81-3-122C-AA | CEA120-81 | Bradford White | 671632657414 | Active | [10 empty] | No | Not Applicable | Not Applicable | Commercial Water Heating | Water Heating.Electric | 3 | 1 |  |  |  | 238-53685-00 |  |  |  | 238-36612-00 | [6 empty] | Electric | Electric Resistance | 480 | 1 |  | Indoor |  | Floor Mounted |  | Yes | HLW | 150 | Not Applicable |  |  |  | 1.5 | No | [7 empty] | 81 kW |  |  |  | 119 |  | 335 | On/Off | Not Applicable | [6 empty] | 495 | 26.5 | 33 | 79 | 515 | 1476 | 30.25 | 65.125 |  |  |  |  | 66.438 |  |  | 7.625 |  |  |  |  | 30.25 | [7 empty] | 47.125 | 1 | 30 | 30 | UL1453 | Yes | Yes | Yes | No | Not Applicable | [5 empty] | 40311 | COM ELEC ASME | 204388145
CEA120-81-3-123B-AA | CEA120-81 | Bradford White | 671632144099 | Active | [10 empty] | No | Not Applicable | Not Applicable | Commercial Water Heating | Water Heating.Electric | 3 | 1 |  |  |  | 238-53685-00 |  |  |  | 238-36612-00 | [6 empty] | Electric | Electric Resistance | 208 | 3 |  | Indoor |  | Floor Mounted |  | Yes | HLW | 150 | Not Applicable |  |  |  | 1.5 | No | [7 empty] | 81 kW |  |  |  | 119 |  | 335 | On/Off | Not Applicable | [6 empty] | 495 | 26.5 | 33 | 79 | 515 | 1476 | 30.25 | 65.125 |  |  |  |  | 66.438 |  |  | 7.625 |  |  |  |  | 30.25 | [7 empty] | 47.125 | 1 | 30 | 30 | UL1453 | Yes | Yes | Yes | No | Not Applicable | [5 empty] | 40311 | COM ELEC ASME | 204388145
CEA120-81-3-123B-AA-866 | CEA120-81 | Bradford White | 671632326594 | Active | The ""-866"" indicates that these SKUs are designed and certified for Installation in Canada. | [9 empty] | No | Not Applicable | Not Applicable | Commercial Water Heating | Water Heating.Electric | 3 | 1 |  |  |  | 238-53685-00 |  |  |  | 238-36612-00 | [6 empty] | Electric | Electric Resistance | 208 | 3 |  | Indoor |  | Floor Mounted |  | Yes | HLW | 150 | Not Applicable |  |  |  | 1.5 | No | [7 empty] | 81 kW |  |  |  | 119 |  | 335 | On/Off | Not Applicable | [6 empty] | 495 | 26.5 | 33 | 79 | 515 | 1476 | 30.25 | 65.125 |  |  |  |  | 66.438 |  |  | 7.625 |  |  |  |  | 30.25 | [7 empty] | 47.125 | 1 | 30 | 30 | UL1453 | Yes | No | Yes | No | Not Applicable | 238-44343-00 |  |  |  |  | 40311 | COM ELEC ASME
CEA120-81-3-123B-DG | CEA120-81 | Bradford White | 671632654062 | Active | The suffix at the end of this SKU indicates that it comes with Modulating Controls. | The suffix at the end of this SKU indicates that it comes with a Low Water Level Control Switch. | The suffix at the end of this SKU indicates that it comes with BMS Relays. | [7 empty] | No | Not Applicable | Not Applicable | Commercial Water Heating | Water Heating.Electric | 3 | 1 |  |  |  | 238-53685-00 |  |  |  | 238-36612-00 | [6 empty] | Electric | Electric Resistance | 208 | 3 |  | Indoor |  | Floor Mounted |  | Yes | HLW | 150 | Not Applicable |  |  |  | 1.5 | No | [7 empty] | 81 kW |  |  |  | 119 |  | 335 | On/Off | Not Applicable | [6 empty] | 495 | 26.5 | 33 | 79 | 515 | 1476 | 30.25 | 65.125 |  |  |  |  | 66.438 |  |  | 7.625 |  |  |  |  | 30.25 | [7 empty] | 47.125 | 1 | 30 | 30 | UL1453 | Yes | Yes | Yes | No | Not Applicable | [5 empty] | 40311 | COM ELEC ASME | 204388145
CEA120-81-3-123C-AA | CEA120-81 | Bradford White | 671632619856 | Active | [10 empty] | No | Not Applicable | Not Applicable | Commercial Water Heating | Water Heating.Electric | 3 | 1 |  |  |  | 238-53685-00 |  |  |  | 238-36612-00 | [6 empty] | Electric | Electric Resistance | 240 | 3 |  | Indoor |  | Floor Mounted |  | Yes | HLW | 150 | Not Applicable |  |  |  | 1.5 | No | [7 empty] | 81 kW |  |  |  | 119 |  | 335 | On/Off | Not Applicable | [6 empty] | 495 | 26.5 | 33 | 79 | 515 | 1476 | 30.25 | 65.125 |  |  |  |  | 66.438 |  |  | 7.625 |  |  |  |  | 30.25 | [7 empty] | 47.125 | 1 | 30 | 30 | UL1453 | Yes | Yes | Yes | No | Not Applicable | [5 empty] | 40311 | COM ELEC ASME | 204388145
CEA120-81-5-120K-AA | CEA120-81 | Bradford White | 671632322077 | Active | [10 empty] | No | Not Applicable | Not Applicable | Commercial Water Heating | Water Heating.Electric | 5 | 1 |  |  |  | 238-53685-00 |  |  |  | 238-36612-00 | [6 empty] | Electric | Electric Resistance | 480 | 3 |  | Indoor |  | Floor Mounted |  | Yes | HLW | 150 | Not Applicable |  |  |  | 1.5 | No | [7 empty] | 81 kW |  |  |  | 119 |  | 335 | On/Off | Not Applicable | [6 empty] | 495 | 26.5 | 33 | 79 | 515 | 1476 | 30.25 | 65.125 |  |  |  |  | 66.438 |  |  | 7.625 |  |  |  |  | 30.25 | [7 empty] | 47.125 | 1 | 30 | 30 | UL1453 | Yes | Yes | Yes | No | Not Applicable | [5 empty] | 40311 | COM ELEC ASME | 204388145
CEA120-81-5-120K-DG | CEA120-81 | Bradford White | 671632668670 | Active | The suffix at the end of this SKU indicates that it comes with Modulating Controls. | The suffix at the end of this SKU indicates that it comes with a Low Water Level Control Switch. | The suffix at the end of this SKU indicates that it comes with BMS Relays. | [7 empty] | No | Not Applicable | Not Applicable | Commercial Water Heating | Water Heating.Electric | 3 | 1 |  |  |  | 238-53685-00 |  |  |  | 238-36612-00 | [6 empty] | Electric | Electric Resistance | 480 | 3 |  | Indoor |  | Floor Mounted |  | Yes | HLW | 150 | Not Applicable |  |  |  | 1.5 | No | [7 empty] | 81 kW |  |  |  | 119 |  | 335 | On/Off | Not Applicable | [6 empty] | 495 | 26.5 | 33 | 79 | 515 | 1476 | 30.25 | 65.125 |  |  |  |  | 66.438 |  |  | 7.625 |  |  |  |  | 30.25 | [7 empty] | 47.125 | 1 | 30 | 30 | UL1453 | Yes | Yes | Yes | No | Not Applicable | [5 empty] | 40311 | COM ELEC ASME | 204388145
CEA20-12-3-101C-AA | CEA20-12 | Bradford White | 671632573585 | Active | [10 empty] | No | Not Applicable | Not Applicable | Commercial Water Heating | Water Heating.Electric | 3 | 1 |  |  |  | 238-53685-00 |  |  |  | 238-36612-00 | [6 empty] | Electric | Electric Resistance | 277 | 1 |  | Indoor |  | Floor Mounted |  | Yes | HLW | 150 | Not Applicable |  |  |  | 0.75 | No | [7 empty] | 12 kW |  |  |  | 19 |  | 50 | On/Off | Not Applicable | [6 empty] | 200 | 27.875 | 27.875 | 37.625 | 208 | 356 | 20 | 27.625 |  |  |  |  | 28.5 |  |  | 6.125 |  |  |  |  | 28 | [7 empty] | 27 | 1 | 324 | 396 | UL1453 | Yes | Yes | Yes | No | Not Applicable | [5 empty] | 40311 | COM ELEC ASME
CEA20-12-3-102G-AA | CEA20-12 | Bradford White | 671632137824 | Active | [10 empty] | No | Not Applicable | Not Applicable | Commercial Water Heating | Water Heating.Electric | 3 | 1 |  |  |  | 238-53685-00 |  |  |  | 238-36612-00 | [6 empty] | Electric | Electric Resistance | 480 | 1 |  | Indoor |  | Floor Mounted |  | Yes | HLW | 150 | Not Applicable |  |  |  | 0.75 | No | [7 empty] | 12 kW |  |  |  | 19 |  | 50 | On/Off | Not Applicable | [6 empty] | 200 | 27.875 | 27.875 | 37.625 | 208 | 356 | 20 | 27.625 |  |  |  |  | 28.5 |  |  | 6.125 |  |  |  |  | 28 | [7 empty] | 27 | 1 | 324 | 396 | UL1453 | Yes | Yes | Yes | No | Not Applicable | [5 empty] | 40311 | COM ELEC ASME
CEA20-12-3-103G-AA | CEA20-12 | Bradford White | 671632135721 | Active | [10 empty] | No | Not Applicable | Not Applicable | Commercial Water Heating | Water Heating.Electric | 3 | 1 |  |  |  | 238-53685-00 |  |  |  | 238-36612-00 | [6 empty] | Electric | Electric Resistance | 208 | 3 |  | Indoor |  | Floor Mounted |  | Yes | HLW | 150 | Not Applicable |  |  |  | 0.75 | No | [7 empty] | 12 kW |  |  |  | 19 |  | 50 | On/Off | Not Applicable | [6 empty] | 200 | 27.875 | 27.875 | 37.625 | 208 | 356 | 20 | 27.625 |  |  |  |  | 28.5 |  |  | 6.125 |  |  |  |  | 28 | [7 empty] | 27 | 1 | 324 | 396 | UL1453 | Yes | Yes | Yes | No | Not Applicable | [5 empty] | 40311 | COM ELEC ASME
CEA20-12-3-103H-AA | CEA20-12 | Bradford White | 671632322862 | Active | [10 empty] | No | Not Applicable | Not Applicable | Commercial Water Heating | Water Heating.Electric | 3 | 1 |  |  |  | 238-53685-00 |  |  |  | 238-36612-00 | [6 empty] | Electric | Electric Resistance | 240 | 3 |  | Indoor |  | Floor Mounted |  | Yes | HLW | 150 | Not Applicable |  |  |  | 0.75 | No | [7 empty] | 12 kW |  |  |  | 19 |  | 50 | On/Off | Not Applicable | [6 empty] | 200 | 27.875 | 27.875 | 37.625 | 208 | 356 | 20 | 27.625 |  |  |  |  | 28.5 |  |  | 6.125 |  |  |  |  | 28 | [7 empty] | 27 | 1 | 324 | 396 | UL1453 | Yes | Yes | Yes | No | Not Applicable | [5 empty] | 40311 | COM ELEC ASME
CEA20-12-3-103J-AA | CEA20-12 | Bradford White | 671632138456 | Active | [10 empty] | No | Not Applicable | Not Applicable | Commercial Water Heating | Water Heating.Electric | 3 | 1 |  |  |  | 238-53685-00 |  |  |  | 238-36612-00 | [6 empty] | Electric | Electric Resistance | 480 | 3 |  | Indoor |  | Floor Mounted |  | Yes | HLW | 150 | Not Applicable |  |  |  | 0.75 | No | [7 empty] | 12 kW |  |  |  | 19 |  | 50 | On/Off | Not Applicable | [6 empty] | 200 | 27.875 | 27.875 | 37.625 | 208 | 356 | 20 | 27.625 |  |  |  |  | 28.5 |  |  | 6.125 |  |  |  |  | 28 | [7 empty] | 27 | 1 | 324 | 396 | UL1453 | Yes | Yes | Yes | No | Not Applicable | [5 empty] | 40311 | COM ELEC ASME
CEA20-12-3-105A-AA | CEA20-12 | Bradford White | 671632325399 | Active | [10 empty] | No | Not Applicable | Not Applicable | Commercial Water Heating | Water Heating.Electric | 3 | 1 |  |  |  | 238-53685-00 |  |  |  | 238-36612-00 | [6 empty] | Electric | Electric Resistance | 208 | 1 |  | Indoor |  | Floor Mounted |  | Yes | HLW | 150 | Not Applicable |  |  |  | 0.75 | No | [7 empty] | 12 kW |  |  |  | 19 |  | 50 | On/Off | Not Applicable | [6 empty] | 200 | 27.875 | 27.875 | 37.625 | 208 | 356 | 20 | 27.625 |  |  |  |  | 28.5 |  |  | 6.125 |  |  |  |  | 28 | [7 empty] | 27 | 1 | 324 | 396 | UL1453 | Yes | Yes | Yes | No | Not Applicable | [5 empty] | 40311 | COM ELEC ASME
CEA20-12-3-105B-AA | CEA20-12 | Bradford White | 671632137589 | Active | [10 empty] | No | Not Applicable | Not Applicable | Commercial Water Heating | Water Heating.Electric | 3 | 1 |  |  |  | 238-53685-00 |  |  |  | 238-36612-00 | [6 empty] | Electric | Electric Resistance | 240 | 1 |  | Indoor |  | Floor Mounted |  | Yes | HLW | 150 | Not Applicable |  |  |  | 0.75 | No | [7 empty] | 12 kW |  |  |  | 19 |  | 50 | On/Off | Not Applicable | [6 empty] | 200 | 27.875 | 27.875 | 37.625 | 208 | 356 | 20 | 27.625 |  |  |  |  | 28.5 |  |  | 6.125 |  |  |  |  | 28 | [7 empty] | 27 | 1 | 324 | 396 | UL1453 | Yes | Yes | Yes | No | Not Applicable | [5 empty] | 40311 | COM ELEC ASME
CEA20-12-5-103G-AA | CEA20-12 | Bradford White | 671632326150 | Active | [10 empty] | No | Not Applicable | Not Applicable | Commercial Water Heating | Water Heating.Electric | 5 | 1 |  |  |  | 238-53685-00 |  |  |  | 238-36612-00 | [6 empty] | Electric | Electric Resistance | 208 | 3 |  | Indoor |  | Floor Mounted |  | Yes | HLW | 150 | Not Applicable |  |  |  | 0.75 | No | [7 empty] | 12 kW |  |  |  | 19 |  | 50 | On/Off | Not Applicable | [6 empty] | 200 | 27.875 | 27.875 | 37.625 | 208 | 356 | 20 | 27.625 |  |  |  |  | 28.5 |  |  | 6.125 |  |  |  |  | 28 | [7 empty] | 27 | 1 | 324 | 396 | UL1453 | Yes | Yes | Yes | No | Not Applicable | [5 empty] | 40311 | COM ELEC ASME
CEA20-12-5-103H-AA | CEA20-12 | Bradford White | 671632551774 | Active | [10 empty] | No | Not Applicable | Not Applicable | Commercial Water Heating | Water Heating.Electric | 5 | 1 |  |  |  | 238-53685-00 |  |  |  | 238-36612-00 | [6 empty] | Electric | Electric Resistance | 240 | 3 |  | Indoor |  | Floor Mounted |  | Yes | HLW | 150 | Not Applicable |  |  |  | 0.75 | No | [7 empty] | 12 kW |  |  |  | 19 |  | 50 | On/Off | Not Applicable | [6 empty] | 200 | 27.875 | 27.875 | 37.625 | 208 | 356 | 20 | 27.625 |  |  |  |  | 28.5 |  |  | 6.125 |  |  |  |  | 28 | [7 empty] | 27 | 1 | 324 | 396 | UL1453 | Yes | Yes | Yes | No | Not Applicable | [5 empty] | 40311 | COM ELEC ASME
CEA20-12-5-103J-AA | CEA20-12 | Bradford White | 671632568468 | Active | [10 empty] | No | Not Applicable | Not Applicable | Commercial Water Heating | Water Heating.Electric | 5 | 1 |  |  |  | 238-53685-00 |  |  |  | 238-36612-00 | [6 empty] | Electric | Electric Resistance | 480 | 3 |  | Indoor |  | Floor Mounted |  | Yes | HLW | 150 | Not Applicable |  |  |  | 0.75 | No | [7 empty] | 12 kW |  |  |  | 19 |  | 50 | On/Off | Not Applicable | [6 empty] | 200 | 27.875 | 27.875 | 37.625 | 208 | 356 | 20 | 27.625 |  |  |  |  | 28.5 |  |  | 6.125 |  |  |  |  | 28 | [7 empty] | 27 | 1 | 324 | 396 | UL1453 | Yes | Yes | Yes | No | Not Applicable | [5 empty] | 40311 | COM ELEC ASME
CEA20-135-3-103K-AA | CEA20-135 | Bradford White | 671632620111 | Active | [10 empty] | No | Not Applicable | Not Applicable | Commercial Water Heating | Water Heating.Electric | 3 | 1 |  |  |  | 238-53685-00 |  |  |  | 238-36612-00 | [6 empty] | Electric | Electric Resistance | 208 | 3 |  | Indoor |  | Floor Mounted |  | Yes | HLW | 150 | Not Applicable |  |  |  | 0.75 | No | [7 empty] | 13.5 kW |  |  |  | 19 |  | 56 | On/Off | Not Applicable | [6 empty] | 200 | 27.875 | 27.875 | 37.625 | 208 | 356 | 20 | 27.625 |  |  |  |  | 28.5 |  |  | 6.125 |  |  |  |  | 28 | [7 empty] | 27 | 1 | 324 | 396 | UL1453 | Yes | Yes | Yes | No | Not Applicable | [5 empty] | 40311 | COM ELEC ASME
CEA20-135-3-105C-AA | CEA20-135 | Bradford White | 671632323326 | Active | [10 empty] | No | Not Applicable | Not Applicable | Commercial Water Heating | Water Heating.Electric | 3 | 1 |  |  |  | 238-53685-00 |  |  |  | 238-36612-00 | [6 empty] | Electric | Electric Resistance | 208 | 1 |  | Indoor |  | Floor Mounted |  | Yes | HLW | 150 | Not Applicable |  |  |  | 0.75 | No | [7 empty] | 13.5 kW |  |  |  | 19 |  | 56 | On/Off | Not Applicable | [6 empty] | 200 | 27.875 | 27.875 | 37.625 | 208 | 356 | 20 | 27.625 |  |  |  |  | 28.5 |  |  | 6.125 |  |  |  |  | 28 | [7 empty] | 27 | 1 | 324 | 396 | UL1453 | Yes | Yes | Yes | No | Not Applicable | [5 empty] | 40311 | COM ELEC ASME
CEA20-15-3-101E-AA | CEA20-15 | Bradford White | 671632138678 | Active | [10 empty] | No | Not Applicable | Not Applicable | Commercial Water Heating | Water Heating.Electric | 3 | 1 |  |  |  | 238-53685-00 |  |  |  | 238-36612-00 | [6 empty] | Electric | Electric Resistance | 277 | 1 |  | Indoor |  | Floor Mounted |  | Yes | HLW | 150 | Not Applicable |  |  |  | 0.75 | No | [7 empty] | 15 kW |  |  |  | 19 |  | 62 | On/Off | Not Applicable | [6 empty] | 200 | 27.875 | 27.875 | 37.625 | 208 | 356 | 20 | 27.625 |  |  |  |  | 28.5 |  |  | 6.125 |  |  |  |  | 28 | [7 empty] | 27 | 1 | 324 | 396 | UL1453 | Yes | Yes | Yes | No | Not Applicable | [5 empty] | 40311 | COM ELEC ASME
CEA20-15-3-103N-AA | CEA20-15 | Bradford White | 671632137572 | Active | [10 empty] | No | Not Applicable | Not Applicable | Commercial Water Heating | Water Heating.Electric | 3 | 1 |  |  |  | 238-53685-00 |  |  |  | 238-36612-00 | [6 empty] | Electric | Electric Resistance | 208 | 3 |  | Indoor |  | Floor Mounted |  | Yes | HLW | 150 | Not Applicable |  |  |  | 0.75 | No | [7 empty] | 15 kW |  |  |  | 19 |  | 62 | On/Off | Not Applicable | [6 empty] | 200 | 27.875 | 27.875 | 37.625 | 208 | 356 | 20 | 27.625 |  |  |  |  | 28.5 |  |  | 6.125 |  |  |  |  | 28 | [7 empty] | 27 | 1 | 324 | 396 | UL1453 | Yes | Yes | Yes | No | Not Applicable | [5 empty] | 40311 | COM ELEC ASME
CEA20-15-3-103Q-AA | CEA20-15 | Bradford White | 671632138432 | Active | [10 empty] | No | Not Applicable | Not Applicable | Commercial Water Heating | Water Heating.Electric | 3 | 1 |  |  |  | 238-53685-00 |  |  |  | 238-36612-00 | [6 empty] | Electric | Electric Resistance | 480 | 3 |  | Indoor |  | Floor Mounted |  | Yes | HLW | 150 | Not Applicable |  |  |  | 0.75 | No | [7 empty] | 15 kW |  |  |  | 19 |  | 62 | On/Off | Not Applicable | [6 empty] | 200 | 27.875 | 27.875 | 37.625 | 208 | 356 | 20 | 27.625 |  |  |  |  | 28.5 |  |  | 6.125 |  |  |  |  | 28 | [7 empty] | 27 | 1 | 324 | 396 | UL1453 | Yes | Yes | Yes | No | Not Applicable | [5 empty] | 40311 | COM ELEC ASME
CEA20-15-3-104J-AA-866 | CEA20-15 | Bradford White | 671632633258 | Active | The ""-866"" indicates that these SKUs are designed and certified for Installation in Canada. | [9 empty] | No | Not Applicable | Not Applicable | Commercial Water Heating | Water Heating.Electric | 3 | 1 |  |  |  | 238-53685-00 |  |  |  | 238-36612-00 | [6 empty] | Electric | Electric Resistance | 600 | 3 |  | Indoor |  | Floor Mounted |  | Yes | HLW | 150 | Not Applicable |  |  |  | 0.75 | No | [7 empty] | 15 kW |  |  |  | 19 |  | 62 | On/Off | Not Applicable | [6 empty] | 200 | 27.875 | 27.875 | 37.625 | 208 | 356 | 20 | 27.625 |  |  |  |  | 28.5 |  |  | 6.125 |  |  |  |  | 28 | [7 empty] | 27 | 1 | 324 | 396 | UL1453 | Yes | No | Yes | No | Not Applicable | 238-44343-00 |  |  |  |  | 40311 | COM ELEC ASME
CEA20-15-3-105E-AA | CEA20-15 | Bradford White | 671632138395 | Active | [10 empty] | No | Not Applicable | Not Applicable | Commercial Water Heating | Water Heating.Electric | 3 | 1 |  |  |  | 238-53685-00 |  |  |  | 238-36612-00 | [6 empty] | Electric | Electric Resistance | 208 | 1 |  | Indoor |  | Floor Mounted |  | Yes | HLW | 150 | Not Applicable |  |  |  | 0.75 | No | [7 empty] | 15 kW |  |  |  | 19 |  | 62 | On/Off | Not Applicable | [6 empty] | 200 | 27.875 | 27.875 | 37.625 | 208 | 356 | 20 | 27.625 |  |  |  |  | 28.5 |  |  | 6.125 |  |  |  |  | 28 | [7 empty] | 27 | 1 | 324 | 396 | UL1453 | Yes | Yes | Yes | No | Not Applicable | [5 empty] | 40311 | COM ELEC ASME
CEA20-18-3-103R-AA | CEA20-18 | Bradford White | 671632580385 | Active | [10 empty] | No | Not Applicable | Not Applicable | Commercial Water Heating | Water Heating.Electric | 3 | 1 |  |  |  | 238-53685-00 |  |  |  | 238-36612-00 | [6 empty] | Electric | Electric Resistance | 240 | 3 |  | Indoor |  | Floor Mounted |  | Yes | HLW | 150 | Not Applicable |  |  |  | 0.75 | No | [7 empty] | 18 kW |  |  |  | 19 |  | 74 | On/Off | Not Applicable | [6 empty] | 200 | 27.875 | 27.875 | 37.625 | 208 | 356 | 20 | 27.625 |  |  |  |  | 28.5 |  |  | 6.125 |  |  |  |  | 28 | [7 empty] | 27 | 1 | 324 | 396 | UL1453 | Yes | Yes | Yes | No | Not Applicable | [5 empty] | 40311 | COM ELEC ASME
CEA20-18-3-103S-AA | CEA20-18 | Bradford White | 671632137954 | Active | [10 empty] | No | Not Applicable | Not Applicable | Commercial Water Heating | Water Heating.Electric | 3 | 1 |  |  |  | 238-53685-00 |  |  |  | 238-36612-00 | [6 empty] | Electric | Electric Resistance | 480 | 3 |  | Indoor |  | Floor Mounted |  | Yes | HLW | 150 | Not Applicable |  |  |  | 0.75 | No | [7 empty] | 18 kW |  |  |  | 19 |  | 74 | On/Off | Not Applicable | [6 empty] | 200 | 27.875 | 27.875 | 37.625 | 208 | 356 | 20 | 27.625 |  |  |  |  | 28.5 |  |  | 6.125 |  |  |  |  | 28 | [7 empty] | 27 | 1 | 324 | 396 | UL1453 | Yes | Yes | Yes | No | Not Applicable | [5 empty] | 40311 | COM ELEC ASME
CEA20-18-3-106B-AA | CEA20-18 | Bradford White | 671632998418 | Active | [10 empty] | No | Not Applicable | Not Applicable | Commercial Water Heating | Water Heating.Electric | 3 | 1 |  |  |  | 238-53685-00 |  |  |  | 238-36612-00 | [6 empty] | Electric | Electric Resistance | 240 | 1 |  | Indoor |  | Floor Mounted |  | Yes | HLW | 150 | Not Applicable |  |  |  | 0.75 | No | [7 empty] | 18 kW |  |  |  | 19 |  | 74 | On/Off | Not Applicable | [6 empty] | 200 | 27.875 | 27.875 | 37.625 | 208 | 356 | 20 | 27.625 |  |  |  |  | 28.5 |  |  | 6.125 |  |  |  |  | 28 | [7 empty] | 27 | 1 | 324 | 396 | UL1453 | Yes | Yes | Yes | No | Not Applicable | [5 empty] | 40311 | COM ELEC ASME
CEA20-18-3-107A-AA | CEA20-18 | Bradford White | 671632138470 | Active | [10 empty] | No | Not Applicable | Not Applicable | Commercial Water Heating | Water Heating.Electric | 3 | 1 |  |  |  | 238-53685-00 |  |  |  | 238-36612-00 | [6 empty] | Electric | Electric Resistance | 208 | 3 |  | Indoor |  | Floor Mounted |  | Yes | HLW | 150 | Not Applicable |  |  |  | 0.75 | No | [7 empty] | 18 kW |  |  |  | 19 |  | 74 | On/Off | Not Applicable | [6 empty] | 200 | 27.875 | 27.875 | 37.625 | 208 | 356 | 20 | 27.625 |  |  |  |  | 28.5 |  |  | 6.125 |  |  |  |  | 28 | [7 empty] | 27 | 1 | 324 | 396 | UL1453 | Yes | Yes | Yes | No | Not Applicable | [5 empty] | 40311 | COM ELEC ASME
CEA20-3-3-100A-AA | CEA20-3 | Bradford White | 671632137565 | Active | [10 empty] | No | Not Applicable | Not Applicable | Commercial Water Heating | Water Heating.Electric | 3 | 1 |  |  |  | 238-53685-00 |  |  |  | 238-36612-00 | [6 empty] | Electric | Electric Resistance | 208 | 1 |  | Indoor |  | Floor Mounted |  | Yes | HLW | 150 | Not Applicable |  |  |  | 0.75 | No | [7 empty] | 3 kW |  |  |  | 19 |  | 12 | On/Off | Not Applicable | [6 empty] | 200 | 27.875 | 27.875 | 37.625 | 208 | 356 | 20 | 27.625 |  |  |  |  | 28.5 |  |  | 6.125 |  |  |  |  | 28 | [7 empty] | 27 | 1 | 324 | 396 | UL1453 | Yes | Yes | Yes | No | Not Applicable | [5 empty] | 40311 | COM ELEC ASME
CEA20-3-3-100B-AA | CEA20-3 | Bradford White | 671632328550 | Active | [10 empty] | No | Not Applicable | Not Applicable | Commercial Water Heating | Water Heating.Electric | 3 | 1 |  |  |  | 238-53685-00 |  |  |  | 238-36612-00 | [6 empty] | Electric | Electric Resistance | 240 | 1 |  | Indoor |  | Floor Mounted |  | Yes | HLW | 150 | Not Applicable |  |  |  | 0.75 | No | [7 empty] | 3 kW |  |  |  | 19 |  | 12 | On/Off | Not Applicable | [6 empty] | 200 | 27.875 | 27.875 | 37.625 | 208 | 356 | 20 | 27.625 |  |  |  |  | 28.5 |  |  | 6.125 |  |  |  |  | 28 | [7 empty] | 27 | 1 | 324 | 396 | UL1453 | Yes | Yes | Yes | No | Not Applicable | [5 empty] | 40311 | COM ELEC ASME
CEA20-3-3-100C-AA | CEA20-3 | Bradford White | 671632138319 | Active | [10 empty] | No | Not Applicable | Not Applicable | Commercial Water Heating | Water Heating.Electric | 3 | 1 |  |  |  | 238-53685-00 |  |  |  | 238-36612-00 | [6 empty] | Electric | Electric Resistance | 277 | 1 |  | Indoor |  | Floor Mounted |  | Yes | HLW | 150 | Not Applicable |  |  |  | 0.75 | No | [7 empty] | 3 kW |  |  |  | 19 |  | 12 | On/Off | Not Applicable | [6 empty] | 200 | 27.875 | 27.875 | 37.625 | 208 | 356 | 20 | 27.625 |  |  |  |  | 28.5 |  |  | 6.125 |  |  |  |  | 28 | [7 empty] | 27 | 1 | 324 | 396 | UL1453 | Yes | Yes | Yes | No | Not Applicable | [5 empty] | 40311 | COM ELEC ASME
CEA20-3-3-131A-AA | CEA20-3 | Bradford White | 671632137558 | Active | [10 empty] | No | Not Applicable | Not Applicable | Commercial Water Heating | Water Heating.Electric | 3 | 1 |  |  |  | 238-53685-00 |  |  |  | 238-36612-00 | [6 empty] | Electric | Electric Resistance | 208 | 3 |  | Indoor |  | Floor Mounted |  | Yes | HLW | 150 | Not Applicable |  |  |  | 0.75 | No | [7 empty] | 3 kW |  |  |  | 19 |  | 12 | On/Off | Not Applicable | [6 empty] | 200 | 27.875 | 27.875 | 37.625 | 208 | 356 | 20 | 27.625 |  |  |  |  | 28.5 |  |  | 6.125 |  |  |  |  | 28 | [7 empty] | 27 | 1 | 324 | 396 | UL1453 | Yes | Yes | Yes | No | Not Applicable | [5 empty] | 40311 | COM ELEC ASME
CEA20-3-3-131C-AA | CEA20-3 | Bradford White | 671632138562 | Active | [10 empty] | No | Not Applicable | Not Applicable | Commercial Water Heating | Water Heating.Electric | 3 | 1 |  |  |  | 238-53685-00 |  |  |  | 238-36612-00 | [6 empty] | Electric | Electric Resistance | 480 | 3 |  | Indoor |  | Floor Mounted |  | Yes | HLW | 150 | Not Applicable |  |  |  | 0.75 | No | [7 empty] | 3 kW |  |  |  | 19 |  | 12 | On/Off | Not Applicable | [6 empty] | 200 | 27.875 | 27.875 | 37.625 | 208 | 356 | 20 | 27.625 |  |  |  |  | 28.5 |  |  | 6.125 |  |  |  |  | 28 | [7 empty] | 27 | 1 | 324 | 396 | UL1453 | Yes | Yes | Yes | No | Not Applicable | [5 empty] | 40311 | COM ELEC ASME
CEA20-3-3-200B-AA | CEA20-3 | Bradford White | 671632138241 | Active | [10 empty] | No | Not Applicable | Not Applicable | Commercial Water Heating | Water Heating.Electric | 3 | 1 |  |  |  | 238-53685-00 |  |  |  | 238-36612-00 | [6 empty] | Electric | Electric Resistance | 240 | 1 |  | Indoor |  | Floor Mounted |  | Yes | HLW | 150 | Not Applicable |  |  |  | 0.75 | No | [7 empty] | 3 kW |  |  |  | 19 |  | 12 | On/Off | Not Applicable | [6 empty] | 200 | 27.875 | 27.875 | 37.625 | 208 | 356 | 20 | 27.625 |  |  |  |  | 28.5 |  |  | 6.125 |  |  |  |  | 28 | [7 empty] | 27 | 1 | 324 | 396 | UL1453 | Yes | Yes | Yes | No | Not Applicable | [5 empty] | 40311 | COM ELEC ASME
CEA20-3-5-100C-AA | CEA20-3 | Bradford White | 671632553440 | Active | [10 empty] | No | Not Applicable | Not Applicable | Commercial Water Heating | Water Heating.Electric | 5 | 1 |  |  |  | 238-53685-00 |  |  |  | 238-36612-00 | [6 empty] | Electric | Electric Resistance | 277 | 1 |  | Indoor |  | Floor Mounted |  | Yes | HLW | 150 | Not Applicable |  |  |  | 0.75 | No | [7 empty] | 3 kW |  |  |  | 19 |  | 12 | On/Off | Not Applicable | [6 empty] | 200 | 27.875 | 27.875 | 37.625 | 208 | 356 | 20 | 27.625 |  |  |  |  | 28.5 |  |  | 6.125 |  |  |  |  | 28 | [7 empty] | 27 | 1 | 324 | 396 | UL1453 | Yes | Yes | Yes | No | Not Applicable | [5 empty] | 40311 | COM ELEC ASME
CEA20-3-5-131A-AA | CEA20-3 | Bradford White | 671632326174 | Active | [10 empty] | No | Not Applicable | Not Applicable | Commercial Water Heating | Water Heating.Electric | 5 | 1 |  |  |  | 238-53685-00 |  |  |  | 238-36612-00 | [6 empty] | Electric | Electric Resistance | 208 | 3 |  | Indoor |  | Floor Mounted |  | Yes | HLW | 150 | Not Applicable |  |  |  | 0.75 | No | [7 empty] | 3 kW |  |  |  | 19 |  | 12 | On/Off | Not Applicable | [6 empty] | 200 | 27.875 | 27.875 | 37.625 | 208 | 356 | 20 | 27.625 |  |  |  |  | 28.5 |  |  | 6.125 |  |  |  |  | 28 | [7 empty] | 27 | 1 | 324 | 396 | UL1453 | Yes | Yes | Yes | No | Not Applicable | [5 empty] | 40311 | COM ELEC ASME
CEA20-6-3-101A-AA | CEA20-6 | Bradford White | 671632319961 | Active | [10 empty] | No | Not Applicable | Not Applicable | Commercial Water Heating | Water Heating.Electric | 3 | 1 |  |  |  | 238-53685-00 |  |  |  | 238-36612-00 | [6 empty] | Electric | Electric Resistance | 277 | 1 |  | Indoor |  | Floor Mounted |  | Yes | HLW | 150 | Not Applicable |  |  |  | 0.75 | No | [7 empty] | 6 kW |  |  |  | 19 |  | 25 | On/Off | Not Applicable | [6 empty] | 200 | 27.875 | 27.875 | 37.625 | 208 | 356 | 20 | 27.625 |  |  |  |  | 28.5 |  |  | 6.125 |  |  |  |  | 28 | [7 empty] | 27 | 1 | 324 | 396 | UL1453 | Yes | Yes | Yes | No | Not Applicable | [5 empty] | 40311 | COM ELEC ASME
CEA20-6-3-102A-AA | CEA20-6 | Bradford White | 671632138111 | Active | [10 empty] | No | Not Applicable | Not Applicable | Commercial Water Heating | Water Heating.Electric | 3 | 1 |  |  |  | 238-53685-00 |  |  |  | 238-36612-00 | [6 empty] | Electric | Electric Resistance | 208 | 1 |  | Indoor |  | Floor Mounted |  | Yes | HLW | 150 | Not Applicable |  |  |  | 0.75 | No | [7 empty] | 6 kW |  |  |  | 19 |  | 25 | On/Off | Not Applicable | [6 empty] | 200 | 27.875 | 27.875 | 37.625 | 208 | 356 | 20 | 27.625 |  |  |  |  | 28.5 |  |  | 6.125 |  |  |  |  | 28 | [7 empty] | 27 | 1 | 324 | 396 | UL1453 | Yes | Yes | Yes | No | Not Applicable | [5 empty] | 40311 | COM ELEC ASME
CEA20-6-3-102B-AA | CEA20-6 | Bradford White | 671632138609 | Active | [10 empty] | No | Not Applicable | Not Applicable | Commercial Water Heating | Water Heating.Electric | 3 | 1 |  |  |  | 238-53685-00 |  |  |  | 238-36612-00 | [6 empty] | Electric | Electric Resistance | 240 | 1 |  | Indoor |  | Floor Mounted |  | Yes | HLW | 150 | Not Applicable |  |  |  | 0.75 | No | [7 empty] | 6 kW |  |  |  | 19 |  | 25 | On/Off | Not Applicable | [6 empty] | 200 | 27.875 | 27.875 | 37.625 | 208 | 356 | 20 | 27.625 |  |  |  |  | 28.5 |  |  | 6.125 |  |  |  |  | 28 | [7 empty] | 27 | 1 | 324 | 396 | UL1453 | Yes | Yes | Yes | No | Not Applicable | [5 empty] | 40311 | COM ELEC ASME
CEA20-6-3-102C-AA | CEA20-6 | Bradford White | 671632575022 | Active | [10 empty] | No | Not Applicable | Not Applicable | Commercial Water Heating | Water Heating.Electric | 3 | 1 |  |  |  | 238-53685-00 |  |  |  | 238-36612-00 | [6 empty] | Electric | Electric Resistance | 480 | 1 |  | Indoor |  | Floor Mounted |  | Yes | HLW | 150 | Not Applicable |  |  |  | 0.75 | No | [7 empty] | 6 kW |  |  |  | 19 |  | 25 | On/Off | Not Applicable | [6 empty] | 200 | 27.875 | 27.875 | 37.625 | 208 | 356 | 20 | 27.625 |  |  |  |  | 28.5 |  |  | 6.125 |  |  |  |  | 28 | [7 empty] | 27 | 1 | 324 | 396 | UL1453 | Yes | Yes | Yes | No | Not Applicable | [5 empty] | 40311 | COM ELEC ASME
CEA20-6-3-103A-AA | CEA20-6 | Bradford White | 671632137749 | Active | [10 empty] | No | Not Applicable | Not Applicable | Commercial Water Heating | Water Heating.Electric | 3 | 1 |  |  |  | 238-53685-00 |  |  |  | 238-36612-00 | [6 empty] | Electric | Electric Resistance | 208 | 3 |  | Indoor |  | Floor Mounted |  | Yes | HLW | 150 | Not Applicable |  |  |  | 0.75 | No | [7 empty] | 6 kW |  |  |  | 19 |  | 25 | On/Off | Not Applicable | [6 empty] | 200 | 27.875 | 27.875 | 37.625 | 208 | 356 | 20 | 27.625 |  |  |  |  | 28.5 |  |  | 6.125 |  |  |  |  | 28 | [7 empty] | 27 | 1 | 324 | 396 | UL1453 | Yes | Yes | Yes | No | Not Applicable | [5 empty] | 40311 | COM ELEC ASME
CEA20-6-3-103A-AA-866 | CEA20-6 | Bradford White | 671632137855 | Active | The ""-866"" indicates that these SKUs are designed and certified for Installation in Canada. | [9 empty] | No | Not Applicable | Not Applicable | Commercial Water Heating | Water Heating.Electric | 3 | 1 |  |  |  | 238-53685-00 |  |  |  | 238-36612-00 | [6 empty] | Electric | Electric Resistance | 208 | 3 |  | Indoor |  | Floor Mounted |  | Yes | HLW | 150 | Not Applicable |  |  |  | 0.75 | No | [7 empty] | 6 kW |  |  |  | 19 |  | 25 | On/Off | Not Applicable | [6 empty] | 200 | 27.875 | 27.875 | 37.625 | 208 | 356 | 20 | 27.625 |  |  |  |  | 28.5 |  |  | 6.125 |  |  |  |  | 28 | [7 empty] | 27 | 1 | 324 | 396 | UL1453 | Yes | No | Yes | No | Not Applicable | 238-44343-00 |  |  |  |  | 40311 | COM ELEC ASME
CEA20-6-3-103A-AB | CEA20-6 | Bradford White | 671632557677 | Active | The suffix at the end of this SKU indicates that it comes with a Low Water Level Control Switch. | The suffix at the end of this SKU indicates that it comes with an Alarm Horn. | The suffix at the end of this SKU indicates that it comes with an Electrical Door Lock. |  | The suffix at the end of this SKU indicates that it comes with a Low Water Pressure Control. | [5 empty] | No | Not Applicable | Not Applicable | Commercial Water Heating | Water Heating.Electric | 3 | 1 |  |  |  | 238-53685-00 |  |  |  | 238-36612-00 | [6 empty] | Electric | Electric Resistance | 208 | 3 |  | Indoor |  | Floor Mounted |  | Yes | HLW | 150 | Not Applicable |  |  |  | 0.75 | No | [7 empty] | 6 kW |  |  |  | 19 |  | 25 | On/Off | Not Applicable | [6 empty] | 200 | 27.875 | 27.875 | 37.625 | 208 | 356 | 20 | 27.625 |  |  |  |  | 28.5 |  |  | 6.125 |  |  |  |  | 28 | [7 empty] | 27 | 1 | 324 | 396 | UL1453 | Yes | Yes | Yes | No | Not Applicable | [5 empty] | 40311 | COM ELEC ASME
CEA20-6-3-103C-AA | CEA20-6 | Bradford White | 671632138531 | Active | [10 empty] | No | Not Applicable | Not Applicable | Commercial Water Heating | Water Heating.Electric | 3 | 1 |  |  |  | 238-53685-00 |  |  |  | 238-36612-00 | [6 empty] | Electric | Electric Resistance | 480 | 3 |  | Indoor |  | Floor Mounted |  | Yes | HLW | 150 | Not Applicable |  |  |  | 0.75 | No | [7 empty] | 6 kW |  |  |  | 19 |  | 25 | On/Off | Not Applicable | [6 empty] | 200 | 27.875 | 27.875 | 37.625 | 208 | 356 | 20 | 27.625 |  |  |  |  | 28.5 |  |  | 6.125 |  |  |  |  | 28 | [7 empty] | 27 | 1 | 324 | 396 | UL1453 | Yes | Yes | Yes | No | Not Applicable | [5 empty] | 40311 | COM ELEC ASME
CEA20-6-3-103W-AA-866 | CEA20-6 | Bradford White | 671632655915 | Active | The ""-866"" indicates that these SKUs are designed and certified for Installation in Canada. | [9 empty] | No | Not Applicable | Not Applicable | Commercial Water Heating | Water Heating.Electric | 3 | 1 |  |  |  | 238-53685-00 |  |  |  | 238-36612-00 | [6 empty] | Electric | Electric Resistance | 600 | 3 |  | Indoor |  | Floor Mounted |  | Yes | HLW | 150 | Not Applicable |  |  |  | 0.75 | No | [7 empty] | 6 kW |  |  |  | 19 |  | 25 | On/Off | Not Applicable | [6 empty] | 200 | 27.875 | 27.875 | 37.625 | 208 | 356 | 20 | 27.625 |  |  |  |  | 28.5 |  |  | 6.125 |  |  |  |  | 28 | [7 empty] | 27 | 1 | 324 | 396 | UL1453 | Yes | No | Yes | No | Not Applicable | 238-44343-00 |  |  |  |  | 40311 | COM ELEC ASME
CEA20-6-5-101A-AA | CEA20-6 | Bradford White | 671632333455 | Active | [10 empty] | No | Not Applicable | Not Applicable | Commercial Water Heating | Water Heating.Electric | 5 | 1 |  |  |  | 238-53685-00 |  |  |  | 238-36612-00 | [6 empty] | Electric | Electric Resistance | 277 | 1 |  | Indoor |  | Floor Mounted |  | Yes | HLW | 150 | Not Applicable |  |  |  | 0.75 | No | [7 empty] | 6 kW |  |  |  | 19 |  | 25 | On/Off | Not Applicable | [6 empty] | 200 | 27.875 | 27.875 | 37.625 | 208 | 356 | 20 | 27.625 |  |  |  |  | 28.5 |  |  | 6.125 |  |  |  |  | 28 | [7 empty] | 27 | 1 | 324 | 396 | UL1453 | Yes | Yes | Yes | No | Not Applicable | [5 empty] | 40311 | COM ELEC ASME
CEA20-6-5-103C-AA | CEA20-6 | Bradford White | 671632331857 | Active | [10 empty] | No | Not Applicable | Not Applicable | Commercial Water Heating | Water Heating.Electric | 5 | 1 |  |  |  | 238-53685-00 |  |  |  | 238-36612-00 | [6 empty] | Electric | Electric Resistance | 480 | 3 |  | Indoor |  | Floor Mounted |  | Yes | HLW | 150 | Not Applicable |  |  |  | 0.75 | No | [7 empty] | 6 kW |  |  |  | 19 |  | 25 | On/Off | Not Applicable | [6 empty] | 200 | 27.875 | 27.875 | 37.625 | 208 | 356 | 20 | 27.625 |  |  |  |  | 28.5 |  |  | 6.125 |  |  |  |  | 28 | [7 empty] | 27 | 1 | 324 | 396 | UL1453 | Yes | Yes | Yes | No | Not Applicable | [5 empty] | 40311 | COM ELEC ASME
CEA20-9-3-101B-AS | CEA20-9 | Bradford White | 671632328130 | Active | [10 empty] | No | Not Applicable | Not Applicable | Commercial Water Heating | Water Heating.Electric | 3 | 1 |  |  |  | 238-53685-00 |  |  |  | 238-36612-00 | [6 empty] | Electric | Electric Resistance | 277 | 1 |  | Indoor |  | Floor Mounted |  | Yes | HLW | 150 | Not Applicable |  |  |  | 0.75 | No | [7 empty] | 9 kW |  |  |  | 19 |  | 37 | On/Off | Not Applicable | [6 empty] | 200 | 27.875 | 27.875 | 37.625 | 208 | 356 | 20 | 27.625 |  |  |  |  | 28.5 |  |  | 6.125 |  |  |  |  | 28 | [7 empty] | 27 | 1 | 324 | 396 | UL1453 | Yes | Yes | Yes | No | Not Applicable | [5 empty] | 40311 | COM ELEC ASME
CEA20-9-3-102D-AA | CEA20-9 | Bradford White | 671632137848 | Active | [10 empty] | No | Not Applicable | Not Applicable | Commercial Water Heating | Water Heating.Electric | 3 | 1 |  |  |  | 238-53685-00 |  |  |  | 238-36612-00 | [6 empty] | Electric | Electric Resistance | 208 | 1 |  | Indoor |  | Floor Mounted |  | Yes | HLW | 150 | Not Applicable |  |  |  | 0.75 | No | [7 empty] | 9 kW |  |  |  | 19 |  | 37 | On/Off | Not Applicable | [6 empty] | 200 | 27.875 | 27.875 | 37.625 | 208 | 356 | 20 | 27.625 |  |  |  |  | 28.5 |  |  | 6.125 |  |  |  |  | 28 | [7 empty] | 27 | 1 | 324 | 396 | UL1453 | Yes | Yes | Yes | No | Not Applicable | [5 empty] | 40311 | COM ELEC ASME
CEA20-9-3-102D-AA-866 | CEA20-9 | Bradford White | 671632647576 | Active | The ""-866"" indicates that these SKUs are designed and certified for Installation in Canada. | [9 empty] | No | Not Applicable | Not Applicable | Commercial Water Heating | Water Heating.Electric | 3 | 1 |  |  |  | 238-53685-00 |  |  |  | 238-36612-00 | [6 empty] | Electric | Electric Resistance | 208 | 1 |  | Indoor |  | Floor Mounted |  | Yes | HLW | 150 | Not Applicable |  |  |  | 0.75 | No | [7 empty] | 9 kW |  |  |  | 19 |  | 37 | On/Off | Not Applicable | [6 empty] | 200 | 27.875 | 27.875 | 37.625 | 208 | 356 | 20 | 27.625 |  |  |  |  | 28.5 |  |  | 6.125 |  |  |  |  | 28 | [7 empty] | 27 | 1 | 324 | 396 | UL1453 | Yes | No | Yes | No | Not Applicable | 238-44343-00 |  |  |  |  | 40311 | COM ELEC ASME
CEA20-9-3-102F-AA | CEA20-9 | Bradford White | 671632558117 | Active | [10 empty] | No | Not Applicable | Not Applicable | Commercial Water Heating | Water Heating.Electric | 3 | 1 |  |  |  | 238-53685-00 |  |  |  | 238-36612-00 | [6 empty] | Electric | Electric Resistance | 480 | 1 |  | Indoor |  | Floor Mounted |  | Yes | HLW | 150 | Not Applicable |  |  |  | 0.75 | No | [7 empty] | 9 kW |  |  |  | 19 |  | 37 | On/Off | Not Applicable | [6 empty] | 200 | 27.875 | 27.875 | 37.625 | 208 | 356 | 20 | 27.625 |  |  |  |  | 28.5 |  |  | 6.125 |  |  |  |  | 28 | [7 empty] | 27 | 1 | 324 | 396 | UL1453 | Yes | Yes | Yes | No | Not Applicable | [5 empty] | 40311 | COM ELEC ASME
CEA20-9-3-103D-AA | CEA20-9 | Bradford White | 671632313730 | Active | [10 empty] | No | Not Applicable | Not Applicable | Commercial Water Heating | Water Heating.Electric | 3 | 1 |  |  |  | 238-53685-00 |  |  |  | 238-36612-00 | [6 empty] | Electric | Electric Resistance | 208 | 3 |  | Indoor |  | Floor Mounted |  | Yes | HLW | 150 | Not Applicable |  |  |  | 0.75 | No | [7 empty] | 9 kW |  |  |  | 19 |  | 37 | On/Off | Not Applicable | [6 empty] | 200 | 27.875 | 27.875 | 37.625 | 208 | 356 | 20 | 27.625 |  |  |  |  | 28.5 |  |  | 6.125 |  |  |  |  | 28 | [7 empty] | 27 | 1 | 324 | 396 | UL1453 | Yes | Yes | Yes | No | Not Applicable | [5 empty] | 40311 | COM ELEC ASME
CEA20-9-3-103D-AA-866 | CEA20-9 | Bradford White | 671632617302 | Active | The ""-866"" indicates that these SKUs are designed and certified for Installation in Canada. | [9 empty] | No | Not Applicable | Not Applicable | Commercial Water Heating | Water Heating.Electric | 3 | 1 |  |  |  | 238-53685-00 |  |  |  | 238-36612-00 | [6 empty] | Electric | Electric Resistance | 208 | 3 |  | Indoor |  | Floor Mounted |  | Yes | HLW | 150 | Not Applicable |  |  |  | 0.75 | No | [7 empty] | 9 kW |  |  |  | 19 |  | 37 | On/Off | Not Applicable | [6 empty] | 200 | 27.875 | 27.875 | 37.625 | 208 | 356 | 20 | 27.625 |  |  |  |  | 28.5 |  |  | 6.125 |  |  |  |  | 28 | [7 empty] | 27 | 1 | 324 | 396 | UL1453 | Yes | No | Yes | No | Not Applicable | 238-44343-00 |  |  |  |  | 40311 | COM ELEC ASME
CEA20-9-3-103F-AA | CEA20-9 | Bradford White | 671632137732 | Active | [10 empty] | No | Not Applicable | Not Applicable | Commercial Water Heating | Water Heating.Electric | 3 | 1 |  |  |  | 238-53685-00 |  |  |  | 238-36612-00 | [6 empty] | Electric | Electric Resistance | 480 | 3 |  | Indoor |  | Floor Mounted |  | Yes | HLW | 150 | Not Applicable |  |  |  | 0.75 | No | [7 empty] | 9 kW |  |  |  | 19 |  | 37 | On/Off | Not Applicable | [6 empty] | 200 | 27.875 | 27.875 | 37.625 | 208 | 356 | 20 | 27.625 |  |  |  |  | 28.5 |  |  | 6.125 |  |  |  |  | 28 | [7 empty] | 27 | 1 | 324 | 396 | UL1453 | Yes | Yes | Yes | No | Not Applicable | [5 empty] | 40311 | COM ELEC ASME
CEA20-9-3-103Z-AA-866 | CEA20-9 | Bradford White | 671632648863 | Active | The ""-866"" indicates that these SKUs are designed and certified for Installation in Canada. | [9 empty] | No | Not Applicable | Not Applicable | Commercial Water Heating | Water Heating.Electric | 3 | 1 |  |  |  | 238-53685-00 |  |  |  | 238-36612-00 | [6 empty] | Electric | Electric Resistance | 600 | 3 |  | Indoor |  | Floor Mounted |  | Yes | HLW | 150 | Not Applicable |  |  |  | 0.75 | No | [7 empty] | 9 kW |  |  |  | 19 |  | 37 | On/Off | Not Applicable | [6 empty] | 200 | 27.875 | 27.875 | 37.625 | 208 | 356 | 20 | 27.625 |  |  |  |  | 28.5 |  |  | 6.125 |  |  |  |  | 28 | [7 empty] | 27 | 1 | 324 | 396 | UL1453 | Yes | No | Yes | No | Not Applicable | 238-44343-00 |  |  |  |  | 40311 | COM ELEC ASME
CEA20-9-3-202F-AA | CEA20-9 | Bradford White | 671632137985 | Active | [10 empty] | No | Not Applicable | Not Applicable | Commercial Water Heating | Water Heating.Electric | 3 | 1 |  |  |  | 238-53685-00 |  |  |  | 238-36612-00 | [6 empty] | Electric | Electric Resistance | 480 | 3 |  | Indoor |  | Floor Mounted |  | Yes | HLW | 150 | Not Applicable |  |  |  | 0.75 | No | [7 empty] | 9 kW |  |  |  | 19 |  | 37 | On/Off | Not Applicable | [6 empty] | 200 | 27.875 | 27.875 | 37.625 | 208 | 356 | 20 | 27.625 |  |  |  |  | 28.5 |  |  | 6.125 |  |  |  |  | 28 | [7 empty] | 27 | 1 | 324 | 396 | UL1453 | Yes | Yes | Yes | No | Not Applicable | [5 empty] | 40311 | COM ELEC ASME
CEA30-135-3-101D-AA | CEA30-135 | Bradford White | 671632137534 | Active | [10 empty] | No | Not Applicable | Not Applicable | Commercial Water Heating | Water Heating.Electric | 3 | 1 |  |  |  | 238-53685-00 |  |  |  | 238-36612-00 | [6 empty] | Electric | Electric Resistance | 277 | 1 |  | Indoor |  | Floor Mounted |  | Yes | HLW | 150 | Not Applicable |  |  |  | 0.75 | No | [7 empty] | 13.5 kW |  |  |  | 30 |  | 56 | On/Off | Not Applicable | [6 empty] | 180 | 27.875 | 27.875 | 51.4375 | 187 | 427 | 20 | 38 |  |  |  |  | 39 |  |  | 6.125 |  |  |  |  | 40.25 | [7 empty] | 38 | 1 | 216 | 292 | UL1453 | Yes | Yes | Yes | No | Not Applicable | [5 empty] | 40311 | COM ELEC ASME | 204388141
CEA30-135-3-103K-AA | CEA30-135 | Bradford White | 671632138098 | Active | [10 empty] | No | Not Applicable | Not Applicable | Commercial Water Heating | Water Heating.Electric | 3 | 1 |  |  |  | 238-53685-00 |  |  |  | 238-36612-00 | [6 empty] | Electric | Electric Resistance | 208 | 3 |  | Indoor |  | Floor Mounted |  | Yes | HLW | 150 | Not Applicable |  |  |  | 0.75 | No | [7 empty] | 13.5 kW |  |  |  | 30 |  | 56 | On/Off | Not Applicable | [6 empty] | 180 | 27.875 | 27.875 | 51.4375 | 187 | 427 | 20 | 38 |  |  |  |  | 39 |  |  | 6.125 |  |  |  |  | 40.25 | [7 empty] | 38 | 1 | 216 | 292 | UL1453 | Yes | Yes | Yes | No | Not Applicable | [5 empty] | 40311 | COM ELEC ASME | 204388141
CEA30-135-3-103K-AN | CEA30-135 | Bradford White | 671632652587 | Active | The suffix at the end of this SKU indicates that it comes with Modulating Controls. | The suffix at the end of this SKU indicates that it comes with a Low Water Level Control Switch. | [8 empty] | No | Not Applicable | Not Applicable | Commercial Water Heating | Water Heating.Electric | 3 | 1 |  |  |  | 238-53685-00 |  |  |  | 238-36612-00 | [6 empty] | Electric | Electric Resistance | 208 | 3 |  | Indoor |  | Floor Mounted |  | Yes | HLW | 150 | Not Applicable |  |  |  | 0.75 | No | [7 empty] | 13.5 kW |  |  |  | 30 |  | 56 | On/Off | Not Applicable | [6 empty] | 180 | 27.875 | 27.875 | 51.4375 | 187 | 427 | 20 | 38 |  |  |  |  | 39 |  |  | 6.125 |  |  |  |  | 40.25 | [7 empty] | 38 | 1 | 216 | 292 | UL1453 | Yes | Yes | Yes | No | Not Applicable | [5 empty] | 40311 | COM ELEC ASME | 204388141
CEA30-135-3-103L-AA | CEA30-135 | Bradford White | 671632558476 | Active | [10 empty] | No | Not Applicable | Not Applicable | Commercial Water Heating | Water Heating.Electric | 3 | 1 |  |  |  | 238-53685-00 |  |  |  | 238-36612-00 | [6 empty] | Electric | Electric Resistance | 240 | 3 |  | Indoor |  | Floor Mounted |  | Yes | HLW | 150 | Not Applicable |  |  |  | 0.75 | No | [7 empty] | 13.5 kW |  |  |  | 30 |  | 56 | On/Off | Not Applicable | [6 empty] | 180 | 27.875 | 27.875 | 51.4375 | 187 | 427 | 20 | 38 |  |  |  |  | 39 |  |  | 6.125 |  |  |  |  | 40.25 | [7 empty] | 38 | 1 | 216 | 292 | UL1453 | Yes | Yes | Yes | No | Not Applicable | [5 empty] | 40311 | COM ELEC ASME | 204388141
CEA30-135-3-103M-AA | CEA30-135 | Bradford White | 671632139040 | Active | [10 empty] | No | Not Applicable | Not Applicable | Commercial Water Heating | Water Heating.Electric | 3 | 1 |  |  |  | 238-53685-00 |  |  |  | 238-36612-00 | [6 empty] | Electric | Electric Resistance | 480 | 3 |  | Indoor |  | Floor Mounted |  | Yes | HLW | 150 | Not Applicable |  |  |  | 0.75 | No | [7 empty] | 13.5 kW |  |  |  | 30 |  | 56 | On/Off | Not Applicable | [6 empty] | 180 | 27.875 | 27.875 | 51.4375 | 187 | 427 | 20 | 38 |  |  |  |  | 39 |  |  | 6.125 |  |  |  |  | 40.25 | [7 empty] | 38 | 1 | 216 | 292 | UL1453 | Yes | Yes | Yes | No | Not Applicable | [5 empty] | 40311 | COM ELEC ASME | 204388141
CEA30-135-3-103M-AE | CEA120-135 | Bradford White | 671632630813 | Active | The suffix at the end of this SKU indicates that it comes with a Low Water Level Control Switch. | [9 empty] | No | Not Applicable | Not Applicable | Commercial Water Heating | Water Heating.Electric | 3 | 1 |  |  |  | 238-53685-00 |  |  |  | 238-36612-00 | [6 empty] | Electric | Electric Resistance | 480 | 3 |  | Indoor |  | Floor Mounted |  | Yes | HLW | 150 | Not Applicable |  |  |  | 1.5 | No | [7 empty] | 13.5 kW |  |  |  | 30 |  | 56 | On/Off | Not Applicable | [6 empty] | 180 | 27.875 | 27.875 | 51.4375 | 187 | 427 | 30.25 | 65.125 |  |  |  |  | 66.438 |  |  | 7.625 |  |  |  |  | 55.25 | [7 empty] | 47.125 | 1 | 216 | 292 | UL1453 | Yes | Yes | Yes | No | Not Applicable | [5 empty] | 40311 | COM ELEC ASME | 204388141
CEA30-135-3-104F-AA-866 | CEA30-135 | Bradford White | 671632632763 | Active | The ""-866"" indicates that these SKUs are designed and certified for Installation in Canada. | [9 empty] | No | Not Applicable | Not Applicable | Commercial Water Heating | Water Heating.Electric | 3 | 1 |  |  |  | 238-53685-00 |  |  |  | 238-36612-00 | [6 empty] | Electric | Electric Resistance | 600 | 3 |  | Indoor |  | Floor Mounted |  | Yes | HLW | 150 | Not Applicable |  |  |  | 0.75 | No | [7 empty] | 13.5 kW |  |  |  | 30 |  | 56 | On/Off | Not Applicable | [6 empty] | 180 | 27.875 | 27.875 | 51.4375 | 187 | 427 | 20 | 38 |  |  |  |  | 39 |  |  | 6.125 |  |  |  |  | 40.25 | [7 empty] | 38 | 1 | 216 | 292 | UL1453 | Yes | No | Yes | No | Not Applicable | 238-44343-00 |  |  |  |  | 40311 | COM ELEC ASME
CEA30-135-3-105C-AA | CEA30-135 | Bradford White | 671632314577 | Active | [10 empty] | No | Not Applicable | Not Applicable | Commercial Water Heating | Water Heating.Electric | 3 | 1 |  |  |  | 238-53685-00 |  |  |  | 238-36612-00 | [6 empty] | Electric | Electric Resistance | 208 | 1 |  | Indoor |  | Floor Mounted |  | Yes | HLW | 150 | Not Applicable |  |  |  | 0.75 | No | [7 empty] | 13.5 kW |  |  |  | 30 |  | 56 | On/Off | Not Applicable | [6 empty] | 180 | 27.875 | 27.875 | 51.4375 | 187 | 427 | 20 | 38 |  |  |  |  | 39 |  |  | 6.125 |  |  |  |  | 40.25 | [7 empty] | 38 | 1 | 216 | 292 | UL1453 | Yes | Yes | Yes | No | Not Applicable | [5 empty] | 40311 | COM ELEC ASME | 204388141
CEA30-135-3-105C-AA-866 | CEA30-135 | Bradford White | 671632648917 | Active | The ""-866"" indicates that these SKUs are designed and certified for Installation in Canada. | [9 empty] | No | Not Applicable | Not Applicable | Commercial Water Heating | Water Heating.Electric | 3 | 1 |  |  |  | 238-53685-00 |  |  |  | 238-36612-00 | [6 empty] | Electric | Electric Resistance | 208 | 1 |  | Indoor |  | Floor Mounted |  | Yes | HLW | 150 | Not Applicable |  |  |  | 0.75 | No | [7 empty] | 13.5 kW |  |  |  | 30 |  | 56 | On/Off | Not Applicable | [6 empty] | 180 | 27.875 | 27.875 | 51.4375 | 187 | 427 | 20 | 38 |  |  |  |  | 39 |  |  | 6.125 |  |  |  |  | 40.25 | [7 empty] | 38 | 1 | 216 | 292 | UL1453 | Yes | No | Yes | No | Not Applicable | 238-44343-00 |  |  |  |  | 40311 | COM ELEC ASME
CEA30-135-3-105D-AA | CEA30-135 | Bradford White | 671632321292 | Active | [10 empty] | No | Not Applicable | Not Applicable | Commercial Water Heating | Water Heating.Electric | 3 | 1 |  |  |  | 238-53685-00 |  |  |  | 238-36612-00 | [6 empty] | Electric | Electric Resistance | 240 | 1 |  | Indoor |  | Floor Mounted |  | Yes | HLW | 150 | Not Applicable |  |  |  | 0.75 | No | [7 empty] | 13.5 kW |  |  |  | 30 |  | 56 | On/Off | Not Applicable | [6 empty] | 180 | 27.875 | 27.875 | 51.4375 | 187 | 427 | 20 | 38 |  |  |  |  | 39 |  |  | 6.125 |  |  |  |  | 40.25 | [7 empty] | 38 | 1 | 216 | 292 | UL1453 | Yes | Yes | Yes | No | Not Applicable | [5 empty] | 40311 | COM ELEC ASME | 204388141
CEA30-135-5-103K-AA | CEA30-135 | Bradford White | 671632326143 | Active | [10 empty] | No | Not Applicable | Not Applicable | Commercial Water Heating | Water Heating.Electric | 5 | 1 |  |  |  | 238-53685-00 |  |  |  | 238-36612-00 | [6 empty] | Electric | Electric Resistance | 208 | 3 |  | Indoor |  | Floor Mounted |  | Yes | HLW | 150 | Not Applicable |  |  |  | 0.75 | No | [7 empty] | 13.5 kW |  |  |  | 30 |  | 56 | On/Off | Not Applicable | [6 empty] | 180 | 27.875 | 27.875 | 51.4375 | 187 | 427 | 20 | 38 |  |  |  |  | 39 |  |  | 6.125 |  |  |  |  | 40.25 | [7 empty] | 38 | 1 | 216 | 292 | UL1453 | Yes | Yes | Yes | No | Not Applicable | [5 empty] | 40311 | COM ELEC ASME | 204388141
CEA30-135-5-103L-AA | CEA30-135 | Bradford White | 671632640263 | Active | [10 empty] | No | Not Applicable | Not Applicable | Commercial Water Heating | Water Heating.Electric | 5 | 1 |  |  |  | 238-53685-00 |  |  |  | 238-36612-00 | [6 empty] | Electric | Electric Resistance | 240 | 3 |  | Indoor |  | Floor Mounted |  | Yes | HLW | 150 | Not Applicable |  |  |  | 0.75 | No | [7 empty] | 13.5 kW |  |  |  | 30 |  | 56 | On/Off | Not Applicable | [6 empty] | 180 | 27.875 | 27.875 | 51.4375 | 187 | 427 | 20 | 38 |  |  |  |  | 39 |  |  | 6.125 |  |  |  |  | 40.25 | [7 empty] | 38 | 1 | 216 | 292 | UL1453 | Yes | Yes | Yes | No | Not Applicable | [5 empty] | 40311 | COM ELEC ASME | 204388141
CEA30-15-3-103N-AA | CEA30-15 | Bradford White | 671632137725 | Active | [10 empty] | No | Not Applicable | Not Applicable | Commercial Water Heating | Water Heating.Electric | 3 | 1 |  |  |  | 238-53685-00 |  |  |  | 238-36612-00 | [6 empty] | Electric | Electric Resistance | 208 | 3 |  | Indoor |  | Floor Mounted |  | Yes | HLW | 150 | Not Applicable |  |  |  | 0.75 | No | [7 empty] | 15 kW |  |  |  | 30 |  | 62 | On/Off | Not Applicable | [6 empty] | 180 | 27.875 | 27.875 | 51.4375 | 187 | 427 | 20 | 38 |  |  |  |  | 39 |  |  | 6.125 |  |  |  |  | 40.25 | [7 empty] | 38 | 1 | 216 | 292 | UL1453 | Yes | Yes | Yes | No | Not Applicable | [5 empty] | 40311 | COM ELEC ASME | 204388141
CEA30-15-3-103P-AA | CEA30-15 | Bradford White | 671632143504 | Active | [10 empty] | No | Not Applicable | Not Applicable | Commercial Water Heating | Water Heating.Electric | 3 | 1 |  |  |  | 238-53685-00 |  |  |  | 238-36612-00 | [6 empty] | Electric | Electric Resistance | 240 | 3 |  | Indoor |  | Floor Mounted |  | Yes | HLW | 150 | Not Applicable |  |  |  | 0.75 | No | [7 empty] | 15 kW |  |  |  | 30 |  | 62 | On/Off | Not Applicable | [6 empty] | 180 | 27.875 | 27.875 | 51.4375 | 187 | 427 | 20 | 38 |  |  |  |  | 39 |  |  | 6.125 |  |  |  |  | 40.25 | [7 empty] | 38 | 1 | 216 | 292 | UL1453 | Yes | Yes | Yes | No | Not Applicable | [5 empty] | 40311 | COM ELEC ASME | 204388141
CEA30-15-3-103Q-AA | CEA30-15 | Bradford White | 671632138357 | Active | [10 empty] | No | Not Applicable | Not Applicable | Commercial Water Heating | Water Heating.Electric | 3 | 1 |  |  |  | 238-53685-00 |  |  |  | 238-36612-00 | [6 empty] | Electric | Electric Resistance | 480 | 3 |  | Indoor |  | Floor Mounted |  | Yes | HLW | 150 | Not Applicable |  |  |  | 0.75 | No | [7 empty] | 15 kW |  |  |  | 30 |  | 62 | On/Off | Not Applicable | [6 empty] | 180 | 27.875 | 27.875 | 51.4375 | 187 | 427 | 20 | 38 |  |  |  |  | 39 |  |  | 6.125 |  |  |  |  | 40.25 | [7 empty] | 38 | 1 | 216 | 292 | UL1453 | Yes | Yes | Yes | No | Not Applicable | [5 empty] | 40311 | COM ELEC ASME | 204388141
CEA30-15-3-202N-AA | CEA30-15 | Bradford White | 671632138449 | Active | [10 empty] | No | Not Applicable | Not Applicable | Commercial Water Heating | Water Heating.Electric | 3 | 1 |  |  |  | 238-53685-00 |  |  |  | 238-36612-00 | [6 empty] | Electric | Electric Resistance | 208 | 3 |  | Indoor |  | Floor Mounted |  | Yes | HLW | 150 | Not Applicable |  |  |  | 0.75 | No | [7 empty] | 15 kW |  |  |  | 30 |  | 62 | On/Off | Not Applicable | [6 empty] | 180 | 27.875 | 27.875 | 51.4375 | 187 | 427 | 20 | 38 |  |  |  |  | 39 |  |  | 6.125 |  |  |  |  | 40.25 | [7 empty] | 38 | 1 | 216 | 292 | UL1453 | Yes | Yes | Yes | No | Not Applicable | [5 empty] | 40311 | COM ELEC ASME | 204388141
CEA30-15-5-103P-AA | CEA30-15 | Bradford White | 671632335756 | Active | [10 empty] | No | Not Applicable | Not Applicable | Commercial Water Heating | Water Heating.Electric | 5 | 1 |  |  |  | 238-53685-00 |  |  |  | 238-36612-00 | [6 empty] | Electric | Electric Resistance | 240 | 3 |  | Indoor |  | Floor Mounted |  | Yes | HLW | 150 | Not Applicable |  |  |  | 0.75 | No | [7 empty] | 15 kW |  |  |  | 30 |  | 62 | On/Off | Not Applicable | [6 empty] | 180 | 27.875 | 27.875 | 51.4375 | 187 | 427 | 20 | 38 |  |  |  |  | 39 |  |  | 6.125 |  |  |  |  | 40.25 | [7 empty] | 38 | 1 | 216 | 292 | UL1453 | Yes | Yes | Yes | No | Not Applicable | [5 empty] | 40311 | COM ELEC ASME | 204388141
CEA30-18-3-101F-AA | CEA30-18 | Bradford White | 671632579723 | Active | [10 empty] | No | Not Applicable | Not Applicable | Commercial Water Heating | Water Heating.Electric | 3 | 1 |  |  |  | 238-53685-00 |  |  |  | 238-36612-00 | [6 empty] | Electric | Electric Resistance | 277 | 1 |  | Indoor |  | Floor Mounted |  | Yes | HLW | 150 | Not Applicable |  |  |  | 0.75 | No | [7 empty] | 18 kW |  |  |  | 30 |  | 74 | On/Off | Not Applicable | [6 empty] | 180 | 27.875 | 27.875 | 51.4375 | 187 | 427 | 20 | 38 |  |  |  |  | 39 |  |  | 6.125 |  |  |  |  | 40.25 | [7 empty] | 38 | 1 | 216 | 292 | UL1453 | Yes | Yes | Yes | No | Not Applicable | [5 empty] | 40311 | COM ELEC ASME | 204388141
CEA30-18-3-103R-AA | CEA30-18 | Bradford White | 671632322855 | Active | [10 empty] | No | Not Applicable | Not Applicable | Commercial Water Heating | Water Heating.Electric | 3 | 1 |  |  |  | 238-53685-00 |  |  |  | 238-36612-00 | [6 empty] | Electric | Electric Resistance | 240 | 3 |  | Indoor |  | Floor Mounted |  | Yes | HLW | 150 | Not Applicable |  |  |  | 0.75 | No | [7 empty] | 18 kW |  |  |  | 30 |  | 74 | On/Off | Not Applicable | [6 empty] | 180 | 27.875 | 27.875 | 51.4375 | 187 | 427 | 20 | 38 |  |  |  |  | 39 |  |  | 6.125 |  |  |  |  | 40.25 | [7 empty] | 38 | 1 | 216 | 292 | UL1453 | Yes | Yes | Yes | No | Not Applicable | [5 empty] | 40311 | COM ELEC ASME | 204388141
CEA30-18-3-103S-AA | CEA30-18 | Bradford White | 671632137527 | Active | [10 empty] | No | Not Applicable | Not Applicable | Commercial Water Heating | Water Heating.Electric | 3 | 1 |  |  |  | 238-53685-00 |  |  |  | 238-36612-00 | [6 empty] | Electric | Electric Resistance | 480 | 3 |  | Indoor |  | Floor Mounted |  | Yes | HLW | 150 | Not Applicable |  |  |  | 0.75 | No | [7 empty] | 18 kW |  |  |  | 30 |  | 74 | On/Off | Not Applicable | [6 empty] | 180 | 27.875 | 27.875 | 51.4375 | 187 | 427 | 20 | 38 |  |  |  |  | 39 |  |  | 6.125 |  |  |  |  | 40.25 | [7 empty] | 38 | 1 | 216 | 292 | UL1453 | Yes | Yes | Yes | No | Not Applicable | [5 empty] | 40311 | COM ELEC ASME | 204388141
CEA30-18-3-107A-AA | CEA30-18 | Bradford White | 671632137831 | Active | [10 empty] | No | Not Applicable | Not Applicable | Commercial Water Heating | Water Heating.Electric | 3 | 1 |  |  |  | 238-53685-00 |  |  |  | 238-36612-00 | [6 empty] | Electric | Electric Resistance | 208 | 3 |  | Indoor |  | Floor Mounted |  | Yes | HLW | 150 | Not Applicable |  |  |  | 0.75 | No | [7 empty] | 18 kW |  |  |  | 30 |  | 74 | On/Off | Not Applicable | [6 empty] | 180 | 27.875 | 27.875 | 51.4375 | 187 | 427 | 20 | 38 |  |  |  |  | 39 |  |  | 6.125 |  |  |  |  | 40.25 | [7 empty] | 38 | 1 | 216 | 292 | UL1453 | Yes | Yes | Yes | No | Not Applicable | [5 empty] | 40311 | COM ELEC ASME | 204388141
CEA30-18-3-107A-AA-866 | CEA30-18 | Bradford White | 671632669981 | Active | The ""-866"" indicates that these SKUs are designed and certified for Installation in Canada. | [9 empty] | No | Not Applicable | Not Applicable | Commercial Water Heating | Water Heating.Electric | 3 | 1 |  |  |  | 238-53685-00 |  |  |  | 238-36612-00 | [6 empty] | Electric | Electric Resistance | 208 | 3 |  | Indoor |  | Floor Mounted |  | Yes | HLW | 150 | Not Applicable |  |  |  | 0.75 | No | [7 empty] | 18 kW |  |  |  | 30 |  | 74 | On/Off | Not Applicable | [6 empty] | 180 | 27.875 | 27.875 | 51.4375 | 187 | 427 | 20 | 38 |  |  |  |  | 39 |  |  | 6.125 |  |  |  |  | 40.25 | [7 empty] | 38 | 1 | 216 | 292 | UL1453 | Yes | No | Yes | No | Not Applicable | 238-44343-00 |  |  |  |  | 40311 | COM ELEC ASME
CEA30-18-5-103R-AA | CEA30-18 | Bradford White | 671632335749 | Active | [10 empty] | No | Not Applicable | Not Applicable | Commercial Water Heating | Water Heating.Electric | 5 | 1 |  |  |  | 238-53685-00 |  |  |  | 238-36612-00 | [6 empty] | Electric | Electric Resistance | 240 | 3 |  | Indoor |  | Floor Mounted |  | Yes | HLW | 150 | Not Applicable |  |  |  | 0.75 | No | [7 empty] | 18 kW |  |  |  | 30 |  | 74 | On/Off | Not Applicable | [6 empty] | 180 | 27.875 | 27.875 | 51.4375 | 187 | 427 | 20 | 38 |  |  |  |  | 39 |  |  | 6.125 |  |  |  |  | 40.25 | [7 empty] | 38 | 1 | 216 | 292 | UL1453 | Yes | Yes | Yes | No | Not Applicable | [5 empty] | 40311 | COM ELEC ASME | 204388141
CEA30-24-3-110A-AA | CEA30-24 | Bradford White | 671632138203 | Active | [10 empty] | No | Not Applicable | Not Applicable | Commercial Water Heating | Water Heating.Electric | 3 | 1 |  |  |  | 238-53685-00 |  |  |  | 238-36612-00 | [6 empty] | Electric | Electric Resistance | 480 | 3 |  | Indoor |  | Floor Mounted |  | Yes | HLW | 150 | Not Applicable |  |  |  | 0.75 | No | [7 empty] | 24 kW |  |  |  | 30 |  | 99 | On/Off | Not Applicable | [6 empty] | 180 | 27.875 | 27.875 | 51.4375 | 187 | 427 | 20 | 38 |  |  |  |  | 39 |  |  | 6.125 |  |  |  |  | 40.25 | [7 empty] | 38 | 1 | 216 | 292 | UL1453 | Yes | Yes | Yes | No | Not Applicable | [5 empty] | 40311 | COM ELEC ASME | 204388141
CEA30-24-3-110A-DF | CEA30-24 | Bradford White | 671632575824 | Active | The suffix at the end of this SKU indicates that it comes with BMS Relays. | [9 empty] | No | Not Applicable | Not Applicable | Commercial Water Heating | Water Heating.Electric | 3 | 1 |  |  |  | 238-53685-00 |  |  |  | 238-36612-00 | [6 empty] | Electric | Electric Resistance | 480 | 3 |  | Indoor |  | Floor Mounted |  | Yes | HLW | 150 | Not Applicable |  |  |  | 0.75 | No | [7 empty] | 24 kW |  |  |  | 30 |  | 99 | On/Off | Not Applicable | [6 empty] | 180 | 27.875 | 27.875 | 51.4375 | 187 | 427 | 20 | 38 |  |  |  |  | 39 |  |  | 6.125 |  |  |  |  | 40.25 | [7 empty] | 38 | 1 | 216 | 292 | UL1453 | Yes | Yes | Yes | No | Not Applicable | [5 empty] | 40311 | COM ELEC ASME | 204388141
CEA30-24-3-110A-DG | CEA30-24 | Bradford White | 671632572410 | Active | The suffix at the end of this SKU indicates that it comes with Modulating Controls. | The suffix at the end of this SKU indicates that it comes with a Low Water Level Control Switch. | The suffix at the end of this SKU indicates that it comes with BMS Relays. | [7 empty] | No | Not Applicable | Not Applicable | Commercial Water Heating | Water Heating.Electric | 3 | 1 |  |  |  | 238-53685-00 |  |  |  | 238-36612-00 | [6 empty] | Electric | Electric Resistance | 480 | 3 |  | Indoor |  | Floor Mounted |  | Yes | HLW | 150 | Not Applicable |  |  |  | 0.75 | No | [7 empty] | 24 kW |  |  |  | 30 |  | 99 | On/Off | Not Applicable | [6 empty] | 180 | 27.875 | 27.875 | 51.4375 | 187 | 427 | 20 | 38 |  |  |  |  | 39 |  |  | 6.125 |  |  |  |  | 40.25 | [7 empty] | 38 | 1 | 216 | 292 | UL1453 | Yes | Yes | Yes | No | Not Applicable | [5 empty] | 40311 | COM ELEC ASME | 204388141
CEA30-24-3-111A-AA | CEA30-24 | Bradford White | 671632138166 | Active | [10 empty] | No | Not Applicable | Not Applicable | Commercial Water Heating | Water Heating.Electric | 3 | 1 |  |  |  | 238-53685-00 |  |  |  | 238-36612-00 | [6 empty] | Electric | Electric Resistance | 208 | 3 |  | Indoor |  | Floor Mounted |  | Yes | HLW | 150 | Not Applicable |  |  |  | 0.75 | No | [7 empty] | 24 kW |  |  |  | 30 |  | 99 | On/Off | Not Applicable | [6 empty] | 180 | 27.875 | 27.875 | 51.4375 | 187 | 427 | 20 | 38 |  |  |  |  | 39 |  |  | 6.125 |  |  |  |  | 40.25 | [7 empty] | 38 | 1 | 216 | 292 | UL1453 | Yes | Yes | Yes | No | Not Applicable | [5 empty] | 40311 | COM ELEC ASME | 204388141
CEA30-24-3-111B-AA | CEA30-24 | Bradford White | 671632651856 | Active | [10 empty] | No | Not Applicable | Not Applicable | Commercial Water Heating | Water Heating.Electric | 3 | 1 |  |  |  | 238-53685-00 |  |  |  | 238-36612-00 | [6 empty] | Electric | Electric Resistance | 240 | 3 |  | Indoor |  | Floor Mounted |  | Yes | HLW | 150 | Not Applicable |  |  |  | 0.75 | No | [7 empty] | 24 kW |  |  |  | 30 |  | 99 | On/Off | Not Applicable | [6 empty] | 180 | 27.875 | 27.875 | 51.4375 | 187 | 427 | 20 | 38 |  |  |  |  | 39 |  |  | 6.125 |  |  |  |  | 40.25 | [7 empty] | 38 | 1 | 216 | 292 | UL1453 | Yes | Yes | Yes | No | Not Applicable | [5 empty] | 40311 | COM ELEC ASME | 204388141
CEA30-27-3-110B-AA | CEA30-27 | Bradford White | 671632325245 | Active | [10 empty] | No | Not Applicable | Not Applicable | Commercial Water Heating | Water Heating.Electric | 3 | 1 |  |  |  | 238-53685-00 |  |  |  | 238-36612-00 | [6 empty] | Electric | Electric Resistance | 480 | 3 |  | Indoor |  | Floor Mounted |  | Yes | HLW | 150 | Not Applicable |  |  |  | 0.75 | No | [7 empty] | 27 kW |  |  |  | 30 |  | 112 | On/Off | Not Applicable | [6 empty] | 180 | 27.875 | 27.875 | 51.4375 | 187 | 427 | 20 | 38 |  |  |  |  | 39 |  |  | 6.125 |  |  |  |  | 40.25 | [7 empty] | 38 | 1 | 216 | 292 | UL1453 | Yes | Yes | Yes | No | Not Applicable | [5 empty] | 40311 | COM ELEC ASME | 204388141
CEA30-27-3-111C-AA | CEA30-27 | Bradford White | 671632144075 | Active | [10 empty] | No | Not Applicable | Not Applicable | Commercial Water Heating | Water Heating.Electric | 3 | 1 |  |  |  | 238-53685-00 |  |  |  | 238-36612-00 | [6 empty] | Electric | Electric Resistance | 208 | 3 |  | Indoor |  | Floor Mounted |  | Yes | HLW | 150 | Not Applicable |  |  |  | 0.75 | No | [7 empty] | 27 kW |  |  |  | 30 |  | 112 | On/Off | Not Applicable | [6 empty] | 180 | 27.875 | 27.875 | 51.4375 | 187 | 427 | 20 | 38 |  |  |  |  | 39 |  |  | 6.125 |  |  |  |  | 40.25 | [7 empty] | 38 | 1 | 216 | 292 | UL1453 | Yes | Yes | Yes | No | Not Applicable | [5 empty] | 40311 | COM ELEC ASME | 204388141
CEA30-30-3-110C-AA | CEA30-30 | Bradford White | 671632325856 | Active | [10 empty] | No | Not Applicable | Not Applicable | Commercial Water Heating | Water Heating.Electric | 3 | 1 |  |  |  | 238-53685-00 |  |  |  | 238-36612-00 | [6 empty] | Electric | Electric Resistance | 480 | 3 |  | Indoor |  | Floor Mounted |  | Yes | HLW | 150 | Not Applicable |  |  |  |  | No | [7 empty] | 30 kW |  |  |  | 30 |  | 124 | On/Off | Not Applicable | [6 empty] | 180 | 27.875 | 27.875 | 51.4375 | 187 | 427 | [23 empty] | 1 | 216 | 292 | UL1453 | Yes | Yes | Yes | No | Not Applicable | [5 empty] | 40311 | COM ELEC ASME | 204388141
CEA30-30-3-111E-AA | CEA30-30 | Bradford White | 671632647088 | Active | [10 empty] | No | Not Applicable | Not Applicable | Commercial Water Heating | Water Heating.Electric | 3 | 1 |  |  |  | 238-53685-00 |  |  |  | 238-36612-00 | [6 empty] | Electric | Electric Resistance | 208 | 3 |  | Indoor |  | Floor Mounted |  | Yes | HLW | 150 | Not Applicable |  |  |  |  | No | [7 empty] | 30 kW |  |  |  | 30 |  | 124 | On/Off | Not Applicable | [6 empty] | 180 | 27.875 | 27.875 | 51.4375 | 187 | 427 | [23 empty] | 1 | 216 | 292 | UL1453 | Yes | Yes | Yes | No | Not Applicable | [5 empty] | 40311 | COM ELEC ASME | 204388141
CEA30-36-3-110D-AA | CEA30-36 | Bradford White | 671632138074 | Active | [10 empty] | No | Not Applicable | Not Applicable | Commercial Water Heating | Water Heating.Electric | 3 | 1 |  |  |  | 238-53685-00 |  |  |  | 238-36612-00 | [6 empty] | Electric | Electric Resistance | 480 | 3 |  | Indoor |  | Floor Mounted |  | Yes | HLW | 150 | Not Applicable |  |  |  | 0.75 | No | [7 empty] | 36 kW |  |  |  | 30 |  | 149 | On/Off | Not Applicable | [6 empty] | 180 | 27.875 | 27.875 | 51.4375 | 187 | 427 | 20 | 38 |  |  |  |  | 39 |  |  | 6.125 |  |  |  |  | 40.25 | [7 empty] | 38 | 1 | 216 | 292 | UL1453 | Yes | Yes | Yes | No | Not Applicable | [5 empty] | 40311 | COM ELEC ASME | 204388141
CEA30-36-3-115C-AA | CEA30-36 | Bradford White | 671632656592 | Active | [10 empty] | No | Not Applicable | Not Applicable | Commercial Water Heating | Water Heating.Electric | 3 | 1 |  |  |  | 238-53685-00 |  |  |  | 238-36612-00 | [6 empty] | Electric | Electric Resistance | 240 | 1 |  | Indoor |  | Floor Mounted |  | Yes | HLW | 150 | Not Applicable |  |  |  | 0.75 | No | [7 empty] | 36 kW |  |  |  | 30 |  | 149 | On/Off | Not Applicable | [6 empty] | 180 | 27.875 | 27.875 | 51.4375 | 187 | 427 | 20 | 38 |  |  |  |  | 39 |  |  | 6.125 |  |  |  |  | 40.25 | [7 empty] | 38 | 1 | 216 | 292 | UL1453 | Yes | Yes | Yes | No | Not Applicable | [5 empty] | 40311 | COM ELEC ASME | 204388141
CEA30-36-3-116A-AA | CEA30-36 | Bradford White | 671632622917 | Active | [10 empty] | No | Not Applicable | Not Applicable | Commercial Water Heating | Water Heating.Electric | 3 | 1 |  |  |  | 238-53685-00 |  |  |  | 238-36612-00 | [6 empty] | Electric | Electric Resistance | 208 | 3 |  | Indoor |  | Floor Mounted |  | Yes | HLW | 150 | Not Applicable |  |  |  | 0.75 | No | [7 empty] | 36 kW |  |  |  | 30 |  | 149 | On/Off | Not Applicable | [6 empty] | 180 | 27.875 | 27.875 | 51.4375 | 187 | 427 | 20 | 38 |  |  |  |  | 39 |  |  | 6.125 |  |  |  |  | 40.25 | [7 empty] | 38 | 1 | 216 | 292 | UL1453 | Yes | Yes | Yes | No | Not Applicable | [5 empty] | 40311 | COM ELEC ASME | 204388141
CEA40-135-3-103K-AA | CEA40-135 | Bradford White | 671632143306 | Active | [10 empty] | No | Not Applicable | Not Applicable | Commercial Water Heating | Water Heating.Electric | 3 | 1 |  |  |  | 238-53685-00 |  |  |  | 238-36612-00 | [6 empty] | Electric | Electric Resistance | 208 | 3 |  | Indoor |  | Floor Mounted |  | Yes | HLW | 150 | Not Applicable |  |  |  | 0.75 | No | [7 empty] | 13.5 kW |  |  |  | 40 |  | 56 | On/Off | Not Applicable | [6 empty] | 220 | 27.875 | 27.875 | 62.0625 | 229 | 550 | 20 | 48.688 |  |  |  |  | 49.688 |  |  | 6.563 |  |  |  |  | 40.563 | [7 empty] | 38.438 | 1 | 216 | 208 | UL1453 | Yes | Yes | Yes | No | Not Applicable | [5 empty] | 40311 | COM ELEC ASME | 204388142
CEA40-135-3-103K-DG | CEA40-135 | Bradford White | 671632560592 | Active | The suffix at the end of this SKU indicates that it comes with Modulating Controls. | The suffix at the end of this SKU indicates that it comes with a Low Water Level Control Switch. | The suffix at the end of this SKU indicates that it comes with BMS Relays. | [7 empty] | No | Not Applicable | Not Applicable | Commercial Water Heating | Water Heating.Electric | 3 | 1 |  |  |  | 238-53685-00 |  |  |  | 238-36612-00 | [6 empty] | Electric | Electric Resistance | 208 | 3 |  | Indoor |  | Floor Mounted |  | Yes | HLW | 150 | Not Applicable |  |  |  | 0.75 | No | [7 empty] | 13.5 kW |  |  |  | 40 |  | 56 | On/Off | Not Applicable | [6 empty] | 220 | 27.875 | 27.875 | 62.0625 | 229 | 550 | 20 | 48.688 |  |  |  |  | 49.688 |  |  | 6.563 |  |  |  |  | 40.563 | [7 empty] | 38.438 | 1 | 216 | 208 | UL1453 | Yes | Yes | Yes | No | Not Applicable | [5 empty] | 40311 | COM ELEC ASME | 204388142
CEA40-135-3-103L-AA | CEA40-135 | Bradford White | 671632321971 | Active | [10 empty] | No | Not Applicable | Not Applicable | Commercial Water Heating | Water Heating.Electric | 3 | 1 |  |  |  | 238-53685-00 |  |  |  | 238-36612-00 | [6 empty] | Electric | Electric Resistance | 240 | 3 |  | Indoor |  | Floor Mounted |  | Yes | HLW | 150 | Not Applicable |  |  |  | 0.75 | No | [7 empty] | 13.5 kW |  |  |  | 40 |  | 56 | On/Off | Not Applicable | [6 empty] | 220 | 27.875 | 27.875 | 62.0625 | 229 | 550 | 20 | 48.688 |  |  |  |  | 49.688 |  |  | 6.563 |  |  |  |  | 40.563 | [7 empty] | 38.438 | 1 | 216 | 208 | UL1453 | Yes | Yes | Yes | No | Not Applicable | [5 empty] | 40311 | COM ELEC ASME | 204388142
CEA40-135-3-103M-AA | CEA40-135 | Bradford White | 671632142156 | Active | [10 empty] | No | Not Applicable | Not Applicable | Commercial Water Heating | Water Heating.Electric | 3 | 1 |  |  |  | 238-53685-00 |  |  |  | 238-36612-00 | [6 empty] | Electric | Electric Resistance | 480 | 3 |  | Indoor |  | Floor Mounted |  | Yes | HLW | 150 | Not Applicable |  |  |  | 0.75 | No | [7 empty] | 13.5 kW |  |  |  | 40 |  | 56 | On/Off | Not Applicable | [6 empty] | 220 | 27.875 | 27.875 | 62.0625 | 229 | 550 | 20 | 48.688 |  |  |  |  | 49.688 |  |  | 6.563 |  |  |  |  | 40.563 | [7 empty] | 38.438 | 1 | 216 | 208 | UL1453 | Yes | Yes | Yes | No | Not Applicable | [5 empty] | 40311 | COM ELEC ASME | 204388142
CEA40-135-3-103M-DG | CEA40-135 | Bradford White | 671632580378 | Active | The suffix at the end of this SKU indicates that it comes with Modulating Controls. | The suffix at the end of this SKU indicates that it comes with a Low Water Level Control Switch. | The suffix at the end of this SKU indicates that it comes with BMS Relays. | [7 empty] | No | Not Applicable | Not Applicable | Commercial Water Heating | Water Heating.Electric | 3 | 1 |  |  |  | 238-53685-00 |  |  |  | 238-36612-00 | [6 empty] | Electric | Electric Resistance | 480 | 3 |  | Indoor |  | Floor Mounted |  | Yes | HLW | 150 | Not Applicable |  |  |  | 0.75 | No | [7 empty] | 13.5 kW |  |  |  | 40 |  | 56 | On/Off | Not Applicable | [6 empty] | 220 | 27.875 | 27.875 | 62.0625 | 229 | 550 | 20 | 48.688 |  |  |  |  | 49.688 |  |  | 6.563 |  |  |  |  | 40.563 | [7 empty] | 38.438 | 1 | 216 | 208 | UL1453 | Yes | Yes | Yes | No | Not Applicable | [5 empty] | 40311 | COM ELEC ASME | 204388142
CEA40-135-3-104S-AA | CEA40-135 | Bradford White | 671632147748 | Active | [10 empty] | No | Not Applicable | Not Applicable | Commercial Water Heating | Water Heating.Electric | 3 | 1 |  |  |  | 238-53685-00 |  |  |  | 238-36612-00 | [6 empty] | Electric | Electric Resistance | 400 | 3 |  | Indoor |  | Floor Mounted |  | Yes | HLW | 150 | Not Applicable |  |  |  | 0.75 | No | [7 empty] | 13.5 kW |  |  |  | 40 |  | 56 | On/Off | Not Applicable | [6 empty] | 220 | 27.875 | 27.875 | 62.0625 | 229 | 550 | 20 | 48.688 |  |  |  |  | 49.688 |  |  | 6.563 |  |  |  |  | 40.563 | [7 empty] | 38.438 | 1 | 216 | 208 | UL1453 | Yes | Yes | Yes | No | Not Applicable | [5 empty] | 40311 | COM ELEC ASME | 204388142
CEA40-135-3-105C-AA | CEA40-135 | Bradford White | 671632141968 | Active | [10 empty] | No | Not Applicable | Not Applicable | Commercial Water Heating | Water Heating.Electric | 3 | 1 |  |  |  | 238-53685-00 |  |  |  | 238-36612-00 | [6 empty] | Electric | Electric Resistance | 208 | 1 |  | Indoor |  | Floor Mounted |  | Yes | HLW | 150 | Not Applicable |  |  |  | 0.75 | No | [7 empty] | 13.5 kW |  |  |  | 40 |  | 56 | On/Off | Not Applicable | [6 empty] | 220 | 27.875 | 27.875 | 62.0625 | 229 | 550 | 20 | 48.688 |  |  |  |  | 49.688 |  |  | 6.563 |  |  |  |  | 40.563 | [7 empty] | 38.438 | 1 | 216 | 208 | UL1453 | Yes | Yes | Yes | No | Not Applicable | [5 empty] | 40311 | COM ELEC ASME | 204388142
CEA40-135-3-105C-DG | CEA40-135 | Bradford White | 671632633470 | Active | The suffix at the end of this SKU indicates that it comes with Modulating Controls. | The suffix at the end of this SKU indicates that it comes with a Low Water Level Control Switch. | The suffix at the end of this SKU indicates that it comes with BMS Relays. | [7 empty] | No | Not Applicable | Not Applicable | Commercial Water Heating | Water Heating.Electric | 3 | 1 |  |  |  | 238-53685-00 |  |  |  | 238-36612-00 | [6 empty] | Electric | Electric Resistance | 208 | 1 |  | Indoor |  | Floor Mounted |  | Yes | HLW | 150 | Not Applicable |  |  |  | 0.75 | No | [7 empty] | 13.5 kW |  |  |  | 40 |  | 56 | On/Off | Not Applicable | [6 empty] | 220 | 27.875 | 27.875 | 62.0625 | 229 | 550 | 20 | 48.688 |  |  |  |  | 49.688 |  |  | 6.563 |  |  |  |  | 40.563 | [7 empty] | 38.438 | 1 | 216 | 208 | UL1453 | Yes | Yes | Yes | No | Not Applicable | [5 empty] | 40311 | COM ELEC ASME | 204388142
CEA40-135-3-105D-AA | CEA40-135 | Bradford White | 671632534814 | Active | [10 empty] | No | Not Applicable | Not Applicable | Commercial Water Heating | Water Heating.Electric | 3 | 1 |  |  |  | 238-53685-00 |  |  |  | 238-36612-00 | [6 empty] | Electric | Electric Resistance | 240 | 1 |  | Indoor |  | Floor Mounted |  | Yes | HLW | 150 | Not Applicable |  |  |  | 0.75 | No | [7 empty] | 13.5 kW |  |  |  | 40 |  | 56 | On/Off | Not Applicable | [6 empty] | 220 | 27.875 | 27.875 | 62.0625 | 229 | 550 | 20 | 48.688 |  |  |  |  | 49.688 |  |  | 6.563 |  |  |  |  | 40.563 | [7 empty] | 38.438 | 1 | 216 | 208 | UL1453 | Yes | Yes | Yes | No | Not Applicable | [5 empty] | 40311 | COM ELEC ASME | 204388142
CEA40-135-5-103L-AA | CEA40-135 | Bradford White | 671632654871 | Active | [10 empty] | No | Not Applicable | Not Applicable | Commercial Water Heating | Water Heating.Electric | 5 | 1 |  |  |  | 238-53685-00 |  |  |  | 238-36612-00 | [6 empty] | Electric | Electric Resistance | 240 | 3 |  | Indoor |  | Floor Mounted |  | Yes | HLW | 150 | Not Applicable |  |  |  | 0.75 | No | [7 empty] | 13.5 kW |  |  |  | 40 |  | 56 | On/Off | Not Applicable | [6 empty] | 220 | 27.875 | 27.875 | 62.0625 | 229 | 550 | 20 | 48.688 |  |  |  |  | 49.688 |  |  | 6.563 |  |  |  |  | 40.563 | [7 empty] | 38.438 | 1 | 216 | 208 | UL1453 | Yes | Yes | Yes | No | Not Applicable | [5 empty] | 40311 | COM ELEC ASME | 204388142
CEA40-135-5-103M-AA | CEA50-135 | Bradford White | 671632637386 | Active | [10 empty] | No | Not Applicable | Not Applicable | Commercial Water Heating | Water Heating.Electric | 5 | 1 |  |  |  | 238-53685-00 |  |  |  | 238-36612-00 | [6 empty] | Electric | Electric Resistance | 480 | 3 |  | Indoor |  | Floor Mounted |  | Yes | HLW | 150 | Not Applicable |  |  |  | 1.5 | No | [7 empty] | 13.5 kW |  |  |  | 40 |  | 56 | On/Off | Not Applicable | [6 empty] | 220 | 27.875 | 27.875 | 62.0625 | 229 | 550 | 24 | 49.375 |  |  |  |  | 49.875 |  |  | 7.625 |  |  |  |  | 41.375 | [7 empty] | 47.125 | 1 | 216 | 208 | UL1453 | Yes | Yes | Yes | No | Not Applicable | [5 empty] | 40311 | COM ELEC ASME | 204388142
CEA40-135-5-105C-AA | CEA40-135 | Bradford White | 671632329014 | Active | [10 empty] | No | Not Applicable | Not Applicable | Commercial Water Heating | Water Heating.Electric | 5 | 1 |  |  |  | 238-53685-00 |  |  |  | 238-36612-00 | [6 empty] | Electric | Electric Resistance | 208 | 1 |  | Indoor |  | Floor Mounted |  | Yes | HLW | 150 | Not Applicable |  |  |  | 0.75 | No | [7 empty] | 13.5 kW |  |  |  | 40 |  | 56 | On/Off | Not Applicable | [6 empty] | 220 | 27.875 | 27.875 | 62.0625 | 229 | 550 | 20 | 48.688 |  |  |  |  | 49.688 |  |  | 6.563 |  |  |  |  | 40.563 | [7 empty] | 38.438 | 1 | 216 | 208 | UL1453 | Yes | Yes | Yes | No | Not Applicable | [5 empty] | 40311 | COM ELEC ASME | 204388142
CEA40-15-3-103N-AA | CEA40-15 | Bradford White | 671632138135 | Active | [10 empty] | No | Not Applicable | Not Applicable | Commercial Water Heating | Water Heating.Electric | 3 | 1 |  |  |  | 238-53685-00 |  |  |  | 238-36612-00 | [6 empty] | Electric | Electric Resistance | 208 | 3 |  | Indoor |  | Floor Mounted |  | Yes | HLW | 150 | Not Applicable |  |  |  | 0.75 | No | [7 empty] | 15 kW |  |  |  | 40 |  | 62 | On/Off | Not Applicable | [6 empty] | 220 | 27.875 | 27.875 | 62.0625 | 229 | 550 | 20 | 48.688 |  |  |  |  | 49.688 |  |  | 6.563 |  |  |  |  | 40.563 | [7 empty] | 38.438 | 1 | 216 | 208 | UL1453 | Yes | Yes | Yes | No | Not Applicable | [5 empty] | 40311 | COM ELEC ASME | 204388142
CEA40-15-3-103Q-AA | CEA40-15 | Bradford White | 671632138364 | Active | [10 empty] | No | Not Applicable | Not Applicable | Commercial Water Heating | Water Heating.Electric | 3 | 1 |  |  |  | 238-53685-00 |  |  |  | 238-36612-00 | [6 empty] | Electric | Electric Resistance | 480 | 3 |  | Indoor |  | Floor Mounted |  | Yes | HLW | 150 | Not Applicable |  |  |  | 0.75 | No | [7 empty] | 15 kW |  |  |  | 40 |  | 62 | On/Off | Not Applicable | [6 empty] | 220 | 27.875 | 27.875 | 62.0625 | 229 | 550 | 20 | 48.688 |  |  |  |  | 49.688 |  |  | 6.563 |  |  |  |  | 40.563 | [7 empty] | 38.438 | 1 | 216 | 208 | UL1453 | Yes | Yes | Yes | No | Not Applicable | [5 empty] | 40311 | COM ELEC ASME | 204388142
CEA40-15-3-104J-AA-866 | CEA40-15 | Bradford White | 671632642786 | Active | The ""-866"" indicates that these SKUs are designed and certified for Installation in Canada. | [9 empty] | No | Not Applicable | Not Applicable | Commercial Water Heating | Water Heating.Electric | 3 | 1 |  |  |  | 238-53685-00 |  |  |  | 238-36612-00 | [6 empty] | Electric | Electric Resistance | 600 | 3 |  | Indoor |  | Floor Mounted |  | Yes | HLW | 150 | Not Applicable |  |  |  | 0.75 | No | [7 empty] | 15 kW |  |  |  | 40 |  | 62 | On/Off | Not Applicable | [6 empty] | 220 | 27.875 | 27.875 | 62.0625 | 229 | 550 | 20 | 48.688 |  |  |  |  | 49.688 |  |  | 6.563 |  |  |  |  | 40.563 | [7 empty] | 38.438 | 1 | 216 | 208 | UL1453 | Yes | No | Yes | No | Not Applicable | 238-44343-00 |  |  |  |  | 40311 | COM ELEC ASME
CEA40-15-3-105F-AA | CEA40-15 | Bradford White | 671632137633 | Active | [10 empty] | No | Not Applicable | Not Applicable | Commercial Water Heating | Water Heating.Electric | 3 | 1 |  |  |  | 238-53685-00 |  |  |  | 238-36612-00 | [6 empty] | Electric | Electric Resistance | 240 | 1 |  | Indoor |  | Floor Mounted |  | Yes | HLW | 150 | Not Applicable |  |  |  | 0.75 | No | [7 empty] | 15 kW |  |  |  | 40 |  | 62 | On/Off | Not Applicable | [6 empty] | 220 | 27.875 | 27.875 | 62.0625 | 229 | 550 | 20 | 48.688 |  |  |  |  | 49.688 |  |  | 6.563 |  |  |  |  | 40.563 | [7 empty] | 38.438 | 1 | 216 | 208 | UL1453 | Yes | Yes | Yes | No | Not Applicable | [5 empty] | 40311 | COM ELEC ASME | 204388142
CEA40-15-3-202Q-AA | CEA40-15 | Bradford White | 671632137626 | Active | [10 empty] | No | Not Applicable | Not Applicable | Commercial Water Heating | Water Heating.Electric | 3 | 1 |  |  |  | 238-53685-00 |  |  |  | 238-36612-00 | [6 empty] | Electric | Electric Resistance | 480 | 3 |  | Indoor |  | Floor Mounted |  | Yes | HLW | 150 | Not Applicable |  |  |  | 0.75 | No | [7 empty] | 15 kW |  |  |  | 40 |  | 62 | On/Off | Not Applicable | [6 empty] | 220 | 27.875 | 27.875 | 62.0625 | 229 | 550 | 20 | 48.688 |  |  |  |  | 49.688 |  |  | 6.563 |  |  |  |  | 40.563 | [7 empty] | 38.438 | 1 | 216 | 208 | UL1453 | Yes | Yes | Yes | No | Not Applicable | [5 empty] | 40311 | COM ELEC ASME | 204388142
CEA40-18-3-101F-AA | CEA40-18 | Bradford White | 671632144037 | Active | [10 empty] | No | Not Applicable | Not Applicable | Commercial Water Heating | Water Heating.Electric | 3 | 1 |  |  |  | 238-53685-00 |  |  |  | 238-36612-00 | [6 empty] | Electric | Electric Resistance | 277 | 1 |  | Indoor |  | Floor Mounted |  | Yes | HLW | 150 | Not Applicable |  |  |  | 0.75 | No | [7 empty] | 18 kW |  |  |  | 40 |  | 74 | On/Off | Not Applicable | [6 empty] | 220 | 27.875 | 27.875 | 62.0625 | 229 | 550 | 20 | 48.688 |  |  |  |  | 49.688 |  |  | 6.563 |  |  |  |  | 40.563 | [7 empty] | 38.438 | 1 | 216 | 208 | UL1453 | Yes | Yes | Yes | No | Not Applicable | [5 empty] | 40311 | COM ELEC ASME | 204388142
CEA40-18-3-103R-AA | CEA40-18 | Bradford White | 671632672530 | Active | [10 empty] | No | Not Applicable | Not Applicable | Commercial Water Heating | Water Heating.Electric | 3 | 1 |  |  |  | 238-53685-00 |  |  |  | 238-36612-00 | [6 empty] | Electric | Electric Resistance | 240 | 3 |  | Indoor |  | Floor Mounted |  | Yes | HLW | 150 | Not Applicable |  |  |  | 0.75 | No | [7 empty] | 18 kW |  |  |  | 40 |  | 74 | On/Off | Not Applicable | [6 empty] | 220 | 27.875 | 27.875 | 62.0625 | 229 | 550 | 20 | 48.688 |  |  |  |  | 49.688 |  |  | 6.563 |  |  |  |  | 40.563 | [7 empty] | 38.438 | 1 | 216 | 208 | UL1453 | Yes | Yes | Yes | No | Not Applicable | [5 empty] | 40311 | COM ELEC ASME | 204388142
CEA40-18-3-103S-AA | CEA40-18 | Bradford White | 671632138647 | Active | [10 empty] | No | Not Applicable | Not Applicable | Commercial Water Heating | Water Heating.Electric | 3 | 1 |  |  |  | 238-53685-00 |  |  |  | 238-36612-00 | [6 empty] | Electric | Electric Resistance | 480 | 3 |  | Indoor |  | Floor Mounted |  | Yes | HLW | 150 | Not Applicable |  |  |  | 0.75 | No | [7 empty] | 18 kW |  |  |  | 40 |  | 74 | On/Off | Not Applicable | [6 empty] | 220 | 27.875 | 27.875 | 62.0625 | 229 | 550 | 20 | 48.688 |  |  |  |  | 49.688 |  |  | 6.563 |  |  |  |  | 40.563 | [7 empty] | 38.438 | 1 | 216 | 208 | UL1453 | Yes | Yes | Yes | No | Not Applicable | [5 empty] | 40311 | COM ELEC ASME | 204388142
CEA40-18-3-104M-AA-866 | CEA40-18 | Bradford White | 671632652464 | Active | The ""-866"" indicates that these SKUs are designed and certified for Installation in Canada. | [9 empty] | No | Not Applicable | Not Applicable | Commercial Water Heating | Water Heating.Electric | 3 | 1 |  |  |  | 238-53685-00 |  |  |  | 238-36612-00 | [6 empty] | Electric | Electric Resistance | 600 | 3 |  | Indoor |  | Floor Mounted |  | Yes | HLW | 150 | Not Applicable |  |  |  | 0.75 | No | [7 empty] | 18 kW |  |  |  | 40 |  | 74 | On/Off | Not Applicable | [6 empty] | 270 | 27.875 | 27.875 | 62.0625 | 281 | 600 | 20 | 48.688 |  |  |  |  | 49.688 |  |  | 6.563 |  |  |  |  | 40.563 | [7 empty] | 38.438 | 1 | 216 | 208 | UL1453 | Yes | No | Yes | No | Not Applicable | 238-44343-00 |  |  |  |  | 40311 | COM ELEC ASME
CEA40-18-3-106B-AA | CEA40-18 | Bradford White | 671632681174 | Active | [10 empty] | No | Not Applicable | Not Applicable | Commercial Water Heating | Water Heating.Electric | 3 | 1 |  |  |  | 238-53685-00 |  |  |  | 238-36612-00 | [6 empty] | Electric | Electric Resistance | 240 | 1 |  | Indoor |  | Floor Mounted |  | Yes | HLW | 150 | Not Applicable |  |  |  | 0.75 | No | [7 empty] | 18 kW |  |  |  | 40 |  | 74 | On/Off | Not Applicable | [6 empty] | 220 | 27.875 | 27.875 | 62.0625 | 229 | 550 | 20 | 48.688 |  |  |  |  | 49.688 |  |  | 6.563 |  |  |  |  | 40.563 | [7 empty] | 38.438 | 1 | 216 | 208 | UL1453 | Yes | Yes | Yes | No | Not Applicable | [5 empty] | 40311 | COM ELEC ASME | 204388142
CEA40-18-3-107A-AA | CEA40-18 | Bradford White | 671632138265 | Active | [10 empty] | No | Not Applicable | Not Applicable | Commercial Water Heating | Water Heating.Electric | 3 | 1 |  |  |  | 238-53685-00 |  |  |  | 238-36612-00 | [6 empty] | Electric | Electric Resistance | 208 | 3 |  | Indoor |  | Floor Mounted |  | Yes | HLW | 150 | Not Applicable |  |  |  | 0.75 | No | [7 empty] | 18 kW |  |  |  | 40 |  | 74 | On/Off | Not Applicable | [6 empty] | 220 | 27.875 | 27.875 | 62.0625 | 229 | 550 | 20 | 48.688 |  |  |  |  | 49.688 |  |  | 6.563 |  |  |  |  | 40.563 | [7 empty] | 38.438 | 1 | 216 | 208 | UL1453 | Yes | Yes | Yes | No | Not Applicable | [5 empty] | 40311 | COM ELEC ASME | 204388142
CEA40-18-5-103S-AA | CEA40-18 | Bradford White | 671632649716 | Active | [10 empty] | No | Not Applicable | Not Applicable | Commercial Water Heating | Water Heating.Electric | 5 | 1 |  |  |  | 238-53685-00 |  |  |  | 238-36612-00 | [6 empty] | Electric | Electric Resistance | 480 | 3 |  | Indoor |  | Floor Mounted |  | Yes | HLW | 150 | Not Applicable |  |  |  | 0.75 | No | [7 empty] | 18 kW |  |  |  | 40 |  | 74 | On/Off | Not Applicable | [6 empty] | 220 | 27.875 | 27.875 | 62.0625 | 229 | 550 | 20 | 48.688 |  |  |  |  | 49.688 |  |  | 6.563 |  |  |  |  | 40.563 | [7 empty] | 38.438 | 1 | 216 | 208 | UL1453 | Yes | Yes | Yes | No | Not Applicable | [5 empty] | 40311 | COM ELEC ASME | 204388142
CEA40-24-3-110A-AA | CEA40-24 | Bradford White | 671632138661 | Active | [10 empty] | No | Not Applicable | Not Applicable | Commercial Water Heating | Water Heating.Electric | 3 | 1 |  |  |  | 238-53685-00 |  |  |  | 238-36612-00 | [6 empty] | Electric | Electric Resistance | 480 | 3 |  | Indoor |  | Floor Mounted |  | Yes | HLW | 150 | Not Applicable |  |  |  | 0.75 | No | [7 empty] | 24 kW |  |  |  | 40 |  | 99 | On/Off | Not Applicable | [6 empty] | 220 | 27.875 | 27.875 | 62.0625 | 229 | 550 | 20 | 48.688 |  |  |  |  | 49.688 |  |  | 6.563 |  |  |  |  | 40.563 | [7 empty] | 38.438 | 1 | 216 | 208 | UL1453 | Yes | Yes | Yes | No | Not Applicable | [5 empty] | 40311 | COM ELEC ASME | 204388142
CEA40-24-3-110A-DG | CEA40-24 | Bradford White | 671632668687 | Active | The suffix at the end of this SKU indicates that it comes with Modulating Controls. | The suffix at the end of this SKU indicates that it comes with a Low Water Level Control Switch. | The suffix at the end of this SKU indicates that it comes with BMS Relays. | [7 empty] | No | Not Applicable | Not Applicable | Commercial Water Heating | Water Heating.Electric | 3 | 1 |  |  |  | 238-53685-00 |  |  |  | 238-36612-00 | [6 empty] | Electric | Electric Resistance | 480 | 3 |  | Indoor |  | Floor Mounted |  | Yes | HLW | 150 | Not Applicable |  |  |  | 0.75 | No | [7 empty] | 24 kW |  |  |  | 40 |  | 99 | On/Off | Not Applicable | [6 empty] | 220 | 27.875 | 27.875 | 62.0625 | 229 | 550 | 20 | 48.688 |  |  |  |  | 49.688 |  |  | 6.563 |  |  |  |  | 40.563 | [7 empty] | 38.438 | 1 | 216 | 208 | UL1453 | Yes | Yes | Yes | No | Not Applicable | [5 empty] | 40311 | COM ELEC ASME | 204388142
CEA40-24-3-110E-AA-866 | CEA40-24 | Bradford White | 671632619184 | Active | The ""-866"" indicates that these SKUs are designed and certified for Installation in Canada. | [9 empty] | No | Not Applicable | Not Applicable | Commercial Water Heating | Water Heating.Electric | 3 | 1 |  |  |  | 238-53685-00 |  |  |  | 238-36612-00 | [6 empty] | Electric | Electric Resistance | 600 | 3 |  | Indoor |  | Floor Mounted |  | Yes | HLW | 150 | Not Applicable |  |  |  | 0.75 | No | [7 empty] | 24 kW |  |  |  | 40 |  | 99 | On/Off | Not Applicable | [6 empty] | 220 | 27.875 | 27.875 | 62.0625 | 229 | 550 | 20 | 48.688 |  |  |  |  | 49.688 |  |  | 6.563 |  |  |  |  | 40.563 | [7 empty] | 38.438 | 1 | 216 | 208 | UL1453 | Yes | No | Yes | No | Not Applicable | 238-44343-00 |  |  |  |  | 40311 | COM ELEC ASME
CEA40-24-3-111A-AA | CEA40-24 | Bradford White | 671632138494 | Active | [10 empty] | No | Not Applicable | Not Applicable | Commercial Water Heating | Water Heating.Electric | 3 | 1 |  |  |  | 238-53685-00 |  |  |  | 238-36612-00 | [6 empty] | Electric | Electric Resistance | 208 | 3 |  | Indoor |  | Floor Mounted |  | Yes | HLW | 150 | Not Applicable |  |  |  | 0.75 | No | [7 empty] | 24 kW |  |  |  | 40 |  | 99 | On/Off | Not Applicable | [6 empty] | 220 | 27.875 | 27.875 | 62.0625 | 229 | 550 | 20 | 48.688 |  |  |  |  | 49.688 |  |  | 6.563 |  |  |  |  | 40.563 | [7 empty] | 38.438 | 1 | 216 | 208 | UL1453 | Yes | Yes | Yes | No | Not Applicable | [5 empty] | 40311 | COM ELEC ASME | 204388142
CEA40-24-3-111B-AA | CEA40-24 | Bradford White | 671632138043 | Active | [10 empty] | No | Not Applicable | Not Applicable | Commercial Water Heating | Water Heating.Electric | 3 | 1 |  |  |  | 238-53685-00 |  |  |  | 238-36612-00 | [6 empty] | Electric | Electric Resistance | 240 | 3 |  | Indoor |  | Floor Mounted |  | Yes | HLW | 150 | Not Applicable |  |  |  | 0.75 | No | [7 empty] | 24 kW |  |  |  | 40 |  | 99 | On/Off | Not Applicable | [6 empty] | 220 | 27.875 | 27.875 | 62.0625 | 229 | 550 | 20 | 48.688 |  |  |  |  | 49.688 |  |  | 6.563 |  |  |  |  | 40.563 | [7 empty] | 38.438 | 1 | 216 | 208 | UL1453 | Yes | Yes | Yes | No | Not Applicable | [5 empty] | 40311 | COM ELEC ASME | 204388142
CEA40-30-3-110C-AA | CEA40-30 | Bradford White | 671632137947 | Active | [10 empty] | No | Not Applicable | Not Applicable | Commercial Water Heating | Water Heating.Electric | 3 | 1 |  |  |  | 238-53685-00 |  |  |  | 238-36612-00 | [6 empty] | Electric | Electric Resistance | 480 | 3 |  | Indoor |  | Floor Mounted |  | Yes | HLW | 150 | Not Applicable |  |  |  | 0.75 | No | [7 empty] | 30 kW |  |  |  | 40 |  | 124 | On/Off | Not Applicable | [6 empty] | 220 | 27.875 | 27.875 | 62.0625 | 229 | 550 | 20 | 48.688 |  |  |  |  | 49.688 |  |  | 6.563 |  |  |  |  | 40.563 | [7 empty] | 38.438 | 1 | 216 | 208 | UL1453 | Yes | Yes | Yes | No | Not Applicable | [5 empty] | 40311 | COM ELEC ASME | 204388142
CEA40-36-3-110D-AA | CEA40-36 | Bradford White | 671632314546 | Active | [10 empty] | No | Not Applicable | Not Applicable | Commercial Water Heating | Water Heating.Electric | 3 | 1 |  |  |  | 238-53685-00 |  |  |  | 238-36612-00 | [6 empty] | Electric | Electric Resistance | 480 | 3 |  | Indoor |  | Floor Mounted |  | Yes | HLW | 150 | Not Applicable |  |  |  | 0.75 | No | [7 empty] | 36 kW |  |  |  | 40 |  | 149 | On/Off | Not Applicable | [6 empty] | 220 | 27.875 | 27.875 | 62.0625 | 229 | 550 | 20 | 48.688 |  |  |  |  | 49.688 |  |  | 6.563 |  |  |  |  | 40.563 | [7 empty] | 38.438 | 1 | 216 | 208 | UL1453 | Yes | Yes | Yes | No | Not Applicable | [5 empty] | 40311 | COM ELEC ASME | 204388142
CEA40-36-3-116A-AA | CEA40-36 | Bradford White | 671632138500 | Active | [10 empty] | No | Not Applicable | Not Applicable | Commercial Water Heating | Water Heating.Electric | 3 | 1 |  |  |  | 238-53685-00 |  |  |  | 238-36612-00 | [6 empty] | Electric | Electric Resistance | 208 | 3 |  | Indoor |  | Floor Mounted |  | Yes | HLW | 150 | Not Applicable |  |  |  | 0.75 | No | [7 empty] | 36 kW |  |  |  | 40 |  | 149 | On/Off | Not Applicable | [6 empty] | 220 | 27.875 | 27.875 | 62.0625 | 229 | 550 | 20 | 48.688 |  |  |  |  | 49.688 |  |  | 6.563 |  |  |  |  | 40.563 | [7 empty] | 38.438 | 1 | 216 | 208 | UL1453 | Yes | Yes | Yes | No | Not Applicable | [5 empty] | 40311 | COM ELEC ASME | 204388142
CEA50-12-3-105A-AA-866 | CEA50-12 | Bradford White | 671632322053 | Active | The ""-866"" indicates that these SKUs are designed and certified for Installation in Canada. | [9 empty] | No | Not Applicable | Not Applicable | Commercial Water Heating | Water Heating.Electric | 3 | 1 |  |  |  | 238-53685-00 |  |  |  | 238-36612-00 | [6 empty] | Electric | Electric Resistance | 208 | 1 |  | Indoor |  | Floor Mounted |  | Yes | HLW | 150 | Not Applicable |  |  |  | 1.5 | No | [7 empty] | 12 kW |  |  |  | 50 |  | 50 | On/Off | Not Applicable | [6 empty] | 270 | 34.5 | 30.25 | 58.875 | 281 | 682 | 24 | 49.375 |  |  |  |  | 49.875 |  |  | 7.625 |  |  |  |  | 41.375 | [7 empty] | 47.125 | 1 | 57 | 57 | UL1453 | Yes | No | Yes | No | Not Applicable | 238-44343-00 |  |  |  |  | 40311 | COM ELEC ASME
CEA50-135-3-101D-AA | CEA50-135 | Bradford White | 671632997794 | Active | [10 empty] | No | Not Applicable | Not Applicable | Commercial Water Heating | Water Heating.Electric | 3 | 1 |  |  |  | 238-53685-00 |  |  |  | 238-36612-00 | [6 empty] | Electric | Electric Resistance | 277 | 1 |  | Indoor |  | Floor Mounted |  | Yes | HLW | 150 | Not Applicable |  |  |  | 1.5 | No | [7 empty] | 13.5 kW |  |  |  | 50 |  | 56 | On/Off | Not Applicable | [6 empty] | 270 | 34.5 | 30.25 | 58.875 | 281 | 682 | 24 | 49.375 |  |  |  |  | 49.875 |  |  | 7.625 |  |  |  |  | 41.375 | [7 empty] | 47.125 | 1 | 57 | 57 | UL1453 | Yes | Yes | Yes | No | Not Applicable | [5 empty] | 40311 | COM ELEC ASME | 204388143
CEA50-135-3-103K-AA | CEA50-135 | Bradford White | 671632139897 | Active | [10 empty] | No | Not Applicable | Not Applicable | Commercial Water Heating | Water Heating.Electric | 3 | 1 |  |  |  | 238-53685-00 |  |  |  | 238-36612-00 | [6 empty] | Electric | Electric Resistance | 208 | 3 |  | Indoor |  | Floor Mounted |  | Yes | HLW | 150 | Not Applicable |  |  |  | 1.5 | No | [7 empty] | 13.5 kW |  |  |  | 50 |  | 56 | On/Off | Not Applicable | [6 empty] | 270 | 34.5 | 30.25 | 58.875 | 281 | 682 | 24 | 49.375 |  |  |  |  | 49.875 |  |  | 7.625 |  |  |  |  | 41.375 | [7 empty] | 47.125 | 1 | 57 | 57 | UL1453 | Yes | Yes | Yes | No | Not Applicable | [5 empty] | 40311 | COM ELEC ASME | 204388143
CEA50-135-3-103L-AA | CEA50-135 | Bradford White | 671632627547 | Active | [10 empty] | No | Not Applicable | Not Applicable | Commercial Water Heating | Water Heating.Electric | 3 | 1 |  |  |  | 238-53685-00 |  |  |  | 238-36612-00 | [6 empty] | Electric | Electric Resistance | 240 | 3 |  | Indoor |  | Floor Mounted |  | Yes | HLW | 150 | Not Applicable |  |  |  | 1.5 | No | [7 empty] | 13.5 kW |  |  |  | 50 |  | 56 | On/Off | Not Applicable | [6 empty] | 270 | 34.5 | 30.25 | 58.875 | 281 | 682 | 24 | 49.375 |  |  |  |  | 49.875 |  |  | 7.625 |  |  |  |  | 41.375 | [7 empty] | 47.125 | 1 | 57 | 57 | UL1453 | Yes | Yes | Yes | No | Not Applicable | [5 empty] | 40311 | COM ELEC ASME | 204388143
CEA50-135-3-103M-AA | CEA50-135 | Bradford White | 671632312320 | Active | [10 empty] | No | Not Applicable | Not Applicable | Commercial Water Heating | Water Heating.Electric | 3 | 1 |  |  |  | 238-53685-00 |  |  |  | 238-36612-00 | [6 empty] | Electric | Electric Resistance | 480 | 3 |  | Indoor |  | Floor Mounted |  | Yes | HLW | 150 | Not Applicable |  |  |  | 1.5 | No | [7 empty] | 13.5 kW |  |  |  | 50 |  | 56 | On/Off | Not Applicable | [6 empty] | 270 | 34.5 | 30.25 | 58.875 | 281 | 682 | 24 | 49.375 |  |  |  |  | 49.875 |  |  | 7.625 |  |  |  |  | 41.375 | [7 empty] | 47.125 | 1 | 57 | 57 | UL1453 | Yes | Yes | Yes | No | Not Applicable | [5 empty] | 40311 | COM ELEC ASME | 204388143
CEA50-135-3-105C-AA | CEA50-135 | Bradford White | 671632674640 | Active | [10 empty] | No | Not Applicable | Not Applicable | Commercial Water Heating | Water Heating.Electric | 3 | 1 |  |  |  | 238-53685-00 |  |  |  | 238-36612-00 | [6 empty] | Electric | Electric Resistance | 208 | 1 |  | Indoor |  | Floor Mounted |  | Yes | HLW | 150 | Not Applicable |  |  |  | 1.5 | No | [7 empty] | 13.5 kW |  |  |  | 50 |  | 56 | On/Off | Not Applicable | [6 empty] | 270 | 34.5 | 30.25 | 58.875 | 281 | 682 | 24 | 49.375 |  |  |  |  | 49.875 |  |  | 7.625 |  |  |  |  | 41.375 | [7 empty] | 47.125 | 1 | 57 | 57 | UL1453 | Yes | Yes | Yes | No | Not Applicable | [5 empty] | 40311 | COM ELEC ASME
CEA50-135-3-105D-AA | CEA50-135 | Bradford White | 671632315079 | Active | [10 empty] | No | Not Applicable | Not Applicable | Commercial Water Heating | Water Heating.Electric | 3 | 1 |  |  |  | 238-53685-00 |  |  |  | 238-36612-00 | [6 empty] | Electric | Electric Resistance | 240 | 1 |  | Indoor |  | Floor Mounted |  | Yes | HLW | 150 | Not Applicable |  |  |  | 1.5 | No | [7 empty] | 13.5 kW |  |  |  | 50 |  | 56 | On/Off | Not Applicable | [6 empty] | 270 | 34.5 | 30.25 | 58.875 | 281 | 682 | 24 | 49.375 |  |  |  |  | 49.875 |  |  | 7.625 |  |  |  |  | 41.375 | [7 empty] | 47.125 | 1 | 57 | 57 | UL1453 | Yes | Yes | Yes | No | Not Applicable | [5 empty] | 40311 | COM ELEC ASME | 204388143
CEA50-135-5-101D-AA | CEA50-135 | Bradford White | 671632997763 | Active | [10 empty] | No | Not Applicable | Not Applicable | Commercial Water Heating | Water Heating.Electric | 5 | 1 |  |  |  | 238-53685-00 |  |  |  | 238-36612-00 | [6 empty] | Electric | Electric Resistance | 277 | 1 |  | Indoor |  | Floor Mounted |  | Yes | HLW | 150 | Not Applicable |  |  |  | 1.5 | No | [7 empty] | 13.5 kW |  |  |  | 50 |  | 56 | On/Off | Not Applicable | [6 empty] | 270 | 34.5 | 30.25 | 58.875 | 281 | 682 | 24 | 49.375 |  |  |  |  | 49.875 |  |  | 7.625 |  |  |  |  | 41.375 | [7 empty] | 47.125 | 1 | 57 | 57 | UL1453 | Yes | Yes | Yes | No | Not Applicable | [5 empty] | 40311 | COM ELEC ASME | 204388143
CEA50-135-5-103M-AA | CEA50-135 | Bradford White | 671632560356 | Active | [10 empty] | No | Not Applicable | Not Applicable | Commercial Water Heating | Water Heating.Electric | 5 | 1 |  |  |  | 238-53685-00 |  |  |  | 238-36612-00 | [6 empty] | Electric | Electric Resistance | 480 | 3 |  | Indoor |  | Floor Mounted |  | Yes | HLW | 150 | Not Applicable |  |  |  | 1.5 | No | [7 empty] | 13.5 kW |  |  |  | 50 |  | 56 | On/Off | Not Applicable | [6 empty] | 270 | 34.5 | 30.25 | 58.875 | 281 | 682 | 24 | 49.375 |  |  |  |  | 49.875 |  |  | 7.625 |  |  |  |  | 41.375 | [7 empty] | 47.125 | 1 | 57 | 57 | UL1453 | Yes | Yes | Yes | No | Not Applicable | [5 empty] | 40311 | COM ELEC ASME | 204388143
CEA50-15-3-102J-AA | CEA50-15 | Bradford White | 671632137756 | Active | [10 empty] | No | Not Applicable | Not Applicable | Commercial Water Heating | Water Heating.Electric | 3 | 1 |  |  |  | 238-53685-00 |  |  |  | 238-36612-00 | [6 empty] | Electric | Electric Resistance | 480 | 1 |  | Indoor |  | Floor Mounted |  | Yes | HLW | 150 | Not Applicable |  |  |  | 1.5 | No | [7 empty] | 15 kW |  |  |  | 50 |  | 62 | On/Off | Not Applicable | [6 empty] | 270 | 34.5 | 30.25 | 58.875 | 281 | 682 | 24 | 49.375 |  |  |  |  | 49.875 |  |  | 7.625 |  |  |  |  | 41.375 | [7 empty] | 47.125 | 1 | 57 | 57 | UL1453 | Yes | Yes | Yes | No | Not Applicable | [5 empty] | 40311 | COM ELEC ASME | 204388143
CEA50-15-3-103N-AA | CEA50-15 | Bradford White | 671632138128 | Active | [10 empty] | No | Not Applicable | Not Applicable | Commercial Water Heating | Water Heating.Electric | 3 | 1 |  |  |  | 238-53685-00 |  |  |  | 238-36612-00 | [6 empty] | Electric | Electric Resistance | 208 | 3 |  | Indoor |  | Floor Mounted |  | Yes | HLW | 150 | Not Applicable |  |  |  | 1.5 | No | [7 empty] | 15 kW |  |  |  | 50 |  | 62 | On/Off | Not Applicable | [6 empty] | 270 | 34.5 | 30.25 | 58.875 | 281 | 682 | 24 | 49.375 |  |  |  |  | 49.875 |  |  | 7.625 |  |  |  |  | 41.375 | [7 empty] | 47.125 | 1 | 57 | 57 | UL1453 | Yes | Yes | Yes | No | Not Applicable | [5 empty] | 40311 | COM ELEC ASME | 204388143
CEA50-15-3-103Q-AA | CEA50-15 | Bradford White | 671632137893 | Active | [10 empty] | No | Not Applicable | Not Applicable | Commercial Water Heating | Water Heating.Electric | 3 | 1 |  |  |  | 238-53685-00 |  |  |  | 238-36612-00 | [6 empty] | Electric | Electric Resistance | 480 | 3 |  | Indoor |  | Floor Mounted |  | Yes | HLW | 150 | Not Applicable |  |  |  | 1.5 | No | [7 empty] | 15 kW |  |  |  | 50 |  | 62 | On/Off | Not Applicable | [6 empty] | 270 | 34.5 | 30.25 | 58.875 | 281 | 682 | 24 | 49.375 |  |  |  |  | 49.875 |  |  | 7.625 |  |  |  |  | 41.375 | [7 empty] | 47.125 | 1 | 57 | 57 | UL1453 | Yes | Yes | Yes | No | Not Applicable | [5 empty] | 40311 | COM ELEC ASME | 204388143
CEA50-15-5-103N-AA | CEA50-15 | Bradford White | 671632580354 | Active | [10 empty] | No | Not Applicable | Not Applicable | Commercial Water Heating | Water Heating.Electric | 5 | 1 |  |  |  | 238-53685-00 |  |  |  | 238-36612-00 | [6 empty] | Electric | Electric Resistance | 208 | 3 |  | Indoor |  | Floor Mounted |  | Yes | HLW | 150 | Not Applicable |  |  |  | 1.5 | No | [7 empty] | 15 kW |  |  |  | 50 |  | 62 | On/Off | Not Applicable | [6 empty] | 270 | 34.5 | 30.25 | 58.875 | 281 | 682 | 24 | 49.375 |  |  |  |  | 49.875 |  |  | 7.625 |  |  |  |  | 41.375 | [7 empty] | 47.125 | 1 | 57 | 57 | UL1453 | Yes | Yes | Yes | No | Not Applicable | [5 empty] | 40311 | COM ELEC ASME | 204388143
CEA50-15-5-103Q-AA | CEA50-15 | Bradford White | 671632144136 | Active | [10 empty] | No | Not Applicable | Not Applicable | Commercial Water Heating | Water Heating.Electric | 5 | 1 |  |  |  | 238-53685-00 |  |  |  | 238-36612-00 | [6 empty] | Electric | Electric Resistance | 480 | 3 |  | Indoor |  | Floor Mounted |  | Yes | HLW | 150 | Not Applicable |  |  |  | 1.5 | No | [7 empty] | 15 kW |  |  |  | 50 |  | 62 | On/Off | Not Applicable | [6 empty] | 270 | 34.5 | 30.25 | 58.875 | 281 | 682 | 24 | 49.375 |  |  |  |  | 49.875 |  |  | 7.625 |  |  |  |  | 41.375 | [7 empty] | 47.125 | 1 | 57 | 57 | UL1453 | Yes | Yes | Yes | No | Not Applicable | [5 empty] | 40311 | COM ELEC ASME | 204388143
CEA50-18-3-103R-AA | CEA50-18 | Bradford White | 671632138654 | Active | [10 empty] | No | Not Applicable | Not Applicable | Commercial Water Heating | Water Heating.Electric | 3 | 1 |  |  |  | 238-53685-00 |  |  |  | 238-36612-00 | [6 empty] | Electric | Electric Resistance | 240 | 3 |  | Indoor |  | Floor Mounted |  | Yes | HLW | 150 | Not Applicable |  |  |  | 1.5 | No | [7 empty] | 18 kW |  |  |  | 50 |  | 74 | On/Off | Not Applicable | [6 empty] | 270 | 34.5 | 30.25 | 58.875 | 281 | 682 | 24 | 49.375 |  |  |  |  | 49.875 |  |  | 7.625 |  |  |  |  | 41.375 | [7 empty] | 47.125 | 1 | 57 | 57 | UL1453 | Yes | Yes | Yes | No | Not Applicable | [5 empty] | 40311 | COM ELEC ASME | 204388143
CEA50-18-3-103S-AA | CEA50-18 | Bradford White | 671632137619 | Active | [10 empty] | No | Not Applicable | Not Applicable | Commercial Water Heating | Water Heating.Electric | 3 | 1 |  |  |  | 238-53685-00 |  |  |  | 238-36612-00 | [6 empty] | Electric | Electric Resistance | 480 | 3 |  | Indoor |  | Floor Mounted |  | Yes | HLW | 150 | Not Applicable |  |  |  | 1.5 | No | [7 empty] | 18 kW |  |  |  | 50 |  | 74 | On/Off | Not Applicable | [6 empty] | 270 | 34.5 | 30.25 | 58.875 | 281 | 682 | 24 | 49.375 |  |  |  |  | 49.875 |  |  | 7.625 |  |  |  |  | 41.375 | [7 empty] | 47.125 | 1 | 57 | 57 | UL1453 | Yes | Yes | Yes | No | Not Applicable | [5 empty] | 40311 | COM ELEC ASME | 204388143
CEA50-18-3-103S-AE | CEA50-18 | Bradford White | 671632631759 | Active | The suffix at the end of this SKU indicates that it comes with a Low Water Level Control Switch. | [9 empty] | No | Not Applicable | Not Applicable | Commercial Water Heating | Water Heating.Electric | 3 | 1 |  |  |  | 238-53685-00 |  |  |  | 238-36612-00 | [6 empty] | Electric | Electric Resistance | 480 | 3 |  | Indoor |  | Floor Mounted |  | Yes | HLW | 150 | Not Applicable |  |  |  | 1.5 | No | [7 empty] | 18 kW |  |  |  | 50 |  | 74 | On/Off | Not Applicable | [6 empty] | 270 | 34.5 | 30.25 | 58.875 | 281 | 682 | 24 | 49.375 |  |  |  |  | 49.875 |  |  | 7.625 |  |  |  |  | 41.375 | [7 empty] | 47.125 | 1 | 57 | 57 | UL1453 | Yes | Yes | Yes | No | Not Applicable | [5 empty] | 40311 | COM ELEC ASME | 204388143
CEA50-18-3-103S-DF | CEA50-18 | Bradford White | 671632653508 | Active | The suffix at the end of this SKU indicates that it comes with BMS Relays. | [9 empty] | No | Not Applicable | Not Applicable | Commercial Water Heating | Water Heating.Electric | 3 | 1 |  |  |  | 238-53685-00 |  |  |  | 238-36612-00 | [6 empty] | Electric | Electric Resistance | 480 | 3 |  | Indoor |  | Floor Mounted |  | Yes | HLW | 150 | Not Applicable |  |  |  | 1.5 | No | [7 empty] | 18 kW |  |  |  | 50 |  | 74 | On/Off | Not Applicable | [6 empty] | 270 | 34.5 | 30.25 | 58.875 | 281 | 682 | 24 | 49.375 |  |  |  |  | 49.875 |  |  | 7.625 |  |  |  |  | 41.375 | [7 empty] | 47.125 | 1 | 57 | 57 | UL1453 | Yes | Yes | Yes | No | Not Applicable | [5 empty] | 40311 | COM ELEC ASME | 204388143
CEA50-18-3-104M-AA-866 | CEA50-18 | Bradford White | 671632138340 | Active | The ""-866"" indicates that these SKUs are designed and certified for Installation in Canada. | [9 empty] | No | Not Applicable | Not Applicable | Commercial Water Heating | Water Heating.Electric | 3 | 1 |  |  |  | 238-53685-00 |  |  |  | 238-36612-00 | [6 empty] | Electric | Electric Resistance | 600 | 3 |  | Indoor |  | Floor Mounted |  | Yes | HLW | 150 | Not Applicable |  |  |  | 1.5 | No | [7 empty] | 18 kW |  |  |  | 50 |  | 74 | On/Off | Not Applicable | [6 empty] | 270 | 34.5 | 30.25 | 58.875 | 281 | 682 | 24 | 49.375 |  |  |  |  | 49.875 |  |  | 7.625 |  |  |  |  | 41.375 | [7 empty] | 47.125 | 1 | 57 | 57 | UL1453 | Yes | No | Yes | No | Not Applicable | 238-44343-00 |  |  |  |  | 40311 | COM ELEC ASME
CEA50-18-3-106B-AA | CEA50-18 | Bradford White | 671632138302 | Active | [10 empty] | No | Not Applicable | Not Applicable | Commercial Water Heating | Water Heating.Electric | 3 | 1 |  |  |  | 238-53685-00 |  |  |  | 238-36612-00 | [6 empty] | Electric | Electric Resistance | 240 | 1 |  | Indoor |  | Floor Mounted |  | Yes | HLW | 150 | Not Applicable |  |  |  | 1.5 | No | [7 empty] | 18 kW |  |  |  | 50 |  | 74 | On/Off | Not Applicable | [6 empty] | 270 | 34.5 | 30.25 | 58.875 | 281 | 682 | 24 | 49.375 |  |  |  |  | 49.875 |  |  | 7.625 |  |  |  |  | 41.375 | [7 empty] | 47.125 | 1 | 57 | 57 | UL1453 | Yes | Yes | Yes | No | Not Applicable | [5 empty] | 40311 | COM ELEC ASME | 204388143
CEA50-18-3-107A-AA | CEA50-18 | Bradford White | 671632138005 | Active | [10 empty] | No | Not Applicable | Not Applicable | Commercial Water Heating | Water Heating.Electric | 3 | 1 |  |  |  | 238-53685-00 |  |  |  | 238-36612-00 | [6 empty] | Electric | Electric Resistance | 208 | 3 |  | Indoor |  | Floor Mounted |  | Yes | HLW | 150 | Not Applicable |  |  |  | 1.5 | No | [7 empty] | 18 kW |  |  |  | 50 |  | 74 | On/Off | Not Applicable | [6 empty] | 270 | 34.5 | 30.25 | 58.875 | 281 | 682 | 24 | 49.375 |  |  |  |  | 49.875 |  |  | 7.625 |  |  |  |  | 41.375 | [7 empty] | 47.125 | 1 | 57 | 57 | UL1453 | Yes | Yes | Yes | No | Not Applicable | [5 empty] | 40311 | COM ELEC ASME | 204388143
CEA50-24-3-108B-AA | CEA50-24 | Bradford White | 671632314447 | Active | [10 empty] | No | Not Applicable | Not Applicable | Commercial Water Heating | Water Heating.Electric | 3 | 1 |  |  |  | 238-53685-00 |  |  |  | 238-36612-00 | [6 empty] | Electric | Electric Resistance | 240 | 1 |  | Indoor |  | Floor Mounted |  | Yes | HLW | 150 | Not Applicable |  |  |  | 1.5 | No | [7 empty] | 24 kW |  |  |  | 50 |  | 99 | On/Off | Not Applicable | [6 empty] | 180 | 34.5 | 30.25 | 58.875 | 187 | 592 | 24 | 49.375 |  |  |  |  | 49.875 |  |  | 7.625 |  |  |  |  | 41.375 | [7 empty] | 47.125 | 1 | 57 | 57 | UL1453 | Yes | Yes | Yes | No | Not Applicable | [5 empty] | 40311 | COM ELEC ASME | 204388143
CEA50-24-3-110A-AA | CEA50-24 | Bradford White | 671632138104 | Active | [10 empty] | No | Not Applicable | Not Applicable | Commercial Water Heating | Water Heating.Electric | 3 | 1 |  |  |  | 238-53685-00 |  |  |  | 238-36612-00 | [6 empty] | Electric | Electric Resistance | 480 | 3 |  | Indoor |  | Floor Mounted |  | Yes | HLW | 150 | Not Applicable |  |  |  | 1.5 | No | [7 empty] | 24 kW |  |  |  | 50 |  | 99 | On/Off | Not Applicable | [6 empty] | 270 | 34.5 | 30.25 | 58.875 | 281 | 682 | 24 | 49.375 |  |  |  |  | 49.875 |  |  | 7.625 |  |  |  |  | 41.375 | [7 empty] | 47.125 | 1 | 57 | 57 | UL1453 | Yes | Yes | Yes | No | Not Applicable | [5 empty] | 40311 | COM ELEC ASME | 204388143
CEA50-24-3-111A-AA | CEA50-24 | Bradford White | 671632137602 | Active | [10 empty] | No | Not Applicable | Not Applicable | Commercial Water Heating | Water Heating.Electric | 3 | 1 |  |  |  | 238-53685-00 |  |  |  | 238-36612-00 | [6 empty] | Electric | Electric Resistance | 208 | 3 |  | Indoor |  | Floor Mounted |  | Yes | HLW | 150 | Not Applicable |  |  |  | 1.5 | No | [7 empty] | 24 kW |  |  |  | 50 |  | 99 | On/Off | Not Applicable | [6 empty] | 270 | 34.5 | 30.25 | 58.875 | 281 | 682 | 24 | 49.375 |  |  |  |  | 49.875 |  |  | 7.625 |  |  |  |  | 41.375 | [7 empty] | 47.125 | 1 | 57 | 57 | UL1453 | Yes | Yes | Yes | No | Not Applicable | [5 empty] | 40311 | COM ELEC ASME | 204388143
CEA50-24-3-111A-AA-866 | CEA50-24 | Bradford White | 671632679737 | Active | The ""-866"" indicates that these SKUs are designed and certified for Installation in Canada. | [9 empty] | No | Not Applicable | Not Applicable | Commercial Water Heating | Water Heating.Electric | 3 | 1 |  |  |  | 238-53685-00 |  |  |  | 238-36612-00 | [6 empty] | Electric | Electric Resistance | 208 | 3 |  | Indoor |  | Floor Mounted |  | Yes | HLW | 150 | Not Applicable |  |  |  | 1.5 | No | [7 empty] | 24 kW |  |  |  | 50 |  | 99 | On/Off | Not Applicable | [6 empty] | 270 | 34.5 | 30.25 | 58.875 | 281 | 682 | 24 | 49.375 |  |  |  |  | 49.875 |  |  | 7.625 |  |  |  |  | 41.375 | [7 empty] | 47.125 | 1 | 57 | 57 | UL1453 | Yes | No | Yes | No | Not Applicable | 238-44343-00 |  |  |  |  | 40311 | COM ELEC ASME
CEA50-24-5-110A-AA | CEA50-24 | Bradford White | 671632556502 | Active | [10 empty] | No | Not Applicable | Not Applicable | Commercial Water Heating | Water Heating.Electric | 5 | 1 |  |  |  | 238-53685-00 |  |  |  | 238-36612-00 | [6 empty] | Electric | Electric Resistance | 480 | 3 |  | Indoor |  | Floor Mounted |  | Yes | HLW | 150 | Not Applicable |  |  |  | 1.5 | No | [7 empty] | 24 kW |  |  |  | 50 |  | 99 | On/Off | Not Applicable | [6 empty] | 270 | 34.5 | 30.25 | 58.875 | 281 | 682 | 24 | 49.375 |  |  |  |  | 49.875 |  |  | 7.625 |  |  |  |  | 41.375 | [7 empty] | 47.125 | 1 | 57 | 57 | UL1453 | Yes | Yes | Yes | No | Not Applicable | [5 empty] | 40311 | COM ELEC ASME | 204388143
CEA50-27-3-110B-AA | CEA50-27 | Bradford White | 671632137596 | Active | [10 empty] | No | Not Applicable | Not Applicable | Commercial Water Heating | Water Heating.Electric | 3 | 1 |  |  |  | 238-53685-00 |  |  |  | 238-36612-00 | [6 empty] | Electric | Electric Resistance | 480 | 3 |  | Indoor |  | Floor Mounted |  | Yes | HLW | 150 | Not Applicable |  |  |  | 1.5 | No | [7 empty] | 27 kW |  |  |  | 50 |  | 112 | On/Off | Not Applicable | [6 empty] | 270 | 34.5 | 30.25 | 58.875 | 281 | 682 | 24 | 49.375 |  |  |  |  | 49.875 |  |  | 7.625 |  |  |  |  | 41.375 | [7 empty] | 47.125 | 1 | 57 | 57 | UL1453 | Yes | Yes | Yes | No | Not Applicable | [5 empty] | 40311 | COM ELEC ASME | 204388143
CEA50-30-3-110C-AA | CEA50-30 | Bradford White | 671632138463 | Active | [10 empty] | No | Not Applicable | Not Applicable | Commercial Water Heating | Water Heating.Electric | 3 | 1 |  |  |  | 238-53685-00 |  |  |  | 238-36612-00 | [6 empty] | Electric | Electric Resistance | 480 | 3 |  | Indoor |  | Floor Mounted |  | Yes | HLW | 150 | Not Applicable |  |  |  | 1.5 | No | [7 empty] | 30 kW |  |  |  | 50 |  | 124 | On/Off | Not Applicable | [6 empty] | 270 | 34.5 | 30.25 | 58.875 | 281 | 682 | 24 | 49.375 |  |  |  |  | 49.875 |  |  | 7.625 |  |  |  |  | 41.375 | [7 empty] | 47.125 | 1 | 57 | 57 | UL1453 | Yes | Yes | Yes | No | Not Applicable | [5 empty] | 40311 | COM ELEC ASME | 204388143
CEA50-30-3-111E-AA | CEA50-30 | Bradford White | 671632137886 | Active | [10 empty] | No | Not Applicable | Not Applicable | Commercial Water Heating | Water Heating.Electric | 3 | 1 |  |  |  | 238-53685-00 |  |  |  | 238-36612-00 | [6 empty] | Electric | Electric Resistance | 208 | 3 |  | Indoor |  | Floor Mounted |  | Yes | HLW | 150 | Not Applicable |  |  |  | 1.5 | No | [7 empty] | 30 kW |  |  |  | 50 |  | 124 | On/Off | Not Applicable | [6 empty] | 270 | 34.5 | 30.25 | 58.875 | 281 | 682 | 24 | 49.375 |  |  |  |  | 49.875 |  |  | 7.625 |  |  |  |  | 41.375 | [7 empty] | 47.125 | 1 | 57 | 57 | UL1453 | Yes | Yes | Yes | No | Not Applicable | [5 empty] | 40311 | COM ELEC ASME | 204388143
CEA50-30-5-110C-AA | CEA50-30 | Bradford White | 671632321155 | Active | [10 empty] | No | Not Applicable | Not Applicable | Commercial Water Heating | Water Heating.Electric | 5 | 1 |  |  |  | 238-53685-00 |  |  |  | 238-36612-00 | [6 empty] | Electric | Electric Resistance | 480 | 3 |  | Indoor |  | Floor Mounted |  | Yes | HLW | 150 | Not Applicable |  |  |  | 1.5 | No | [7 empty] | 30 kW |  |  |  | 50 |  | 124 | On/Off | Not Applicable | [6 empty] | 270 | 34.5 | 30.25 | 58.875 | 281 | 682 | 24 | 49.375 |  |  |  |  | 49.875 |  |  | 7.625 |  |  |  |  | 41.375 | [7 empty] | 47.125 | 1 | 57 | 57 | UL1453 | Yes | Yes | Yes | No | Not Applicable | [5 empty] | 40311 | COM ELEC ASME | 204388143
CEA50-36-3-110D-AA | CEA50-36 | Bradford White | 671632138227 | Active | [10 empty] | No | Not Applicable | Not Applicable | Commercial Water Heating | Water Heating.Electric | 3 | 1 |  |  |  | 238-53685-00 |  |  |  | 238-36612-00 | [6 empty] | Electric | Electric Resistance | 480 | 3 |  | Indoor |  | Floor Mounted |  | Yes | HLW | 150 | Not Applicable |  |  |  | 1.5 | No | [7 empty] | 36 kW |  |  |  | 50 |  | 149 | On/Off | Not Applicable | [6 empty] | 270 | 34.5 | 30.25 | 58.875 | 281 | 682 | 24 | 49.375 |  |  |  |  | 49.875 |  |  | 7.625 |  |  |  |  | 41.375 | [7 empty] | 47.125 | 1 | 57 | 57 | UL1453 | Yes | Yes | Yes | No | Not Applicable | [5 empty] | 40311 | COM ELEC ASME | 204388143
CEA50-36-3-116A-AA | CEA50-36 | Bradford White | 671632140916 | Active | [10 empty] | No | Not Applicable | Not Applicable | Commercial Water Heating | Water Heating.Electric | 3 | 1 |  |  |  | 238-53685-00 |  |  |  | 238-36612-00 | [6 empty] | Electric | Electric Resistance | 208 | 3 |  | Indoor |  | Floor Mounted |  | Yes | HLW | 150 | Not Applicable |  |  |  | 1.5 | No | [7 empty] | 36 kW |  |  |  | 50 |  | 149 | On/Off | Not Applicable | [6 empty] | 270 | 34.5 | 30.25 | 58.875 | 281 | 682 | 24 | 49.375 |  |  |  |  | 49.875 |  |  | 7.625 |  |  |  |  | 41.375 | [7 empty] | 47.125 | 1 | 57 | 57 | UL1453 | Yes | Yes | Yes | No | Not Applicable | [5 empty] | 40311 | COM ELEC ASME | 204388143
CEA50-36-3-205R-AA | CEA50-36 | Bradford White | 671632313563 | Active | [10 empty] | No | Not Applicable | Not Applicable | Commercial Water Heating | Water Heating.Electric | 3 | 1 |  |  |  | 238-53685-00 |  |  |  | 238-36612-00 | [6 empty] | Electric | Electric Resistance | 480 | 3 |  | Indoor |  | Floor Mounted |  | Yes | HLW | 150 | Not Applicable |  |  |  | 1.5 | No | [7 empty] | 36 kW |  |  |  | 50 |  | 149 | On/Off | Not Applicable | [6 empty] | 270 | 34.5 | 30.25 | 58.875 | 281 | 682 | 24 | 49.375 |  |  |  |  | 49.875 |  |  | 7.625 |  |  |  |  | 41.375 | [7 empty] | 47.125 | 1 | 57 | 57 | UL1453 | Yes | Yes | Yes | No | Not Applicable | [5 empty] | 40311 | COM ELEC ASME | 204388143
CEA50-45-3-117A-AA | CEA50-45 | Bradford White | 671632138418 | Active | [10 empty] | No | Not Applicable | Not Applicable | Commercial Water Heating | Water Heating.Electric | 3 | 1 |  |  |  | 238-53685-00 |  |  |  | 238-36612-00 | [6 empty] | Electric | Electric Resistance | 480 | 3 |  | Indoor |  | Floor Mounted |  | Yes | HLW | 150 | Not Applicable |  |  |  | 1.5 | No | [7 empty] | 45 kW |  |  |  | 50 |  | 186 | On/Off | Not Applicable | [6 empty] | 270 | 34.5 | 30.25 | 58.875 | 281 | 682 | 24 | 49.375 |  |  |  |  | 49.875 |  |  | 7.625 |  |  |  |  | 41.375 | [7 empty] | 47.125 | 1 | 57 | 57 | UL1453 | Yes | Yes | Yes | No | Not Applicable | [5 empty] | 40311 | COM ELEC ASME | 204388143
CEA50-45-3-117A-DG | CEA50-45 | Bradford White | 671632552450 | Active | The suffix at the end of this SKU indicates that it comes with Modulating Controls. | The suffix at the end of this SKU indicates that it comes with a Low Water Level Control Switch. | The suffix at the end of this SKU indicates that it comes with BMS Relays. | [7 empty] | No | Not Applicable | Not Applicable | Commercial Water Heating | Water Heating.Electric | 3 | 1 |  |  |  | 238-53685-00 |  |  |  | 238-36612-00 | [6 empty] | Electric | Electric Resistance | 480 | 3 |  | Indoor |  | Floor Mounted |  | Yes | HLW | 150 | Not Applicable |  |  |  | 1.5 | No | [7 empty] | 45 kW |  |  |  | 50 |  | 186 | On/Off | Not Applicable | [6 empty] | 270 | 34.5 | 30.25 | 58.875 | 281 | 682 | 24 | 49.375 |  |  |  |  | 49.875 |  |  | 7.625 |  |  |  |  | 41.375 | [7 empty] | 47.125 | 1 | 57 | 57 | UL1453 | Yes | Yes | Yes | No | Not Applicable | [5 empty] | 40311 | COM ELEC ASME | 204388143
CEA50-45-3-120M-AA | CEA50-45 | Bradford White | 671632998111 | Active | [10 empty] | No | Not Applicable | Not Applicable | Commercial Water Heating | Water Heating.Electric | 3 | 1 |  |  |  | 238-53685-00 |  |  |  | 238-36612-00 | [6 empty] | Electric | Electric Resistance | 208 | 3 |  | Indoor |  | Floor Mounted |  | Yes | HLW | 150 | Not Applicable |  |  |  | 1.5 | No | [7 empty] | 45 kW |  |  |  | 50 |  | 186 | On/Off | Not Applicable | [6 empty] | 270 | 34.5 | 30.25 | 58.875 | 281 | 682 | 24 | 49.375 |  |  |  |  | 49.875 |  |  | 7.625 |  |  |  |  | 41.375 | [7 empty] | 47.125 | 1 | 57 | 57 | UL1453 | Yes | Yes | Yes | No | Not Applicable | [5 empty] | 40311 | COM ELEC ASME | 204388143
CEA50-54-3-117C-AA | CEA50-54 | Bradford White | 671632669455 | Active | [10 empty] | No | Not Applicable | Not Applicable | Commercial Water Heating | Water Heating.Electric | 3 | 1 |  |  |  | 238-53685-00 |  |  |  | 238-36612-00 | [6 empty] | Electric | Electric Resistance | 480 | 3 |  | Indoor |  | Floor Mounted |  | Yes | HLW | 150 | Not Applicable |  |  |  |  | No | [7 empty] | 54 kW |  |  |  | 50 |  | 223 | On/Off | Not Applicable | [6 empty] | 335 | 34.5 | 30.25 | 58.875 | 348 | 747 | [23 empty] | 1 | 57 | 57 | UL1453 | Yes | Yes | Yes | No | Not Applicable | [5 empty] | 40311 | COM ELEC ASME | 204388143
CEA50-54-3-123A-AA | CEA50-54 | Bradford White | 671632552535 | Active | [10 empty] | No | Not Applicable | Not Applicable | Commercial Water Heating | Water Heating.Electric | 3 | 1 |  |  |  | 238-53685-00 |  |  |  | 238-36612-00 | [6 empty] | Electric | Electric Resistance | 208 | 3 |  | Indoor |  | Floor Mounted |  | Yes | HLW | 150 | Not Applicable |  |  |  |  | No | [7 empty] | 54 kW |  |  |  | 50 |  | 223 | On/Off | Not Applicable | [6 empty] | 335 | 34.5 | 30.25 | 58.875 | 348 | 747 | [23 empty] | 1 | 57 | 57 | UL1453 | Yes | Yes | Yes | No | Not Applicable | [5 empty] | 40311 | COM ELEC ASME | 204388143
CEA50-81-3-120K-DG | CEA50-81 | Bradford White | 671632552443 | Active | The suffix at the end of this SKU indicates that it comes with Modulating Controls. | The suffix at the end of this SKU indicates that it comes with a Low Water Level Control Switch. | The suffix at the end of this SKU indicates that it comes with BMS Relays. | [7 empty] | No | Not Applicable | Not Applicable | Commercial Water Heating | Water Heating.Electric | 3 | 1 |  |  |  | 238-53685-00 |  |  |  | 238-36612-00 | [6 empty] | Electric | Electric Resistance | 480 | 3 |  | Indoor |  | Floor Mounted |  | Yes | HLW | 150 | Not Applicable |  |  |  | 1.5 | No | [7 empty] | 81 kW |  |  |  | 50 |  | 335 | On/Off | Not Applicable | [6 empty] | 270 | 34.5 | 30.25 | 58.875 | 281 | 682 | 24 | 49.375 |  |  |  |  | 49.875 |  |  | 7.625 |  |  |  |  | 41.375 | [7 empty] | 47.125 | 1 | 57 | 57 | UL1453 | Yes | Yes | Yes | No | Not Applicable | [5 empty] | 40311 | COM ELEC ASME | 204388143
CEA50-81-3-123B-AA | CEA50-81 | Bradford White | 671632144129 | Active | [10 empty] | No | Not Applicable | Not Applicable | Commercial Water Heating | Water Heating.Electric | 3 | 1 |  |  |  | 238-53685-00 |  |  |  | 238-36612-00 | [6 empty] | Electric | Electric Resistance | 208 | 3 |  | Indoor |  | Floor Mounted |  | Yes | HLW | 150 | Not Applicable |  |  |  | 1.5 | No | [7 empty] | 81 kW |  |  |  | 50 |  | 335 | On/Off | Not Applicable | [6 empty] | 270 | 34.5 | 30.25 | 58.875 | 281 | 682 | 24 | 49.375 |  |  |  |  | 49.875 |  |  | 7.625 |  |  |  |  | 41.375 | [7 empty] | 47.125 | 1 | 57 | 57 | UL1453 | Yes | Yes | Yes | No | Not Applicable | [5 empty] | 40311 | COM ELEC ASME | 204388143
CEA50-81-3-123B-AA-866 | CEA50-81 | Bradford White | 671632552344 | Active | The ""-866"" indicates that these SKUs are designed and certified for Installation in Canada. | [9 empty] | No | Not Applicable | Not Applicable | Commercial Water Heating | Water Heating.Electric | 3 | 1 |  |  |  | 238-53685-00 |  |  |  | 238-36612-00 | [6 empty] | Electric | Electric Resistance | 208 | 3 |  | Indoor |  | Floor Mounted |  | Yes | HLW | 150 | Not Applicable |  |  |  | 1.5 | No | [7 empty] | 81 kW |  |  |  | 50 |  | 335 | On/Off | Not Applicable | [6 empty] | 270 | 34.5 | 30.25 | 58.875 | 281 | 682 | 24 | 49.375 |  |  |  |  | 49.875 |  |  | 7.625 |  |  |  |  | 41.375 | [7 empty] | 47.125 | 1 | 57 | 57 | UL1453 | Yes | No | Yes | No | Not Applicable | 238-44343-00 |  |  |  |  | 40311 | COM ELEC ASME
CEA50-9-3-102D-AA-866 | CEA50-9 | Bradford White | 671632322060 | Active | The ""-866"" indicates that these SKUs are designed and certified for Installation in Canada. | [9 empty] | No | Not Applicable | Not Applicable | Commercial Water Heating | Water Heating.Electric | 3 | 1 |  |  |  | 238-53685-00 |  |  |  | 238-36612-00 | [6 empty] | Electric | Electric Resistance | 208 | 1 |  | Indoor |  | Floor Mounted |  | Yes | HLW | 150 | Not Applicable |  |  |  | 1.5 | No | [7 empty] | 9 kW |  |  |  | 50 |  | 37 | On/Off | Not Applicable | [6 empty] | 270 | 34.5 | 30.25 | 58.875 | 281 | 682 | 24 | 49.375 |  |  |  |  | 49.875 |  |  | 7.625 |  |  |  |  | 41.375 | [7 empty] | 47.125 | 1 | 57 | 57 | UL1453 | Yes | No | Yes | No | Not Applicable | 238-44343-00 |  |  |  |  | 40311 | COM ELEC ASME
CEA6-3-3-100A-AA | CEA6-3 | Bradford White | 671632138036 | Active | [10 empty] | No | Not Applicable | Not Applicable | Commercial Water Heating | Water Heating.Electric | 3 | 1 |  |  |  | 238-53685-00 |  |  |  | 238-36612-00 | [6 empty] | Electric | Electric Resistance | 208 | 1 |  | Indoor |  | Floor Mounted |  | Yes | HLW | 150 | Not Applicable |  |  |  | 0.75 | No | [7 empty] | 3 kW |  |  |  | 6 |  | 12 | On/Off | Not Applicable | [6 empty] | 85 | 26.25 | 23 | 30.5 | 88 | 134 | 16 | 17.125 |  |  |  |  | 18.25 |  |  | 6.125 |  |  |  |  | 18.063 | [7 empty] | 17 | 1 | 850 | 985 | UL1453 | Not Applicable | Yes | Yes | No | Not Applicable | [5 empty] | 40311 | COM ELEC ASME
CEA6-3-3-100A-AA-866 | CEA6-3 | Bradford White | 671632561322 | Active | The ""-866"" indicates that these SKUs are designed and certified for Installation in Canada. | [9 empty] | No | Not Applicable | Not Applicable | Commercial Water Heating | Water Heating.Electric | 3 | 1 |  |  |  | 238-53685-00 |  |  |  | 238-36612-00 | [6 empty] | Electric | Electric Resistance | 208 | 1 |  | Indoor |  | Floor Mounted |  | Yes | HLW | 150 | Not Applicable |  |  |  | 0.75 | No | [7 empty] | 3 kW |  |  |  | 6 |  | 12 | On/Off | Not Applicable | [6 empty] | 85 | 26.25 | 23 | 30.5 | 88 | 134 | 16 | 17.125 |  |  |  |  | 18.25 |  |  | 6.125 |  |  |  |  | 18.063 | [7 empty] | 17 | 1 | 850 | 985 | UL1453 | Not Applicable | No | Yes | No | Not Applicable | 238-44343-00 |  |  |  |  | 40311 | COM ELEC ASME
CEA6-3-3-100B-AA | CEA6-3 | Bradford White | 671632138913 | Active | [10 empty] | No | Not Applicable | Not Applicable | Commercial Water Heating | Water Heating.Electric | 3 | 1 |  |  |  | 238-53685-00 |  |  |  | 238-36612-00 | [6 empty] | Electric | Electric Resistance | 240 | 1 |  | Indoor |  | Floor Mounted |  | Yes | HLW | 150 | Not Applicable |  |  |  | 0.75 | No | [7 empty] | 3 kW |  |  |  | 6 |  | 12 | On/Off | Not Applicable | [6 empty] | 85 | 26.25 | 23 | 30.5 | 88 | 134 | 16 | 17.125 |  |  |  |  | 18.25 |  |  | 6.125 |  |  |  |  | 18.063 | [7 empty] | 17 | 1 | 850 | 985 | UL1453 | Not Applicable | Yes | Yes | No | Not Applicable | [5 empty] | 40311 | COM ELEC ASME
CEA6-3-3-100C-AA | CEA6-3 | Bradford White | 671632138142 | Active | [10 empty] | No | Not Applicable | Not Applicable | Commercial Water Heating | Water Heating.Electric | 3 | 1 |  |  |  | 238-53685-00 |  |  |  | 238-36612-00 | [6 empty] | Electric | Electric Resistance | 277 | 1 |  | Indoor |  | Floor Mounted |  | Yes | HLW | 150 | Not Applicable |  |  |  | 0.75 | No | [7 empty] | 3 kW |  |  |  | 6 |  | 12 | On/Off | Not Applicable | [6 empty] | 85 | 26.25 | 23 | 30.5 | 88 | 134 | 16 | 17.125 |  |  |  |  | 18.25 |  |  | 6.125 |  |  |  |  | 18.063 | [7 empty] | 17 | 1 | 850 | 985 | UL1453 | Not Applicable | Yes | Yes | No | Not Applicable | [5 empty] | 40311 | COM ELEC ASME
CEA6-3-3-100C-AE | CEA6-3 | Bradford White | 671632138234 | Active | The suffix at the end of this SKU indicates that it comes with a Low Water Level Control Switch. | [9 empty] | No | Not Applicable | Not Applicable | Commercial Water Heating | Water Heating.Electric | 3 | 1 |  |  |  | 238-53685-00 |  |  |  | 238-36612-00 | [6 empty] | Electric | Electric Resistance | 277 | 1 |  | Indoor |  | Floor Mounted |  | Yes | HLW | 150 | Not Applicable |  |  |  | 0.75 | No | [7 empty] | 3 kW |  |  |  | 6 |  | 12 | On/Off | Not Applicable | [6 empty] | 85 | 26.25 | 23 | 30.5 | 88 | 134 | 16 | 17.125 |  |  |  |  | 18.25 |  |  | 6.125 |  |  |  |  | 18.063 | [7 empty] | 17 | 1 | 850 | 985 | UL1453 | Not Applicable | Yes | Yes | No | Not Applicable | [5 empty] | 40311 | COM ELEC ASME
CEA6-3-3-131A-AA | CEA6-3 | Bradford White | 671632145645 | Active | [10 empty] | No | Not Applicable | Not Applicable | Commercial Water Heating | Water Heating.Electric | 3 | 1 |  |  |  | 238-53685-00 |  |  |  | 238-36612-00 | [6 empty] | Electric | Electric Resistance | 208 | 3 |  | Indoor |  | Floor Mounted |  | Yes | HLW | 150 | Not Applicable |  |  |  | 0.75 | No | [7 empty] | 3 kW |  |  |  | 6 |  | 12 | On/Off | Not Applicable | [6 empty] | 85 | 26.25 | 23 | 30.5 | 88 | 134 | 16 | 17.125 |  |  |  |  | 18.25 |  |  | 6.125 |  |  |  |  | 18.063 | [7 empty] | 17 | 1 | 850 | 985 | UL1453 | Not Applicable | Yes | Yes | No | Not Applicable | [5 empty] | 40311 | COM ELEC ASME
CEA6-3-3-131A-AA-866 | CEA6-3 | Bradford White | 671632647484 | Active | The ""-866"" indicates that these SKUs are designed and certified for Installation in Canada. | [9 empty] | No | Not Applicable | Not Applicable | Commercial Water Heating | Water Heating.Electric | 3 | 1 |  |  |  | 238-53685-00 |  |  |  | 238-36612-00 | [6 empty] | Electric | Electric Resistance | 208 | 3 |  | Indoor |  | Floor Mounted |  | Yes | HLW | 150 | Not Applicable |  |  |  | 0.75 | No | [7 empty] | 3 kW |  |  |  | 6 |  | 12 | On/Off | Not Applicable | [6 empty] | 85 | 26.25 | 23 | 30.5 | 88 | 134 | 16 | 17.125 |  |  |  |  | 18.25 |  |  | 6.125 |  |  |  |  | 18.063 | [7 empty] | 17 | 1 | 850 | 985 | UL1453 | Not Applicable | No | Yes | No | Not Applicable | 238-44343-00 |  |  |  |  | 40311 | COM ELEC ASME
CEA6-3-3-131A-AS | CEA6-3 | Bradford White | 671632555826 | Active | The suffix at the end of this SKU indicates that it comes with a Low Water Level Control Switch. | The suffix at the end of this SKU indicates that it comes with a High Water Pressure Control. | The suffix at the end of this SKU indicates that it comes with a Low Water Pressure Control. | [7 empty] | No | Not Applicable | Not Applicable | Commercial Water Heating | Water Heating.Electric | 3 | 1 |  |  |  | 238-53685-00 |  |  |  | 238-36612-00 | [6 empty] | Electric | Electric Resistance | 208 | 3 |  | Indoor |  | Floor Mounted |  | Yes | HLW | 150 | Not Applicable |  |  |  | 0.75 | No | [7 empty] | 3 kW |  |  |  | 6 |  | 12 | On/Off | Not Applicable | [6 empty] | 85 | 26.25 | 23 | 30.5 | 88 | 134 | 16 | 17.125 |  |  |  |  | 18.25 |  |  | 6.125 |  |  |  |  | 18.063 | [7 empty] | 17 | 1 | 850 | 985 | UL1453 | Not Applicable | Yes | Yes | No | Not Applicable | [5 empty] | 40311 | COM ELEC ASME
CEA6-3-3-131C-AA | CEA6-3 | Bradford White | 671632138012 | Active | [10 empty] | No | Not Applicable | Not Applicable | Commercial Water Heating | Water Heating.Electric | 3 | 1 |  |  |  | 238-53685-00 |  |  |  | 238-36612-00 | [6 empty] | Electric | Electric Resistance | 480 | 3 |  | Indoor |  | Floor Mounted |  | Yes | HLW | 150 | Not Applicable |  |  |  | 0.75 | No | [7 empty] | 3 kW |  |  |  | 6 |  | 12 | On/Off | Not Applicable | [6 empty] | 85 | 26.25 | 23 | 30.5 | 88 | 134 | 16 | 17.125 |  |  |  |  | 18.25 |  |  | 6.125 |  |  |  |  | 18.063 | [7 empty] | 17 | 1 | 850 | 985 | UL1453 | Not Applicable | Yes | Yes | No | Not Applicable | [5 empty] | 40311 | COM ELEC ASME
CEA6-3-3-131C-DG | CEA6-3 | Bradford White | 671632638123 | Active | The suffix at the end of this SKU indicates that it comes with Modulating Controls. | The suffix at the end of this SKU indicates that it comes with a Low Water Level Control Switch. | The suffix at the end of this SKU indicates that it comes with BMS Relays. | [7 empty] | No | Not Applicable | Not Applicable | Commercial Water Heating | Water Heating.Electric | 3 | 1 |  |  |  | 238-53685-00 |  |  |  | 238-36612-00 | [6 empty] | Electric | Electric Resistance | 480 | 3 |  | Indoor |  | Floor Mounted |  | Yes | HLW | 150 | Not Applicable |  |  |  | 0.75 | No | [7 empty] | 3 kW |  |  |  | 6 |  | 12 | On/Off | Not Applicable | [6 empty] | 85 | 26.25 | 23 | 30.5 | 88 | 134 | 16 | 17.125 |  |  |  |  | 18.25 |  |  | 6.125 |  |  |  |  | 18.063 | [7 empty] | 17 | 1 | 850 | 985 | UL1453 | Not Applicable | Yes | Yes | No | Not Applicable | [5 empty] | 40311 | COM ELEC ASME
CEA6-3-3-200A-AA | CEA6-3 | Bradford White | 671632138579 | Active | [10 empty] | No | Not Applicable | Not Applicable | Commercial Water Heating | Water Heating.Electric | 3 | 1 |  |  |  | 238-53685-00 |  |  |  | 238-36612-00 | [6 empty] | Electric | Electric Resistance | 208 | 1 |  | Indoor |  | Floor Mounted |  | Yes | HLW | 150 | Not Applicable |  |  |  | 0.75 | No | [7 empty] | 3 kW |  |  |  | 6 |  | 12 | On/Off | Not Applicable | [6 empty] | 85 | 26.25 | 23 | 30.5 | 88 | 134 | 16 | 17.125 |  |  |  |  | 18.25 |  |  | 6.125 |  |  |  |  | 18.063 | [7 empty] | 17 | 1 | 850 | 985 | UL1453 | Not Applicable | Yes | Yes | No | Not Applicable | [5 empty] | 40311 | COM ELEC ASME
CEA6-3-3-200C-AA | CEA6-3 | Bradford White | 671632323180 | Active | [10 empty] | No | Not Applicable | Not Applicable | Commercial Water Heating | Water Heating.Electric | 3 | 1 |  |  |  | 238-53685-00 |  |  |  | 238-36612-00 | [6 empty] | Electric | Electric Resistance | 277 | 1 |  | Indoor |  | Floor Mounted |  | Yes | HLW | 150 | Not Applicable |  |  |  | 0.75 | No | [7 empty] | 3 kW |  |  |  | 6 |  | 12 | On/Off | Not Applicable | [6 empty] | 85 | 26.25 | 23 | 30.5 | 88 | 134 | 16 | 17.125 |  |  |  |  | 18.25 |  |  | 6.125 |  |  |  |  | 18.063 | [7 empty] | 17 | 1 | 850 | 985 | UL1453 | Not Applicable | Yes | Yes | No | Not Applicable | [5 empty] | 40311 | COM ELEC ASME
CEA6-3-5-100A-AA | CEA6-3 | Bradford White | 671632668502 | Active | [10 empty] | No | Not Applicable | Not Applicable | Commercial Water Heating | Water Heating.Electric | 5 | 1 |  |  |  | 238-53685-00 |  |  |  | 238-36612-00 | [6 empty] | Electric | Electric Resistance | 208 | 1 |  | Indoor |  | Floor Mounted |  | Yes | HLW | 150 | Not Applicable |  |  |  | 0.75 | No | [7 empty] | 3 kW |  |  |  | 6 |  | 12 | On/Off | Not Applicable | [6 empty] | 85 | 26.25 | 23 | 30.5 | 88 | 134 | 16 | 17.125 |  |  |  |  | 18.25 |  |  | 6.125 |  |  |  |  | 18.063 | [7 empty] | 17 | 1 | 850 | 985 | UL1453 | Not Applicable | Yes | Yes | No | Not Applicable | [5 empty] | 40311 | COM ELEC ASME
CEA80-135-3-101D-AA | CEA80-135 | Bradford White | 671632997787 | Active | [10 empty] | No | Not Applicable | Not Applicable | Commercial Water Heating | Water Heating.Electric | 3 | 1 |  |  |  | 238-53685-00 |  |  |  | 238-36612-00 | [6 empty] | Electric | Electric Resistance | 277 | 1 |  | Indoor |  | Floor Mounted |  | Yes | HLW | 150 | Not Applicable |  |  |  | 1.5 | No | [7 empty] | 13.5 kW |  |  |  | 80 |  | 56 | On/Off | Not Applicable | [6 empty] | 335 | 35 | 30.5 | 70.875 | 348 | 994 | 26 | 60.875 | [11 empty] | 62.375 | 52.875 | [7 empty] | 47.125 | 1 | 51 | 51 | UL1453 | Yes | Yes | Yes | No | Not Applicable | [5 empty] | 40311 | COM ELEC ASME | 204388144
CEA80-135-3-102H-AA | CEA80-135 | Bradford White | 671632640881 | Active | [10 empty] | No | Not Applicable | Not Applicable | Commercial Water Heating | Water Heating.Electric | 3 | 1 |  |  |  | 238-53685-00 |  |  |  | 238-36612-00 | [6 empty] | Electric | Electric Resistance | 480 | 1 |  | Indoor |  | Floor Mounted |  | Yes | HLW | 150 | Not Applicable |  |  |  | 1.5 | No | [7 empty] | 13.5 kW |  |  |  | 80 |  | 56 | On/Off | Not Applicable | [6 empty] | 335 | 35 | 30.5 | 70.875 | 348 | 994 | 26 | 60.875 | [11 empty] | 62.375 | 52.875 | [7 empty] | 47.125 | 1 | 51 | 51 | UL1453 | Yes | Yes | Yes | No | Not Applicable | [5 empty] | 40311 | COM ELEC ASME | 204388144
CEA80-135-3-103K-AA | CEA80-135 | Bradford White | 671632321308 | Active | [10 empty] | No | Not Applicable | Not Applicable | Commercial Water Heating | Water Heating.Electric | 3 | 1 |  |  |  | 238-53685-00 |  |  |  | 238-36612-00 | [6 empty] | Electric | Electric Resistance | 208 | 3 |  | Indoor |  | Floor Mounted |  | Yes | HLW | 150 | Not Applicable |  |  |  | 1.5 | No | [7 empty] | 13.5 kW |  |  |  | 80 |  | 56 | On/Off | Not Applicable | [6 empty] | 335 | 35 | 30.5 | 70.875 | 348 | 994 | 26 | 60.875 | [11 empty] | 62.375 | 52.875 | [7 empty] | 47.125 | 1 | 51 | 51 | UL1453 | Yes | Yes | Yes | No | Not Applicable | [5 empty] | 40311 | COM ELEC ASME | 204388144
CEA80-135-3-103L-AA | CEA80-135 | Bradford White | 671632619306 | Active | [10 empty] | No | Not Applicable | Not Applicable | Commercial Water Heating | Water Heating.Electric | 3 | 1 |  |  |  | 238-53685-00 |  |  |  | 238-36612-00 | [6 empty] | Electric | Electric Resistance | 240 | 3 |  | Indoor |  | Floor Mounted |  | Yes | HLW | 150 | Not Applicable |  |  |  | 1.5 | No | [7 empty] | 13.5 kW |  |  |  | 80 |  | 56 | On/Off | Not Applicable | [6 empty] | 335 | 35 | 30.5 | 70.875 | 348 | 994 | 26 | 60.875 | [11 empty] | 62.375 | 52.875 | [7 empty] | 47.125 | 1 | 51 | 51 | UL1453 | Yes | Yes | Yes | No | Not Applicable | [5 empty] | 40311 | COM ELEC ASME | 204388144
CEA80-135-3-103M-AA | CEA80-135 | Bradford White | 671632168316 | Active | [10 empty] | No | Not Applicable | Not Applicable | Commercial Water Heating | Water Heating.Electric | 3 | 1 |  |  |  | 238-53685-00 |  |  |  | 238-36612-00 | [6 empty] | Electric | Electric Resistance | 480 | 3 |  | Indoor |  | Floor Mounted |  | Yes | HLW | 150 | Not Applicable |  |  |  | 1.5 | No | [7 empty] | 13.5 kW |  |  |  | 80 |  | 56 | On/Off | Not Applicable | [6 empty] | 335 | 35 | 30.5 | 70.875 | 348 | 994 | 26 | 60.875 | [11 empty] | 62.375 | 52.875 | [7 empty] | 47.125 | 1 | 51 | 51 | UL1453 | Yes | Yes | Yes | No | Not Applicable | [5 empty] | 40311 | COM ELEC ASME | 204388144
CEA80-135-3-103M-BY | CEA80-135 | Bradford White | 671632578863 | Active | The suffix at the end of this SKU indicates that it comes with a Low Water Level Control Switch. | The suffix at the end of this SKU indicates that it comes with an Alarm Horn. | The suffix at the end of this SKU indicates that it comes with a High Water Pressure Control. | [7 empty] | No | Not Applicable | Not Applicable | Commercial Water Heating | Water Heating.Electric | 3 | 1 |  |  |  | 238-53685-00 |  |  |  | 238-36612-00 | [6 empty] | Electric | Electric Resistance | 480 | 3 |  | Indoor |  | Floor Mounted |  | Yes | HLW | 150 | Not Applicable |  |  |  | 1.5 | No | [7 empty] | 13.5 kW |  |  |  | 80 |  | 56 | On/Off | Not Applicable | [6 empty] | 335 | 35 | 30.5 | 70.875 | 348 | 994 | 26 | 60.875 | [11 empty] | 62.375 | 52.875 | [7 empty] | 47.125 | 1 | 51 | 51 | UL1453 | Yes | Yes | Yes | No | Not Applicable | [5 empty] | 40311 | COM ELEC ASME | 204388144
CEA80-135-3-104F-AA-866 | CEA80-135 | Bradford White | 671632328758 | Active | The ""-866"" indicates that these SKUs are designed and certified for Installation in Canada. | [9 empty] | No | Not Applicable | Not Applicable | Commercial Water Heating | Water Heating.Electric | 3 | 1 |  |  |  | 238-53685-00 |  |  |  | 238-36612-00 | [6 empty] | Electric | Electric Resistance | 600 | 3 |  | Indoor |  | Floor Mounted |  | Yes | HLW | 150 | Not Applicable |  |  |  | 1.5 | No | [7 empty] | 13.5 kW |  |  |  | 119 |  | 56 | On/Off | Not Applicable | [6 empty] | 335 | 35 | 30.5 | 70.875 | 348 | 1316 | 26 | 60.875 | [11 empty] | 62.375 | 52.875 | [7 empty] | 47.125 | 1 | 51 | 51 | UL1453 | Yes | No | Yes | No | Not Applicable | 238-44343-00 |  |  |  |  | 40311 | COM ELEC ASME
CEA80-135-3-105C-AA | CEA80-135 | Bradford White | 671632568871 | Active | [10 empty] | No | Not Applicable | Not Applicable | Commercial Water Heating | Water Heating.Electric | 3 | 1 |  |  |  | 238-53685-00 |  |  |  | 238-36612-00 | [6 empty] | Electric | Electric Resistance | 208 | 1 |  | Indoor |  | Floor Mounted |  | Yes | HLW | 150 | Not Applicable |  |  |  | 1.5 | No | [7 empty] | 13.5 kW |  |  |  | 80 |  | 56 | On/Off | Not Applicable | [6 empty] | 335 | 35 | 30.5 | 70.875 | 348 | 994 | 26 | 60.875 | [11 empty] | 62.375 | 52.875 | [7 empty] | 47.125 | 1 | 51 | 51 | UL1453 | Yes | Yes | Yes | No | Not Applicable | [5 empty] | 40311 | COM ELEC ASME | 204388144
CEA80-135-3-105D-AA | CEA80-135 | Bradford White | 671632560301 | Active | [10 empty] | No | Not Applicable | Not Applicable | Commercial Water Heating | Water Heating.Electric | 3 | 1 |  |  |  | 238-53685-00 |  |  |  | 238-36612-00 | [6 empty] | Electric | Electric Resistance | 240 | 1 |  | Indoor |  | Floor Mounted |  | Yes | HLW | 150 | Not Applicable |  |  |  | 1.5 | No | [7 empty] | 13.5 kW |  |  |  | 80 |  | 56 | On/Off | Not Applicable | [6 empty] | 335 | 35 | 30.5 | 70.875 | 348 | 994 | 26 | 60.875 | [11 empty] | 62.375 | 52.875 | [7 empty] | 47.125 | 1 | 51 | 51 | UL1453 | Yes | Yes | Yes | No | Not Applicable | [5 empty] | 40311 | COM ELEC ASME | 204388144
CEA80-135-5-101D-AA | CEA80-135 | Bradford White | 671632997770 | Active | [10 empty] | No | Not Applicable | Not Applicable | Commercial Water Heating | Water Heating.Electric | 5 | 1 |  |  |  | 238-53685-00 |  |  |  | 238-36612-00 | [6 empty] | Electric | Electric Resistance | 277 | 1 |  | Indoor |  | Floor Mounted |  | Yes | HLW | 150 | Not Applicable |  |  |  | 1.5 | No | [7 empty] | 13.5 kW |  |  |  | 80 |  | 56 | On/Off | Not Applicable | [6 empty] | 335 | 35 | 30.5 | 70.875 | 348 | 994 | 26 | 60.875 | [11 empty] | 62.375 | 52.875 | [7 empty] | 47.125 | 1 | 51 | 51 | UL1453 | Yes | Yes | Yes | No | Not Applicable | [5 empty] | 40311 | COM ELEC ASME | 204388144
CEA80-135-5-103K-AA | CEA80-135 | Bradford White | 671632649631 | Active | [10 empty] | No | Not Applicable | Not Applicable | Commercial Water Heating | Water Heating.Electric | 5 | 1 |  |  |  | 238-53685-00 |  |  |  | 238-36612-00 | [6 empty] | Electric | Electric Resistance | 208 | 3 |  | Indoor |  | Floor Mounted |  | Yes | HLW | 150 | Not Applicable |  |  |  | 1.5 | No | [7 empty] | 13.5 kW |  |  |  | 80 |  | 56 | On/Off | Not Applicable | [6 empty] | 335 | 35 | 30.5 | 70.875 | 348 | 994 | 26 | 60.875 | [11 empty] | 62.375 | 52.875 | [7 empty] | 47.125 | 1 | 51 | 51 | UL1453 | Yes | Yes | Yes | No | Not Applicable | [5 empty] | 40311 | COM ELEC ASME | 204388144
CEA80-135-5-103M-AA | CEA80-135 | Bradford White | 671632556496 | Active | [10 empty] | No | Not Applicable | Not Applicable | Commercial Water Heating | Water Heating.Electric | 5 | 1 |  |  |  | 238-53685-00 |  |  |  | 238-36612-00 | [6 empty] | Electric | Electric Resistance | 480 | 3 |  | Indoor |  | Floor Mounted |  | Yes | HLW | 150 | Not Applicable |  |  |  | 1.5 | No | [7 empty] | 13.5 kW |  |  |  | 80 |  | 56 | On/Off | Not Applicable | [6 empty] | 335 | 35 | 30.5 | 70.875 | 348 | 994 | 26 | 60.875 | [11 empty] | 62.375 | 52.875 | [7 empty] | 47.125 | 1 | 51 | 51 | UL1453 | Yes | Yes | Yes | No | Not Applicable | [5 empty] | 40311 | COM ELEC ASME | 204388144
CEA80-15-3-103N-AA | CEA80-15 | Bradford White | 671632144082 | Active | [10 empty] | No | Not Applicable | Not Applicable | Commercial Water Heating | Water Heating.Electric | 3 | 1 |  |  |  | 238-53685-00 |  |  |  | 238-36612-00 | [6 empty] | Electric | Electric Resistance | 208 | 3 |  | Indoor |  | Floor Mounted |  | Yes | HLW | 150 | Not Applicable |  |  |  | 1.5 | No | [7 empty] | 15 kW |  |  |  | 80 |  | 62 | On/Off | Not Applicable | [6 empty] | 335 | 35 | 30.5 | 70.875 | 348 | 994 | 26 | 60.875 |  |  |  |  | 62.375 |  |  | 7.625 |  |  |  |  | 52.875 | [7 empty] | 47.125 | 1 | 51 | 51 | UL1453 | Yes | Yes | Yes | No | Not Applicable | [5 empty] | 40311 | COM ELEC ASME | 204388144
CEA80-15-3-103P-AA | CEA80-15 | Bradford White | 671632138159 | Active | [10 empty] | No | Not Applicable | Not Applicable | Commercial Water Heating | Water Heating.Electric | 3 | 1 |  |  |  | 238-53685-00 |  |  |  | 238-36612-00 | [6 empty] | Electric | Electric Resistance | 240 | 3 |  | Indoor |  | Floor Mounted |  | Yes | HLW | 150 | Not Applicable |  |  |  | 1.5 | No | [7 empty] | 15 kW |  |  |  | 80 |  | 62 | On/Off | Not Applicable | [6 empty] | 335 | 35 | 30.5 | 70.875 | 348 | 994 | 26 | 60.875 |  |  |  |  | 62.375 |  |  | 7.625 |  |  |  |  | 52.875 | [7 empty] | 47.125 | 1 | 51 | 51 | UL1453 | Yes | Yes | Yes | No | Not Applicable | [5 empty] | 40311 | COM ELEC ASME | 204388144
CEA80-15-3-103Q-AA | CEA80-15 | Bradford White | 671632137909 | Active | [10 empty] | No | Not Applicable | Not Applicable | Commercial Water Heating | Water Heating.Electric | 3 | 1 |  |  |  | 238-53685-00 |  |  |  | 238-36612-00 | [6 empty] | Electric | Electric Resistance | 480 | 3 |  | Indoor |  | Floor Mounted |  | Yes | HLW | 150 | Not Applicable |  |  |  | 1.5 | No | [7 empty] | 15 kW |  |  |  | 80 |  | 62 | On/Off | Not Applicable | [6 empty] | 335 | 35 | 30.5 | 70.875 | 348 | 994 | 26 | 60.875 |  |  |  |  | 62.375 |  |  | 7.625 |  |  |  |  | 52.875 | [7 empty] | 47.125 | 1 | 51 | 51 | UL1453 | Yes | Yes | Yes | No | Not Applicable | [5 empty] | 40311 | COM ELEC ASME | 204388144
CEA80-15-3-105F-AA | CEA80-15 | Bradford White | 671632614806 | Active | [10 empty] | No | Not Applicable | Not Applicable | Commercial Water Heating | Water Heating.Electric | 3 | 1 |  |  |  | 238-53685-00 |  |  |  | 238-36612-00 | [6 empty] | Electric | Electric Resistance | 240 | 1 |  | Indoor |  | Floor Mounted |  | Yes | HLW | 150 | Not Applicable |  |  |  | 1.5 | No | [7 empty] | 15 kW |  |  |  | 80 |  | 62 | On/Off | Not Applicable | [6 empty] | 335 | 35 | 30.5 | 70.875 | 348 | 994 | 26 | 60.875 |  |  |  |  | 62.375 |  |  | 7.625 |  |  |  |  | 52.875 | [7 empty] | 47.125 | 1 | 51 | 51 | UL1453 | Yes | Yes | Yes | No | Not Applicable | [5 empty] | 40311 | COM ELEC ASME | 204388144
CEA80-15-5-103N-AA | CEA80-15 | Bradford White | 671632144112 | Active | [10 empty] | No | Not Applicable | Not Applicable | Commercial Water Heating | Water Heating.Electric | 5 | 1 |  |  |  | 238-53685-00 |  |  |  | 238-36612-00 | [6 empty] | Electric | Electric Resistance | 208 | 3 |  | Indoor |  | Floor Mounted |  | Yes | HLW | 150 | Not Applicable |  |  |  | 1.5 | No | [7 empty] | 15 kW |  |  |  | 80 |  | 62 | On/Off | Not Applicable | [6 empty] | 335 | 35 | 30.5 | 70.875 | 348 | 994 | 26 | 60.875 |  |  |  |  | 62.375 |  |  | 7.625 |  |  |  |  | 52.875 | [7 empty] | 47.125 | 1 | 51 | 51 | UL1453 | Yes | Yes | Yes | No | Not Applicable | [5 empty] | 40311 | COM ELEC ASME | 204388144
CEA80-18-3-102K-AA | CEA80-18 | Bradford White | 671632535132 | Active | [10 empty] | No | Not Applicable | Not Applicable | Commercial Water Heating | Water Heating.Electric | 3 | 1 |  |  |  | 238-53685-00 |  |  |  | 238-36612-00 | [6 empty] | Electric | Electric Resistance | 480 | 1 |  | Indoor |  | Floor Mounted |  | Yes | HLW | 150 | Not Applicable |  |  |  | 1.5 | No | [7 empty] | 18 kW |  |  |  | 80 |  | 74 | On/Off | Not Applicable | [6 empty] | 335 | 35 | 30.5 | 70.875 | 348 | 994 | 26 | 60.875 |  |  |  |  | 62.375 |  |  | 7.625 |  |  |  |  | 52.875 | [7 empty] | 47.125 | 1 | 51 | 51 | UL1453 | Yes | Yes | Yes | No | Not Applicable | [5 empty] | 40311 | COM ELEC ASME | 204388144
CEA80-18-3-103R-AA | CEA80-18 | Bradford White | 671632649792 | Active | [10 empty] | No | Not Applicable | Not Applicable | Commercial Water Heating | Water Heating.Electric | 3 | 1 |  |  |  | 238-53685-00 |  |  |  | 238-36612-00 | [6 empty] | Electric | Electric Resistance | 240 | 3 |  | Indoor |  | Floor Mounted |  | Yes | HLW | 150 | Not Applicable |  |  |  | 1.5 | No | [7 empty] | 18 kW |  |  |  | 80 |  | 74 | On/Off | Not Applicable | [6 empty] | 335 | 35 | 30.5 | 70.875 | 348 | 994 | 26 | 60.875 |  |  |  |  | 62.375 |  |  | 7.625 |  |  |  |  | 52.875 | [7 empty] | 47.125 | 1 | 51 | 51 | UL1453 | Yes | Yes | Yes | No | Not Applicable | [5 empty] | 40311 | COM ELEC ASME | 204388144
CEA80-18-3-103S-AA | CEA80-18 | Bradford White | 671632138593 | Active | [10 empty] | No | Not Applicable | Not Applicable | Commercial Water Heating | Water Heating.Electric | 3 | 1 |  |  |  | 238-53685-00 |  |  |  | 238-36612-00 | [6 empty] | Electric | Electric Resistance | 480 | 3 |  | Indoor |  | Floor Mounted |  | Yes | HLW | 150 | Not Applicable |  |  |  | 1.5 | No | [7 empty] | 18 kW |  |  |  | 80 |  | 74 | On/Off | Not Applicable | [6 empty] | 335 | 35 | 30.5 | 70.875 | 348 | 994 | 26 | 60.875 |  |  |  |  | 62.375 |  |  | 7.625 |  |  |  |  | 52.875 | [7 empty] | 47.125 | 1 | 51 | 51 | UL1453 | Yes | Yes | Yes | No | Not Applicable | [5 empty] | 40311 | COM ELEC ASME | 204388144
CEA80-18-3-107A-AA | CEA80-18 | Bradford White | 671632138081 | Active | [10 empty] | No | Not Applicable | Not Applicable | Commercial Water Heating | Water Heating.Electric | 3 | 1 |  |  |  | 238-53685-00 |  |  |  | 238-36612-00 | [6 empty] | Electric | Electric Resistance | 208 | 3 |  | Indoor |  | Floor Mounted |  | Yes | HLW | 150 | Not Applicable |  |  |  | 1.5 | No | [7 empty] | 18 kW |  |  |  | 80 |  | 74 | On/Off | Not Applicable | [6 empty] | 335 | 35 | 30.5 | 70.875 | 348 | 994 | 26 | 60.875 |  |  |  |  | 62.375 |  |  | 7.625 |  |  |  |  | 52.875 | [7 empty] | 47.125 | 1 | 51 | 51 | UL1453 | Yes | Yes | Yes | No | Not Applicable | [5 empty] | 40311 | COM ELEC ASME | 204388144
CEA80-18-3-107A-AE | CEA80-18 | Bradford White | 671632138630 | Active | The suffix at the end of this SKU indicates that it comes with a Low Water Level Control Switch. | [9 empty] | No | Not Applicable | Not Applicable | Commercial Water Heating | Water Heating.Electric | 3 | 1 |  |  |  | 238-53685-00 |  |  |  | 238-36612-00 | [6 empty] | Electric | Electric Resistance | 208 | 3 |  | Indoor |  | Floor Mounted |  | Yes | HLW | 150 | Not Applicable |  |  |  | 1.5 | No | [7 empty] | 18 kW |  |  |  | 80 |  | 74 | On/Off | Not Applicable | [6 empty] | 335 | 35 | 30.5 | 70.875 | 348 | 994 | 26 | 60.875 |  |  |  |  | 62.375 |  |  | 7.625 |  |  |  |  | 52.875 | [7 empty] | 47.125 | 1 | 51 | 51 | UL1453 | Yes | Yes | Yes | No | Not Applicable | [5 empty] | 40311 | COM ELEC ASME | 204388144
CEA80-18-5-103S-AA | CEA80-18 | Bradford White | 671632331840 | Active | [10 empty] | No | Not Applicable | Not Applicable | Commercial Water Heating | Water Heating.Electric | 5 | 1 |  |  |  | 238-53685-00 |  |  |  | 238-36612-00 | [6 empty] | Electric | Electric Resistance | 480 | 3 |  | Indoor |  | Floor Mounted |  | Yes | HLW | 150 | Not Applicable |  |  |  | 1.5 | No | [7 empty] | 18 kW |  |  |  | 80 |  | 74 | On/Off | Not Applicable | [6 empty] | 335 | 35 | 30.5 | 70.875 | 348 | 994 | 26 | 60.875 |  |  |  |  | 62.375 |  |  | 7.625 |  |  |  |  | 52.875 | [7 empty] | 47.125 | 1 | 51 | 51 | UL1453 | Yes | Yes | Yes | No | Not Applicable | [5 empty] | 40311 | COM ELEC ASME | 204388144
CEA80-24-3-110A-AA | CEA80-24 | Bradford White | 671632138050 | Active | [10 empty] | No | Not Applicable | Not Applicable | Commercial Water Heating | Water Heating.Electric | 3 | 1 |  |  |  | 238-53685-00 |  |  |  | 238-36612-00 | [6 empty] | Electric | Electric Resistance | 480 | 3 |  | Indoor |  | Floor Mounted |  | Yes | HLW | 150 | Not Applicable |  |  |  | 1.5 | No | [7 empty] | 24 kW |  |  |  | 80 |  | 99 | On/Off | Not Applicable | [6 empty] | 335 | 35 | 30.5 | 70.875 | 348 | 994 | 26 | 60.875 |  |  |  |  | 62.375 |  |  | 7.625 |  |  |  |  | 52.875 | [7 empty] | 47.125 | 1 | 51 | 51 | UL1453 | Yes | Yes | Yes | No | Not Applicable | [5 empty] | 40311 | COM ELEC ASME | 204388144
CEA80-24-3-111A-AA | CEA80-24 | Bradford White | 671632140923 | Active | [10 empty] | No | Not Applicable | Not Applicable | Commercial Water Heating | Water Heating.Electric | 3 | 1 |  |  |  | 238-53685-00 |  |  |  | 238-36612-00 | [6 empty] | Electric | Electric Resistance | 208 | 3 |  | Indoor |  | Floor Mounted |  | Yes | HLW | 150 | Not Applicable |  |  |  | 1.5 | No | [7 empty] | 24 kW |  |  |  | 80 |  | 99 | On/Off | Not Applicable | [6 empty] | 335 | 35 | 30.5 | 70.875 | 348 | 994 | 26 | 60.875 |  |  |  |  | 62.375 |  |  | 7.625 |  |  |  |  | 52.875 | [7 empty] | 47.125 | 1 | 51 | 51 | UL1453 | Yes | Yes | Yes | No | Not Applicable | [5 empty] | 40311 | COM ELEC ASME | 204388144
CEA80-30-3-110C-AA | CEA80-30 | Bradford White | 671632638284 | Active | [10 empty] | No | Not Applicable | Not Applicable | Commercial Water Heating | Water Heating.Electric | 3 | 1 |  |  |  | 238-53685-00 |  |  |  | 238-36612-00 | [6 empty] | Electric | Electric Resistance | 480 | 3 |  | Indoor |  | Floor Mounted |  | Yes | HLW | 150 | Not Applicable |  |  |  | 1.5 | No | [7 empty] | 30 kW |  |  |  | 80 |  | 124 | On/Off | Not Applicable | [6 empty] | 335 | 35 | 30.5 | 70.875 | 348 | 994 | 26 | 60.875 |  |  |  |  | 62.375 |  |  | 7.625 |  |  |  |  | 52.875 | [7 empty] | 47.125 | 1 | 51 | 51 | UL1453 | Yes | Yes | Yes | No | Not Applicable | [5 empty] | 40311 | COM ELEC ASME | 204388144
CEA80-30-3-110C-ACG | CEA80-30 | Bradford White | 671632616558 | Active | The suffix at the end of this SKU indicates that it comes with Modulating Controls. | The suffix at the end of this SKU indicates that it comes with a Low Water Level Control Switch. | The suffix at the end of this SKU indicates that it comes with an Alarm Horn. |  | The suffix at the end of this SKU indicates that it comes with a High Water Pressure Control. | The suffix at the end of this SKU indicates that it comes with a Low Water Pressure Control. |  |  |  |  | No | Not Applicable | Not Applicable | Commercial Water Heating | Water Heating.Electric | 3 | 1 |  |  |  | 238-53685-00 |  |  |  | 238-36612-00 | [6 empty] | Electric | Electric Resistance | 480 | 3 |  | Indoor |  | Floor Mounted |  | Yes | HLW | 150 | Not Applicable |  |  |  | 1.5 | No | [7 empty] | 30 kW |  |  |  | 80 |  | 124 | On/Off | Not Applicable | [6 empty] | 335 | 35 | 30.5 | 70.875 | 348 | 994 | 26 | 60.875 |  |  |  |  | 62.375 |  |  | 7.625 |  |  |  |  | 52.875 | [7 empty] | 47.125 | 1 | 51 | 51 | UL1453 | Yes | Yes | Yes | No | Not Applicable | [5 empty] | 40311 | COM ELEC ASME | 204388144
CEA80-30-3-111E-AA | CEA80-30 | Bradford White | 671632137978 | Active | [10 empty] | No | Not Applicable | Not Applicable | Commercial Water Heating | Water Heating.Electric | 3 | 1 |  |  |  | 238-53685-00 |  |  |  | 238-36612-00 | [6 empty] | Electric | Electric Resistance | 208 | 3 |  | Indoor |  | Floor Mounted |  | Yes | HLW | 150 | Not Applicable |  |  |  | 1.5 | No | [7 empty] | 30 kW |  |  |  | 80 |  | 124 | On/Off | Not Applicable | [6 empty] | 335 | 35 | 30.5 | 70.875 | 348 | 994 | 26 | 60.875 |  |  |  |  | 62.375 |  |  | 7.625 |  |  |  |  | 52.875 | [7 empty] | 47.125 | 1 | 51 | 51 | UL1453 | Yes | Yes | Yes | No | Not Applicable | [5 empty] | 40311 | COM ELEC ASME | 204388144
CEA80-30-3-111E-ACG | CEA80-30 | Bradford White | 671632617791 | Active | The suffix at the end of this SKU indicates that it comes with Modulating Controls. | The suffix at the end of this SKU indicates that it comes with a Low Water Level Control Switch. | The suffix at the end of this SKU indicates that it comes with an Alarm Horn. |  | The suffix at the end of this SKU indicates that it comes with a High Water Pressure Control. | The suffix at the end of this SKU indicates that it comes with a Low Water Pressure Control. |  |  |  |  | No | Not Applicable | Not Applicable | Commercial Water Heating | Water Heating.Electric | 3 | 1 |  |  |  | 238-53685-00 |  |  |  | 238-36612-00 | [6 empty] | Electric | Electric Resistance | 208 | 3 |  | Indoor |  | Floor Mounted |  | Yes | HLW | 150 | Not Applicable |  |  |  | 1.5 | No | [7 empty] | 30 kW |  |  |  | 80 |  | 124 | On/Off | Not Applicable | [6 empty] | 335 | 35 | 30.5 | 70.875 | 348 | 994 | 26 | 60.875 |  |  |  |  | 62.375 |  |  | 7.625 |  |  |  |  | 52.875 | [7 empty] | 47.125 | 1 | 51 | 51 | UL1453 | Yes | Yes | Yes | No | Not Applicable | [5 empty] | 40311 | COM ELEC ASME | 204388144
CEA80-30-5-110C-AA | CEA80-30 | Bradford White | 671632668526 | Active | [10 empty] | No | Not Applicable | Not Applicable | Commercial Water Heating | Water Heating.Electric | 5 | 1 |  |  |  | 238-53685-00 |  |  |  | 238-36612-00 | [6 empty] | Electric | Electric Resistance | 480 | 3 |  | Indoor |  | Floor Mounted |  | Yes | HLW | 150 | Not Applicable |  |  |  | 1.5 | No | [7 empty] | 30 kW |  |  |  | 80 |  | 124 | On/Off | Not Applicable | [6 empty] | 335 | 35 | 30.5 | 70.875 | 348 | 994 | 26 | 60.875 |  |  |  |  | 62.375 |  |  | 7.625 |  |  |  |  | 52.875 | [7 empty] | 47.125 | 1 | 51 | 51 | UL1453 | Yes | Yes | Yes | No | Not Applicable | [5 empty] | 40311 | COM ELEC ASME | 204388144
CEA80-36-3-110D-AA | CEA80-36 | Bradford White | 671632138067 | Active | [10 empty] | No | Not Applicable | Not Applicable | Commercial Water Heating | Water Heating.Electric | 3 | 1 |  |  |  | 238-53685-00 |  |  |  | 238-36612-00 | [6 empty] | Electric | Electric Resistance | 480 | 3 |  | Indoor |  | Floor Mounted |  | Yes | HLW | 150 | Not Applicable |  |  |  | 1.5 | No | [7 empty] | 36 kW |  |  |  | 80 |  | 149 | On/Off | Not Applicable | [6 empty] | 335 | 35 | 30.5 | 70.875 | 348 | 994 | 26 | 60.875 |  |  |  |  | 62.375 |  |  | 7.625 |  |  |  |  | 52.875 | [7 empty] | 47.125 | 1 | 51 | 51 | UL1453 | Yes | Yes | Yes | No | Not Applicable | [5 empty] | 40311 | COM ELEC ASME | 204388144
CEA80-36-3-116A-AA | CEA80-36 | Bradford White | 671632138517 | Active | [10 empty] | No | Not Applicable | Not Applicable | Commercial Water Heating | Water Heating.Electric | 3 | 1 |  |  |  | 238-53685-00 |  |  |  | 238-36612-00 | [6 empty] | Electric | Electric Resistance | 208 | 3 |  | Indoor |  | Floor Mounted |  | Yes | HLW | 150 | Not Applicable |  |  |  | 1.5 | No | [7 empty] | 36 kW |  |  |  | 80 |  | 149 | On/Off | Not Applicable | [6 empty] | 335 | 35 | 30.5 | 70.875 | 348 | 994 | 26 | 60.875 |  |  |  |  | 62.375 |  |  | 7.625 |  |  |  |  | 52.875 | [7 empty] | 47.125 | 1 | 51 | 51 | UL1453 | Yes | Yes | Yes | No | Not Applicable | [5 empty] | 40311 | COM ELEC ASME | 204388144
CEA80-36-3-205R-AA | CEA80-36 | Bradford White | 671632138173 | Active | [10 empty] | No | Not Applicable | Not Applicable | Commercial Water Heating | Water Heating.Electric | 3 | 1 |  |  |  | 238-53685-00 |  |  |  | 238-36612-00 | [6 empty] | Electric | Electric Resistance | 480 | 3 |  | Indoor |  | Floor Mounted |  | Yes | HLW | 150 | Not Applicable |  |  |  | 1.5 | No | [7 empty] | 36 kW |  |  |  | 80 |  | 149 | On/Off | Not Applicable | [6 empty] | 335 | 35 | 30.5 | 70.875 | 348 | 994 | 26 | 60.875 |  |  |  |  | 62.375 |  |  | 7.625 |  |  |  |  | 52.875 | [7 empty] | 47.125 | 1 | 51 | 51 | UL1453 | Yes | Yes | Yes | No | Not Applicable | [5 empty] | 40311 | COM ELEC ASME | 204388144
CEA80-36-5-110D-AA | CEA80-36 | Bradford White | 671632999149 | Active | [10 empty] | No | Not Applicable | Not Applicable | Commercial Water Heating | Water Heating.Electric | 5 | 1 |  |  |  | 238-53685-00 |  |  |  | 238-36612-00 | [6 empty] | Electric | Electric Resistance | 480 | 3 |  | Indoor |  | Floor Mounted |  | Yes | HLW | 150 | Not Applicable |  |  |  | 1.5 | No | [7 empty] | 36 kW |  |  |  | 80 |  | 149 | On/Off | Not Applicable | [6 empty] | 335 | 35 | 30.5 | 70.875 | 348 | 994 | 26 | 60.875 |  |  |  |  | 62.375 |  |  | 7.625 |  |  |  |  | 52.875 | [7 empty] | 47.125 | 1 | 51 | 51 | UL1453 | Yes | Yes | Yes | No | Not Applicable | [5 empty] | 40311 | COM ELEC ASME | 204388144
CEA80-45-3-117A-AA | CEA80-45 | Bradford White | 671632321940 | Active | [10 empty] | No | Not Applicable | Not Applicable | Commercial Water Heating | Water Heating.Electric | 3 | 1 |  |  |  | 238-53685-00 |  |  |  | 238-36612-00 | [6 empty] | Electric | Electric Resistance | 480 | 3 |  | Indoor |  | Floor Mounted |  | Yes | HLW | 150 | Not Applicable |  |  |  | 1.5 | No | [7 empty] | 45 kW |  |  |  | 80 |  | 186 | On/Off | Not Applicable | [6 empty] | 495 | 35 | 30.5 | 70.875 | 515 | 1154 | 26 | 60.875 |  |  |  |  | 62.735 |  |  | 7.625 |  |  |  |  | 52.875 | [7 empty] | 47.125 | 1 | 51 | 51 | UL1453 | Yes | Yes | Yes | No | Not Applicable | [5 empty] | 40311 | COM ELEC ASME | 204388144
CEA80-45-3-117A-DF | CEA80-45 | Bradford White | 671632575800 | Active | The suffix at the end of this SKU indicates that it comes with BMS Relays. | [9 empty] | No | Not Applicable | Not Applicable | Commercial Water Heating | Water Heating.Electric | 3 | 1 |  |  |  | 238-53685-00 |  |  |  | 238-36612-00 | [6 empty] | Electric | Electric Resistance | 480 | 3 |  | Indoor |  | Floor Mounted |  | Yes | HLW | 150 | Not Applicable |  |  |  | 1.5 | No | [7 empty] | 45 kW |  |  |  | 80 |  | 186 | On/Off | Not Applicable | [6 empty] | 495 | 35 | 30.5 | 70.875 | 515 | 1154 | 26 | 60.875 |  |  |  |  | 62.735 |  |  | 7.625 |  |  |  |  | 52.875 | [7 empty] | 47.125 | 1 | 51 | 51 | UL1453 | Yes | Yes | Yes | No | Not Applicable | [5 empty] | 40311 | COM ELEC ASME | 204388144
CEA80-45-3-117A-DG | CEA80-45 | Bradford White | 671632572427 | Active | The suffix at the end of this SKU indicates that it comes with Modulating Controls. | The suffix at the end of this SKU indicates that it comes with a Low Water Level Control Switch. | The suffix at the end of this SKU indicates that it comes with BMS Relays. | [7 empty] | No | Not Applicable | Not Applicable | Commercial Water Heating | Water Heating.Electric | 3 | 1 |  |  |  | 238-53685-00 |  |  |  | 238-36612-00 | [6 empty] | Electric | Electric Resistance | 480 | 3 |  | Indoor |  | Floor Mounted |  | Yes | HLW | 150 | Not Applicable |  |  |  | 1.5 | No | [7 empty] | 45 kW |  |  |  | 80 |  | 186 | On/Off | Not Applicable | [6 empty] | 495 | 35 | 30.5 | 70.875 | 515 | 1154 | 26 | 60.875 |  |  |  |  | 62.735 |  |  | 7.625 |  |  |  |  | 52.875 | [7 empty] | 47.125 | 1 | 51 | 51 | UL1453 | Yes | Yes | Yes | No | Not Applicable | [5 empty] | 40311 | COM ELEC ASME | 204388144
CEA80-45-3-120M-AA | CEA80-45 | Bradford White | 671632137657 | Active | [10 empty] | No | Not Applicable | Not Applicable | Commercial Water Heating | Water Heating.Electric | 3 | 1 |  |  |  | 238-53685-00 |  |  |  | 238-36612-00 | [6 empty] | Electric | Electric Resistance | 208 | 3 |  | Indoor |  | Floor Mounted |  | Yes | HLW | 150 | Not Applicable |  |  |  | 1.5 | No | [7 empty] | 45 kW |  |  |  | 80 |  | 186 | On/Off | Not Applicable | [6 empty] | 335 | 35 | 30.5 | 70.875 | 348 | 994 | 26 | 60.875 |  |  |  |  | 62.735 |  |  | 7.625 |  |  |  |  | 52.875 | [7 empty] | 47.125 | 1 | 51 | 51 | UL1453 | Yes | Yes | Yes | No | Not Applicable | [5 empty] | 40311 | COM ELEC ASME | 204388144
CEA80-54-3-117C-AA | CEA80-54 | Bradford White | 671632138197 | Active | [10 empty] | No | Not Applicable | Not Applicable | Commercial Water Heating | Water Heating.Electric | 3 | 1 |  |  |  | 238-53685-00 |  |  |  | 238-36612-00 | [6 empty] | Electric | Electric Resistance | 480 | 3 |  | Indoor |  | Floor Mounted |  | Yes | HLW | 150 | Not Applicable |  |  |  | 1.5 | No | [7 empty] | 54 kW |  |  |  | 80 |  | 223 | On/Off | Not Applicable | [6 empty] | 335 | 35 | 30.5 | 70.875 | 348 | 994 | 26 | 60.875 |  |  |  |  | 62.375 |  |  | 7.625 |  |  |  |  | 52.875 | [7 empty] | 47.125 | 1 | 51 | 51 | UL1453 | Yes | Yes | Yes | No | Not Applicable | [5 empty] | 40311 | COM ELEC ASME | 204388144
CEA80-54-3-117C-DF | CEA80-54 | Bradford White | 671632647118 | Active | The suffix at the end of this SKU indicates that it comes with BMS Relays. | [9 empty] | No | Not Applicable | Not Applicable | Commercial Water Heating | Water Heating.Electric | 3 | 1 |  |  |  | 238-53685-00 |  |  |  | 238-36612-00 | [6 empty] | Electric | Electric Resistance | 480 | 3 |  | Indoor |  | Floor Mounted |  | Yes | HLW | 150 | Not Applicable |  |  |  | 1.5 | No | [7 empty] | 54 kW |  |  |  | 80 |  | 223 | On/Off | Not Applicable | [6 empty] | 335 | 35 | 30.5 | 70.875 | 348 | 994 | 26 | 60.875 |  |  |  |  | 62.375 |  |  | 7.625 |  |  |  |  | 52.875 | [7 empty] | 47.125 | 1 | 51 | 51 | UL1453 | Yes | Yes | Yes | No | Not Applicable | [5 empty] | 40311 | COM ELEC ASME | 204388144
CEA80-54-3-117D-ACG-866 | CEA80-54 | Bradford White | 671632628230 | Active | The ""-866"" indicates that these SKUs are designed and certified for Installation in Canada.The suffix at the end of this SKU indicates that it comes with Modulating Controls. | The suffix at the end of this SKU indicates that it comes with a Low Water Level Control Switch. | The suffix at the end of this SKU indicates that it comes with BMS Relays. | [7 empty] | No | Not Applicable | Not Applicable | Commercial Water Heating | Water Heating.Electric | 3 | 1 |  |  |  | 238-53685-00 |  |  |  | 238-36612-00 | [6 empty] | Electric | Electric Resistance | 600 | 3 |  | Indoor |  | Floor Mounted |  | Yes | HLW | 150 | Not Applicable |  |  |  | 1.5 | No | [7 empty] | 54 kW |  |  |  | 80 |  | 223 | On/Off | Not Applicable | [6 empty] | 335 | 35 | 30.5 | 70.875 | 348 | 994 | 26 | 60.875 |  |  |  |  | 62.375 |  |  | 7.625 |  |  |  |  | 52.875 | [7 empty] | 47.125 | 1 | 51 | 51 | UL1453 | Yes | No | Yes | No | Not Applicable | 238-44343-00 |  |  |  |  | 40311 | COM ELEC ASME
CEA80-54-3-117D-DEG-866 | CEA80-54 | Bradford White | 671632628223 | Active | The ""-866"" indicates that these SKUs are designed and certified for Installation in Canada.The suffix at the end of this SKU indicates that it comes with a Low Water Level Control Switch. | The suffix at the end of this SKU indicates that it comes with an Alarm Horn. | The suffix at the end of this SKU indicates that it comes with an Electrical Door Lock. |  | The suffix at the end of this SKU indicates that this comes with a Temperature and Pressure Gauge | [5 empty] | No | Not Applicable | Not Applicable | Commercial Water Heating | Water Heating.Electric | 3 | 1 |  |  |  | 238-53685-00 |  |  |  | 238-36612-00 | [6 empty] | Electric | Electric Resistance | 600 | 3 |  | Indoor |  | Floor Mounted |  | Yes | HLW | 150 | Not Applicable |  |  |  | 1.5 | No | [7 empty] | 54 kW |  |  |  | 80 |  | 223 | On/Off | Not Applicable | [6 empty] | 335 | 35 | 30.5 | 70.875 | 348 | 994 | 26 | 60.875 |  |  |  |  | 62.375 |  |  | 7.625 |  |  |  |  | 52.875 | [7 empty] | 47.125 | 1 | 51 | 51 | UL1453 | Yes | No | Yes | No | Not Applicable | 238-44343-00 |  |  |  |  | 40311 | COM ELEC ASME
CEA80-54-3-123A-AA | CEA80-54 | Bradford White | 671632138623 | Active | [10 empty] | No | Not Applicable | Not Applicable | Commercial Water Heating | Water Heating.Electric | 3 | 1 |  |  |  | 238-53685-00 |  |  |  | 238-36612-00 | [6 empty] | Electric | Electric Resistance | 208 | 3 |  | Indoor |  | Floor Mounted |  | Yes | HLW | 150 | Not Applicable |  |  |  | 1.5 | No | [7 empty] | 54 kW |  |  |  | 80 |  | 223 | On/Off | Not Applicable | [6 empty] | 335 | 35 | 30.5 | 70.875 | 348 | 994 | 26 | 60.875 |  |  |  |  | 62.375 |  |  | 7.625 |  |  |  |  | 52.875 | [7 empty] | 47.125 | 1 | 51 | 51 | UL1453 | Yes | Yes | Yes | No | Not Applicable | [5 empty] | 40311 | COM ELEC ASME | 204388144
CEA80-54-3-209C-AA | CEA80-54 | Bradford White | 671632138296 | Active | [10 empty] | No | Not Applicable | Not Applicable | Commercial Water Heating | Water Heating.Electric | 3 | 1 |  |  |  | 238-53685-00 |  |  |  | 238-36612-00 | [6 empty] | Electric | Electric Resistance | 480 | 3 |  | Indoor |  | Floor Mounted |  | Yes | HLW | 150 | Not Applicable |  |  |  | 1.5 | No | [7 empty] | 54 kW |  |  |  | 80 |  | 223 | On/Off | Not Applicable | [6 empty] | 335 | 35 | 30.5 | 70.875 | 348 | 994 | 26 | 60.875 |  |  |  |  | 62.375 |  |  | 7.625 |  |  |  |  | 52.875 | [7 empty] | 47.125 | 1 | 51 | 51 | UL1453 | Yes | Yes | Yes | No | Not Applicable | [5 empty] | 40311 | COM ELEC ASME | 204388144
CEA80-81-3-120K-AA | CEA80-81 | Bradford White | 671632137640 | Active | [10 empty] | No | Not Applicable | Not Applicable | Commercial Water Heating | Water Heating.Electric | 3 | 1 |  |  |  | 238-53685-00 |  |  |  | 238-36612-00 | [6 empty] | Electric | Electric Resistance | 480 | 3 |  | Indoor |  | Floor Mounted |  | Yes | HLW | 150 | Not Applicable |  |  |  | 1.5 | No | [7 empty] | 81 kW |  |  |  | 80 |  | 335 | On/Off | Not Applicable | [6 empty] | 335 | 35 | 30.5 | 70.875 | 348 | 994 | 26 | 60.875 |  |  |  |  | 62.375 |  |  | 7.625 |  |  |  |  | 52.875 | [7 empty] | 47.125 | 1 | 51 | 51 | UL1453 | Yes | Yes | Yes | No | Not Applicable | [5 empty] | 40311 | COM ELEC ASME | 204388144
CEA80-81-3-120K-AN | CEA80-81 | Bradford White | 671632314416 | Active | The suffix at the end of this SKU indicates that it comes with Modulating Controls. | The suffix at the end of this SKU indicates that it comes with a Low Water Level Control Switch. | [8 empty] | No | Not Applicable | Not Applicable | Commercial Water Heating | Water Heating.Electric | 3 | 1 |  |  |  | 238-53685-00 |  |  |  | 238-36612-00 | [6 empty] | Electric | Electric Resistance | 480 | 3 |  | Indoor |  | Floor Mounted |  | Yes | HLW | 150 | Not Applicable |  |  |  | 1.5 | No | [7 empty] | 81 kW |  |  |  | 80 |  | 335 | On/Off | Not Applicable | [6 empty] | 335 | 35 | 30.5 | 70.875 | 348 | 994 | 26 | 60.875 |  |  |  |  | 62.375 |  |  | 7.625 |  |  |  |  | 52.875 | [7 empty] | 47.125 | 1 | 51 | 51 | UL1453 | Yes | Yes | Yes | No | Not Applicable | [5 empty] | 40311 | COM ELEC ASME | 204388144
CEA80-81-3-120L-AA-866 | CEA80-81 | Bradford White | 671632626106 | Active | The ""-866"" indicates that these SKUs are designed and certified for Installation in Canada. | [9 empty] | No | Not Applicable | Not Applicable | Commercial Water Heating | Water Heating.Electric | 3 | 1 |  |  |  | 238-53685-00 |  |  |  | 238-36612-00 | [6 empty] | Electric | Electric Resistance | 600 | 3 |  | Indoor |  | Floor Mounted |  | Yes | HLW | 150 | Not Applicable |  |  |  | 1.5 | No | [7 empty] | 81 kW |  |  |  | 80 |  | 335 | On/Off | Not Applicable | [6 empty] | 335 | 35 | 30.5 | 70.875 | 348 | 994 | 26 | 60.875 |  |  |  |  | 62.375 |  |  | 7.625 |  |  |  |  | 52.875 | [7 empty] | 47.125 | 1 | 51 | 51 | UL1453 | Yes | No | Yes | No | Not Applicable | 238-44343-00 |  |  |  |  | 40311 | COM ELEC ASME
CEA80-81-3-120L-BTG-866 | CEA80-81 | Bradford White | 671632626144 | Active | The ""-866"" indicates that these SKUs are designed and certified for Installation in Canada.The suffix at the end of this SKU indicates that it comes with Modulating Controls. | The suffix at the end of this SKU indicates that it comes with a Low Water Level Control Switch. | The suffix at the end of this SKU indicates that it comes with an Alarm Horn. | [7 empty] | No | Not Applicable | Not Applicable | Commercial Water Heating | Water Heating.Electric | 3 | 1 |  |  |  | 238-53685-00 |  |  |  | 238-36612-00 | [6 empty] | Electric | Electric Resistance | 600 | 3 |  | Indoor |  | Floor Mounted |  | Yes | HLW | 150 | Not Applicable |  |  |  | 1.5 | No | [7 empty] | 81 kW |  |  |  | 80 |  | 335 | On/Off | Not Applicable | [6 empty] | 335 | 35 | 30.5 | 70.875 | 348 | 994 | 26 | 60.875 |  |  |  |  | 62.375 |  |  | 7.625 |  |  |  |  | 52.875 | [7 empty] | 47.125 | 1 | 51 | 51 | UL1453 | Yes | No | Yes | No | Not Applicable | 238-44343-00 |  |  |  |  | 40311 | COM ELEC ASME
CEA80-81-3-120L-DG-866 | CEA80-81 | Bradford White | 671632626151 | Active | The ""-866"" indicates that these SKUs are designed and certified for Installation in Canada.The suffix at the end of this SKU indicates that it comes with Modulating Controls. | The suffix at the end of this SKU indicates that it comes with a Low Water Level Control Switch. | The suffix at the end of this SKU indicates that it comes with BMS Relays. | [7 empty] | No | Not Applicable | Not Applicable | Commercial Water Heating | Water Heating.Electric | 3 | 1 |  |  |  | 238-53685-00 |  |  |  | 238-36612-00 | [6 empty] | Electric | Electric Resistance | 600 | 3 |  | Indoor |  | Floor Mounted |  | Yes | HLW | 150 | Not Applicable |  |  |  | 1.5 | No | [7 empty] | 81 kW |  |  |  | 80 |  | 335 | On/Off | Not Applicable | [6 empty] | 335 | 35 | 30.5 | 70.875 | 348 | 994 | 26 | 60.875 |  |  |  |  | 62.375 |  |  | 7.625 |  |  |  |  | 52.875 | [7 empty] | 47.125 | 1 | 51 | 51 | UL1453 | Yes | No | Yes | No | Not Applicable | 238-44343-00 |  |  |  |  | 40311 | COM ELEC ASME
CEA80-81-3-123B-AA | CEA80-81 | Bradford White | 671632559411 | Active | [10 empty] | No | Not Applicable | Not Applicable | Commercial Water Heating | Water Heating.Electric | 3 | 1 |  |  |  | 238-53685-00 |  |  |  | 238-36612-00 | [6 empty] | Electric | Electric Resistance | 208 | 3 |  | Indoor |  | Floor Mounted |  | Yes | HLW | 150 | Not Applicable |  |  |  | 1.5 | No | [7 empty] | 81 kW |  |  |  | 80 |  | 335 | On/Off | Not Applicable | [6 empty] | 335 | 35 | 30.5 | 70.875 | 348 | 994 | 26 | 60.875 |  |  |  |  | 62.375 |  |  | 7.625 |  |  |  |  | 52.875 | [7 empty] | 47.125 | 1 | 51 | 51 | UL1453 | Yes | Yes | Yes | No | Not Applicable | [5 empty] | 40311 | COM ELEC ASME | 204388144
CEA80-81-3-123C-AA | CEA80-81 | Bradford White | 671632627486 | Active | [10 empty] | No | Not Applicable | Not Applicable | Commercial Water Heating | Water Heating.Electric | 3 | 1 |  |  |  | 238-53685-00 |  |  |  | 238-36612-00 | [6 empty] | Electric | Electric Resistance | 240 | 3 |  | Indoor |  | Floor Mounted |  | Yes | HLW | 150 | Not Applicable |  |  |  | 1.5 | No | [7 empty] | 81 kW |  |  |  | 80 |  | 335 | On/Off | Not Applicable | [6 empty] | 335 | 35 | 30.5 | 70.875 | 348 | 994 | 26 | 60.875 |  |  |  |  | 62.375 |  |  | 7.625 |  |  |  |  | 52.875 | [7 empty] | 47.125 | 1 | 51 | 51 | UL1453 | Yes | Yes | Yes | No | Not Applicable | [5 empty] | 40311 | COM ELEC ASME | 204388144
CEHD12012333CCF | CEHD120-123 | Bradford White | 671632620784 | Active | [10 empty] | No | Not Applicable | Not Applicable | Commercial Water Heating | Water Heating.Electric | 3 | 1 |  |  |  | 238-51313-00 |  |  |  | 238-36612-00 | [6 empty] | Electric | Electric Resistance | 240 | 3 |  | Indoor |  | Floor Mounted |  | No | Not Applicable | 150 | Not Applicable |  |  |  | 1.5 | No | [7 empty] | 12.3 kW |  |  |  | 119 |  | 51 | On/Off | Not Applicable | [6 empty] | 430 | 39 | 32.25 | 73.25 | 447 | 1411 | 30.25 | 64.6875 |  |  |  |  | 66.375 |  |  | 6.9375 |  |  |  |  | 54.75 | [7 empty] | 52.625 | 1 | 48 | 48 | UL1453 | Yes | Yes | Yes | No | Not Applicable | [5 empty] | 40304 | COM ELEC CF | 8979876
CEHD12012333HCF | CEHD120-123 | Bradford White | 671632620661 | Active | [10 empty] | No | Not Applicable | Not Applicable | Commercial Water Heating | Water Heating.Electric | 3 | 1 |  |  |  | 238-51313-00 |  |  |  | 238-36612-00 | [6 empty] | Electric | Electric Resistance | 480 | 3 |  | Indoor |  | Floor Mounted |  | No | Not Applicable | 150 | Not Applicable |  |  |  | 1.5 | No | [7 empty] | 12.3 kW |  |  |  | 119 |  | 51 | On/Off | Not Applicable | [6 empty] | 430 | 39 | 32.25 | 73.25 | 447 | 1411 | 30.25 | 64.6875 |  |  |  |  | 66.375 |  |  | 6.9375 |  |  |  |  | 54.75 | [7 empty] | 52.625 | 1 | 48 | 48 | UL1453 | Yes | Yes | Yes | No | Not Applicable | [5 empty] | 40304 | COM ELEC CF | 8979876
CEHD1201233CCF-866 | CEHD120-12 | Bradford White | 671632895151 | Active | The ""-866"" indicates that these SKUs are designed and certified for Installation in Canada. | [9 empty] | No | Not Applicable | Not Applicable | Commercial Water Heating | Water Heating.Electric | 3 | 1 |  |  |  | 238-51313-00 |  |  |  | 238-36612-00 | [6 empty] | Electric | Electric Resistance | 240 | 3 |  | Indoor |  | Floor Mounted |  | No | Not Applicable | 150 | Not Applicable |  |  |  | 1.5 | No | [7 empty] | 12 kW |  |  |  | 119 |  | 50 | On/Off | Not Applicable | [6 empty] | 430 | 39 | 32.25 | 73.25 | 447 | 1411 | 30.25 | 64.6875 |  |  |  |  | 66.375 |  |  | 6.9375 |  |  |  |  | 54.75 | [7 empty] | 52.625 | 1 | 48 | 48 | UL174 | Yes | No | Yes | No | Not Applicable | 238-51917-00 |  |  |  |  | 40304 | COM ELEC CF
CEHD1201233JCF-866 | CEHD120-12 | Bradford White | 671632902590 | Active | The ""-866"" indicates that these SKUs are designed and certified for Installation in Canada. | [9 empty] | No | Not Applicable | Not Applicable | Commercial Water Heating | Water Heating.Electric | 3 | 1 |  |  |  | 238-51313-00 |  |  |  | 238-36612-00 | [6 empty] | Electric | Electric Resistance | 600 | 3 |  | Indoor |  | Floor Mounted |  | No | Not Applicable | 150 | Not Applicable |  |  |  | 1.5 | No | [7 empty] | 12 kW |  |  |  | 119 |  | 50 | On/Off | Not Applicable | [6 empty] | 430 | 39 | 32.25 | 73.25 | 447 | 1411 | 30.25 | 64.6875 |  |  |  |  | 66.375 |  |  | 6.9375 |  |  |  |  | 54.75 | [7 empty] | 52.625 | 1 | 48 | 48 | UL174 | Yes | No | Yes | No | Not Applicable | 238-51917-00 |  |  |  |  | 40304 | COM ELEC CF
CEHD1201233LCF-866 | CEHD120-12 | Bradford White | 671632906215 | Active | The ""-866"" indicates that these SKUs are designed and certified for Installation in Canada. | [9 empty] | No | Not Applicable | Not Applicable | Commercial Water Heating | Water Heating.Electric | 3 | 1 |  |  |  | 238-51313-00 |  |  |  | 238-36612-00 | [6 empty] | Electric | Electric Resistance | 208 | 3 |  | Indoor |  | Floor Mounted |  | No | Not Applicable | 150 | Not Applicable |  |  |  | 1.5 | No | [7 empty] | 12 kW |  |  |  | 119 |  | 50 | On/Off | Not Applicable | [6 empty] | 430 | 39 | 32.25 | 73.25 | 447 | 1411 | 30.25 | 64.6875 |  |  |  |  | 66.375 |  |  | 6.9375 |  |  |  |  | 54.75 | [7 empty] | 52.625 | 1 | 48 | 48 | UL174 | Yes | No | Yes | No | Not Applicable | 238-51917-00 |  |  |  |  | 40304 | COM ELEC CF
CEHD12013531ECF | CEHD120-135 | Bradford White | 671632562855 | Active | [10 empty] | No | Not Applicable | Not Applicable | Commercial Water Heating | Water Heating.Electric | 3 | 1 |  |  |  | 238-51313-00 |  |  |  | 238-36612-00 | [6 empty] | Electric | Electric Resistance | 277 | 1 |  | Indoor |  | Floor Mounted |  | No | Not Applicable | 150 | Not Applicable |  |  |  | 1.5 | No | [7 empty] | 13.5 kW |  |  |  | 119 |  | 56 | On/Off | Not Applicable | [6 empty] | 430 | 39 | 32.25 | 73.25 | 447 | 1411 | 30.25 | 64.6875 |  |  |  |  | 66.375 |  |  | 6.9375 |  |  |  |  | 54.75 | [7 empty] | 52.625 | 1 | 48 | 48 | UL174 | Yes | Yes | Yes | No | Not Applicable | [5 empty] | 40304 | COM ELEC CF | 8979876
CEHD12013533CCF | CEHD120-135 | Bradford White | 671632897612 | Active | [10 empty] | No | Not Applicable | Not Applicable | Commercial Water Heating | Water Heating.Electric | 3 | 1 |  |  |  | 238-51313-00 |  |  |  | 238-36612-00 | [6 empty] | Electric | Electric Resistance | 240 | 3 |  | Indoor |  | Floor Mounted |  | No | Not Applicable | 150 | Not Applicable |  |  |  | 1.5 | No | [7 empty] | 13.5 kW |  |  |  | 119 |  | 56 | On/Off | Not Applicable | [6 empty] | 430 | 39 | 32.25 | 73.25 | 447 | 1411 | 30.25 | 64.6875 |  |  |  |  | 66.375 |  |  | 6.9375 |  |  |  |  | 54.75 | [7 empty] | 52.625 | 1 | 48 | 48 | UL1453 | Yes | Yes | Yes | No | Not Applicable | [5 empty] | 40304 | COM ELEC CF | 8979876
CEHD12013533CCF-866 | CEHD120-135 | Bradford White | 671632572458 | Active | The ""-866"" indicates that these SKUs are designed and certified for Installation in Canada. | [9 empty] | No | Not Applicable | Not Applicable | Commercial Water Heating | Water Heating.Electric | 3 | 1 |  |  |  | 238-51313-00 |  |  |  | 238-36612-00 | [6 empty] | Electric | Electric Resistance | 240 | 3 |  | Indoor |  | Floor Mounted |  | No | Not Applicable | 150 | Not Applicable |  |  |  | 1.5 | No | [7 empty] | 13.5 kW |  |  |  | 119 |  | 56 | On/Off | Not Applicable | [6 empty] | 430 | 39 | 32.25 | 73.25 | 447 | 1411 | 30.25 | 64.6875 |  |  |  |  | 66.375 |  |  | 6.9375 |  |  |  |  | 54.75 | [7 empty] | 52.625 | 1 | 48 | 48 | UL174 | Yes | No | Yes | No | Not Applicable | 238-51917-00 |  |  |  |  | 40304 | COM ELEC CF
CEHD12013533HCF | CEHD120-135 | Bradford White | 671632874699 | Active | [10 empty] | No | Not Applicable | Not Applicable | Commercial Water Heating | Water Heating.Electric | 3 | 1 |  |  |  | 238-51313-00 |  |  |  | 238-36612-00 | [6 empty] | Electric | Electric Resistance | 480 | 3 |  | Indoor |  | Floor Mounted |  | No | Not Applicable | 150 | Not Applicable |  |  |  | 1.5 | No | [7 empty] | 13.5 kW |  |  |  | 119 |  | 56 | On/Off | Not Applicable | [6 empty] | 430 | 39 | 32.25 | 73.25 | 447 | 1411 | 30.25 | 64.6875 |  |  |  |  | 66.375 |  |  | 6.9375 |  |  |  |  | 54.75 | [7 empty] | 52.625 | 1 | 48 | 48 | UL1453 | Yes | Yes | Yes | No | Not Applicable | [5 empty] | 40304 | COM ELEC CF | 8979876
CEHD12013533JCF-866 | CEHD120-135 | Bradford White | 671632558285 | Active | The ""-866"" indicates that these SKUs are designed and certified for Installation in Canada. | [9 empty] | No | Not Applicable | Not Applicable | Commercial Water Heating | Water Heating.Electric | 3 | 1 |  |  |  | 238-51313-00 |  |  |  | 238-36612-00 | [6 empty] | Electric | Electric Resistance | 600 | 3 |  | Indoor |  | Floor Mounted |  | No | Not Applicable | 150 | Not Applicable |  |  |  | 1.5 | No | [7 empty] | 13.5 kW |  |  |  | 119 |  | 56 | On/Off | Not Applicable | [6 empty] | 430 | 39 | 32.25 | 73.25 | 447 | 1411 | 30.25 | 64.6875 |  |  |  |  | 66.375 |  |  | 6.9375 |  |  |  |  | 54.75 | [7 empty] | 52.625 | 1 | 48 | 48 | UL174 | Yes | No | Yes | No | Not Applicable | 238-51917-00 |  |  |  |  | 40304 | COM ELEC CF
CEHD12013533LCF | CEHD120-135 | Bradford White | 671632889204 | Active | [10 empty] | No | Not Applicable | Not Applicable | Commercial Water Heating | Water Heating.Electric | 3 | 1 |  |  |  | 238-51313-00 |  |  |  | 238-36612-00 | [6 empty] | Electric | Electric Resistance | 208 | 3 |  | Indoor |  | Floor Mounted |  | No | Not Applicable | 150 | Not Applicable |  |  |  | 1.5 | No | [7 empty] | 13.5 kW |  |  |  | 119 |  | 56 | On/Off | Not Applicable | [6 empty] | 430 | 39 | 32.25 | 73.25 | 447 | 1411 | 30.25 | 64.6875 |  |  |  |  | 66.375 |  |  | 6.9375 |  |  |  |  | 54.75 | [7 empty] | 52.625 | 1 | 48 | 48 | UL1453 | Yes | Yes | Yes | No | Not Applicable | [5 empty] | 40304 | COM ELEC CF | 8979876
CEHD12013533LCF-866 | CEHD120-135 | Bradford White | 671632553419 | Active | The ""-866"" indicates that these SKUs are designed and certified for Installation in Canada. | [9 empty] | No | Not Applicable | Not Applicable | Commercial Water Heating | Water Heating.Electric | 3 | 1 |  |  |  | 238-51313-00 |  |  |  | 238-36612-00 | [6 empty] | Electric | Electric Resistance | 208 | 3 |  | Indoor |  | Floor Mounted |  | No | Not Applicable | 150 | Not Applicable |  |  |  | 1.5 | No | [7 empty] | 13.5 kW |  |  |  | 119 |  | 56 | On/Off | Not Applicable | [6 empty] | 430 | 39 | 32.25 | 73.25 | 447 | 1411 | 30.25 | 64.6875 |  |  |  |  | 66.375 |  |  | 6.9375 |  |  |  |  | 54.75 | [7 empty] | 52.625 | 1 | 48 | 48 | UL174 | Yes | No | Yes | No | Not Applicable | 238-51917-00 |  |  |  |  | 40304 | COM ELEC CF
CEHD12013553HCF | CEHD120-135 | Bradford White | 671632580712 | Active | [10 empty] | No | Not Applicable | Not Applicable | Commercial Water Heating | Water Heating.Electric | 5 | 1 |  |  |  | 238-51313-00 |  |  |  | 238-36612-00 | [6 empty] | Electric | Electric Resistance | 480 | 3 |  | Indoor |  | Floor Mounted |  | No | Not Applicable | 150 | Not Applicable |  |  |  | 1.5 | No | [7 empty] | 13.5 kW |  |  |  | 119 |  | 56 | On/Off | Not Applicable | [6 empty] | 430 | 39 | 32.25 | 73.25 | 447 | 1411 | 30.25 | 64.6875 |  |  |  |  | 66.375 |  |  | 6.9375 |  |  |  |  | 54.75 | [7 empty] | 52.625 | 1 | 48 | 48 | UL174 | Yes | Yes | Yes | No | Not Applicable | [5 empty] | 40304 | COM ELEC CF | 8979876
CEHD12013553LCF | CEHD120-135 | Bradford White | 671632578993 | Active | [10 empty] | No | Not Applicable | Not Applicable | Commercial Water Heating | Water Heating.Electric | 5 | 1 |  |  |  | 238-51313-00 |  |  |  | 238-36612-00 | [6 empty] | Electric | Electric Resistance | 208 | 3 |  | Indoor |  | Floor Mounted |  | No | Not Applicable | 150 | Not Applicable |  |  |  | 1.5 | No | [7 empty] | 13.5 kW |  |  |  | 119 |  | 56 | On/Off | Not Applicable | [6 empty] | 430 | 39 | 32.25 | 73.25 | 447 | 1411 | 30.25 | 64.6875 |  |  |  |  | 66.375 |  |  | 6.9375 |  |  |  |  | 54.75 | [7 empty] | 52.625 | 1 | 48 | 48 | UL174 | Yes | Yes | Yes | No | Not Applicable | [5 empty] | 40304 | COM ELEC CF | 8979876
CEHD1201531ECF | CEHD120-15 | Bradford White | 671632654734 | Active | [10 empty] | No | Not Applicable | Not Applicable | Commercial Water Heating | Water Heating.Electric | 3 | 1 |  |  |  | 238-51313-00 |  |  |  | 238-36612-00 | [6 empty] | Electric | Electric Resistance | 277 | 1 |  | Indoor |  | Floor Mounted |  | No | Not Applicable | 150 | Not Applicable |  |  |  | 1.5 | No | [7 empty] | 15 kW |  |  |  | 119 |  | 62 | On/Off | Not Applicable | [6 empty] | 430 | 39 | 32.25 | 73.25 | 447 | 1411 | 30.25 | 64.6875 |  |  |  |  | 66.375 |  |  | 6.9375 |  |  |  |  | 54.75 | [7 empty] | 52.625 | 1 | 48 | 48 | UL174 | Yes | Yes | Yes | No | Not Applicable | [5 empty] | 40304 | COM ELEC CF | 8979876
CEHD1201533CCF | CEHD120-15 | Bradford White | 671632869596 | Active | [10 empty] | No | Not Applicable | Not Applicable | Commercial Water Heating | Water Heating.Electric | 3 | 1 |  |  |  | 238-51313-00 |  |  |  | 238-36612-00 | [6 empty] | Electric | Electric Resistance | 240 | 3 |  | Indoor |  | Floor Mounted |  | No | Not Applicable | 150 | Not Applicable |  |  |  | 1.5 | No | [7 empty] | 15 kW |  |  |  | 119 |  | 62 | On/Off | Not Applicable | [6 empty] | 430 | 39 | 32.25 | 73.25 | 447 | 1411 | 30.25 | 64.6875 |  |  |  |  | 66.375 |  |  | 6.9375 |  |  |  |  | 54.75 | [7 empty] | 52.625 | 1 | 48 | 48 | UL1453 | Yes | Yes | Yes | No | Not Applicable | [5 empty] | 40304 | COM ELEC CF | 8979876
CEHD1201533CCF-866 | CEHD120-15 | Bradford White | 671632895168 | Active | The ""-866"" indicates that these SKUs are designed and certified for Installation in Canada. | [9 empty] | No | Not Applicable | Not Applicable | Commercial Water Heating | Water Heating.Electric | 3 | 1 |  |  |  | 238-51313-00 |  |  |  | 238-36612-00 | [6 empty] | Electric | Electric Resistance | 240 | 3 |  | Indoor |  | Floor Mounted |  | No | Not Applicable | 150 | Not Applicable |  |  |  | 1.5 | No | [7 empty] | 15 kW |  |  |  | 119 |  | 62 | On/Off | Not Applicable | [6 empty] | 430 | 39 | 32.25 | 73.25 | 447 | 1411 | 30.25 | 64.6875 |  |  |  |  | 66.375 |  |  | 6.9375 |  |  |  |  | 54.75 | [7 empty] | 52.625 | 1 | 48 | 48 | UL174 | Yes | No | Yes | No | Not Applicable | 238-51917-00 |  |  |  |  | 40304 | COM ELEC CF
CEHD1201533HCF | CEHD120-15 | Bradford White | 671632867066 | Active | [10 empty] | No | Not Applicable | Not Applicable | Commercial Water Heating | Water Heating.Electric | 3 | 1 |  |  |  | 238-51313-00 |  |  |  | 238-36612-00 | [6 empty] | Electric | Electric Resistance | 480 | 3 |  | Indoor |  | Floor Mounted |  | No | Not Applicable | 150 | Not Applicable |  |  |  | 1.5 | No | [7 empty] | 15 kW |  |  |  | 119 |  | 62 | On/Off | Not Applicable | [6 empty] | 430 | 39 | 32.25 | 73.25 | 447 | 1411 | 30.25 | 64.6875 |  |  |  |  | 66.375 |  |  | 6.9375 |  |  |  |  | 54.75 | [7 empty] | 52.625 | 1 | 48 | 48 | UL1453 | Yes | Yes | Yes | No | Not Applicable | [5 empty] | 40304 | COM ELEC CF | 8979876
CEHD1201533JCF-866 | CEHD120-15 | Bradford White | 671632904464 | Active | The ""-866"" indicates that these SKUs are designed and certified for Installation in Canada. | [9 empty] | No | Not Applicable | Not Applicable | Commercial Water Heating | Water Heating.Electric | 3 | 1 |  |  |  | 238-51313-00 |  |  |  | 238-36612-00 | [6 empty] | Electric | Electric Resistance | 600 | 3 |  | Indoor |  | Floor Mounted |  | No | Not Applicable | 150 | Not Applicable |  |  |  | 1.5 | No | [7 empty] | 15 kW |  |  |  | 119 |  | 62 | On/Off | Not Applicable | [6 empty] | 430 | 39 | 32.25 | 73.25 | 447 | 1411 | 30.25 | 64.6875 |  |  |  |  | 66.375 |  |  | 6.9375 |  |  |  |  | 54.75 | [7 empty] | 52.625 | 1 | 48 | 48 | UL174 | Yes | No | Yes | No | Not Applicable | 238-51917-00 |  |  |  |  | 40304 | COM ELEC CF
CEHD1201533LCF | CEHD120-15 | Bradford White | 671632874989 | Active | [10 empty] | No | Not Applicable | Not Applicable | Commercial Water Heating | Water Heating.Electric | 3 | 1 |  |  |  | 238-51313-00 |  |  |  | 238-36612-00 | [6 empty] | Electric | Electric Resistance | 208 | 3 |  | Indoor |  | Floor Mounted |  | No | Not Applicable | 150 | Not Applicable |  |  |  | 1.5 | No | [7 empty] | 15 kW |  |  |  | 119 |  | 62 | On/Off | Not Applicable | [6 empty] | 430 | 39 | 32.25 | 73.25 | 447 | 1411 | 30.25 | 64.6875 |  |  |  |  | 66.375 |  |  | 6.9375 |  |  |  |  | 54.75 | [7 empty] | 52.625 | 1 | 48 | 48 | UL1453 | Yes | Yes | Yes | No | Not Applicable | [5 empty] | 40304 | COM ELEC CF | 8979876
CEHD1201533LCF-866 | CEHD120-15 | Bradford White | 671632556045 | Active | The ""-866"" indicates that these SKUs are designed and certified for Installation in Canada. | [9 empty] | No | Not Applicable | Not Applicable | Commercial Water Heating | Water Heating.Electric | 3 | 1 |  |  |  | 238-51313-00 |  |  |  | 238-36612-00 | [6 empty] | Electric | Electric Resistance | 208 | 3 |  | Indoor |  | Floor Mounted |  | No | Not Applicable | 150 | Not Applicable |  |  |  | 1.5 | No | [7 empty] | 15 kW |  |  |  | 119 |  | 62 | On/Off | Not Applicable | [6 empty] | 430 | 39 | 32.25 | 73.25 | 447 | 1411 | 30.25 | 64.6875 |  |  |  |  | 66.375 |  |  | 6.9375 |  |  |  |  | 54.75 | [7 empty] | 52.625 | 1 | 48 | 48 | UL174 | Yes | No | Yes | No | Not Applicable | 238-51917-00 |  |  |  |  | 40304 | COM ELEC CF
CEHD1201553HCF | CEHD120-15 | Bradford White | 671632905195 | Active | [10 empty] | No | Not Applicable | Not Applicable | Commercial Water Heating | Water Heating.Electric | 5 | 1 |  |  |  | 238-51313-00 |  |  |  | 238-36612-00 | [6 empty] | Electric | Electric Resistance | 480 | 3 |  | Indoor |  | Floor Mounted |  | No | Not Applicable | 150 | Not Applicable |  |  |  | 1.5 | No | [7 empty] | 15 kW |  |  |  | 119 |  | 62 | On/Off | Not Applicable | [6 empty] | 430 | 39 | 32.25 | 73.25 | 447 | 1411 | 30.25 | 64.6875 |  |  |  |  | 66.375 |  |  | 6.9375 |  |  |  |  | 54.75 | [7 empty] | 52.625 | 1 | 48 | 48 | UL1453 | Yes | Yes | Yes | No | Not Applicable | [5 empty] | 40304 | COM ELEC CF | 8979876
CEHD1201553LCF | CEHD120-15 | Bradford White | 671632913350 | Active | [10 empty] | No | Not Applicable | Not Applicable | Commercial Water Heating | Water Heating.Electric | 5 | 1 |  |  |  | 238-51313-00 |  |  |  | 238-36612-00 | [6 empty] | Electric | Electric Resistance | 208 | 3 |  | Indoor |  | Floor Mounted |  | No | Not Applicable | 150 | Not Applicable |  |  |  | 1.5 | No | [7 empty] | 15 kW |  |  |  | 119 |  | 62 | On/Off | Not Applicable | [6 empty] | 430 | 39 | 32.25 | 73.25 | 447 | 1411 | 30.25 | 64.6875 |  |  |  |  | 66.375 |  |  | 6.9375 |  |  |  |  | 54.75 | [7 empty] | 52.625 | 1 | 48 | 48 | UL1453 | Yes | Yes | Yes | No | Not Applicable | [5 empty] | 40304 | COM ELEC CF | 8979876
CEHD1201831ECF | CEHD120-18 | Bradford White | 671632321070 | Active | [10 empty] | No | Not Applicable | Not Applicable | Commercial Water Heating | Water Heating.Electric | 3 | 1 |  |  |  | 238-51313-00 |  |  |  | 238-36612-00 | [6 empty] | Electric | Electric Resistance | 277 | 1 |  | Indoor |  | Floor Mounted |  | No | Not Applicable | 150 | Not Applicable |  |  |  | 1.5 | No | [7 empty] | 18 kW |  |  |  | 119 |  | 74 | On/Off | Not Applicable | [6 empty] | 430 | 39 | 32.25 | 73.25 | 447 | 1411 | 30.25 | 64.6875 |  |  |  |  | 66.375 |  |  | 6.9375 |  |  |  |  | 54.75 | [7 empty] | 52.625 | 1 | 48 | 48 | UL1453 | Yes | Yes | Yes | No | Not Applicable | [5 empty] | 40304 | COM ELEC CF | 8979876
CEHD1201833CCF | CEHD120-18 | Bradford White | 671632853946 | Active | [10 empty] | No | Not Applicable | Not Applicable | Commercial Water Heating | Water Heating.Electric | 3 | 1 |  |  |  | 238-51313-00 |  |  |  | 238-36612-00 | [6 empty] | Electric | Electric Resistance | 240 | 3 |  | Indoor |  | Floor Mounted |  | No | Not Applicable | 150 | Not Applicable |  |  |  | 1.5 | No | [7 empty] | 18 kW |  |  |  | 119 |  | 74 | On/Off | Not Applicable | [6 empty] | 430 | 39 | 32.25 | 73.25 | 447 | 1411 | 30.25 | 64.6875 |  |  |  |  | 66.375 |  |  | 6.9375 |  |  |  |  | 54.75 | [7 empty] | 52.625 | 1 | 48 | 48 | UL1453 | Yes | Yes | Yes | No | Not Applicable | [5 empty] | 40304 | COM ELEC CF | 8979876
CEHD1201833CCF-866 | CEHD120-18 | Bradford White | 671632895175 | Active | The ""-866"" indicates that these SKUs are designed and certified for Installation in Canada. | [9 empty] | No | Not Applicable | Not Applicable | Commercial Water Heating | Water Heating.Electric | 3 | 1 |  |  |  | 238-51313-00 |  |  |  | 238-36612-00 | [6 empty] | Electric | Electric Resistance | 240 | 3 |  | Indoor |  | Floor Mounted |  | No | Not Applicable | 150 | Not Applicable |  |  |  | 1.5 | No | [7 empty] | 18 kW |  |  |  | 119 |  | 74 | On/Off | Not Applicable | [6 empty] | 430 | 39 | 32.25 | 73.25 | 447 | 1411 | 30.25 | 64.6875 |  |  |  |  | 66.375 |  |  | 6.9375 |  |  |  |  | 54.75 | [7 empty] | 52.625 | 1 | 48 | 48 | UL174 | Yes | No | Yes | No | Not Applicable | 238-51917-00 |  |  |  |  | 40304 | COM ELEC CF
CEHD1201833GCF | CEHD120-18 | Bradford White | 671632864775 | Active | [10 empty] | No | Not Applicable | Not Applicable | Commercial Water Heating | Water Heating.Electric | 3 | 1 |  |  |  | 238-51313-00 |  |  |  | 238-36612-00 | [6 empty] | Electric | Electric Resistance | 415 | 3 |  | Indoor |  | Floor Mounted |  | No | Not Applicable | 150 | Not Applicable |  |  |  | 1.5 | No | [7 empty] | 18 kW |  |  |  | 119 |  | 74 | On/Off | Not Applicable | [6 empty] | 430 | 39 | 32.25 | 73.25 | 447 | 1411 | 30.25 | 64.6875 |  |  |  |  | 66.375 |  |  | 6.9375 |  |  |  |  | 54.75 | [7 empty] | 52.625 | 1 | 48 | 48 | UL1453 | Yes | Yes | Yes | No | Not Applicable | [5 empty] | 40304 | COM ELEC CF | 8979876
CEHD1201833HCF | CEHD120-18 | Bradford White | 671632864683 | Active | [10 empty] | No | Not Applicable | Not Applicable | Commercial Water Heating | Water Heating.Electric | 3 | 1 |  |  |  | 238-51313-00 |  |  |  | 238-36612-00 | [6 empty] | Electric | Electric Resistance | 480 | 3 |  | Indoor |  | Floor Mounted |  | No | Not Applicable | 150 | Not Applicable |  |  |  | 1.5 | No | [7 empty] | 18 kW |  |  |  | 119 |  | 74 | On/Off | Not Applicable | [6 empty] | 430 | 39 | 32.25 | 73.25 | 447 | 1411 | 30.25 | 64.6875 |  |  |  |  | 66.375 |  |  | 6.9375 |  |  |  |  | 54.75 | [7 empty] | 52.625 | 1 | 48 | 48 | UL1453 | Yes | Yes | Yes | No | Not Applicable | [5 empty] | 40304 | COM ELEC CF | 8979876
CEHD1201833JCF-866 | CEHD120-18 | Bradford White | 671632904433 | Active | The ""-866"" indicates that these SKUs are designed and certified for Installation in Canada. | [9 empty] | No | Not Applicable | Not Applicable | Commercial Water Heating | Water Heating.Electric | 3 | 1 |  |  |  | 238-51313-00 |  |  |  | 238-36612-00 | [6 empty] | Electric | Electric Resistance | 600 | 3 |  | Indoor |  | Floor Mounted |  | No | Not Applicable | 150 | Not Applicable |  |  |  | 1.5 | No | [7 empty] | 18 kW |  |  |  | 119 |  | 74 | On/Off | Not Applicable | [6 empty] | 430 | 39 | 32.25 | 73.25 | 447 | 1411 | 30.25 | 64.6875 |  |  |  |  | 66.375 |  |  | 6.9375 |  |  |  |  | 54.75 | [7 empty] | 52.625 | 1 | 48 | 48 | UL174 | Yes | No | Yes | No | Not Applicable | 238-51917-00 |  |  |  |  | 40304 | COM ELEC CF
CEHD1201833LCF | CEHD120-18 | Bradford White | 671632824168 | Active | [10 empty] | No | Not Applicable | Not Applicable | Commercial Water Heating | Water Heating.Electric | 3 | 1 |  |  |  | 238-51313-00 |  |  |  | 238-36612-00 | [6 empty] | Electric | Electric Resistance | 208 | 3 |  | Indoor |  | Floor Mounted |  | No | Not Applicable | 150 | Not Applicable |  |  |  | 1.5 | No | [7 empty] | 18 kW |  |  |  | 119 |  | 74 | On/Off | Not Applicable | [6 empty] | 430 | 39 | 32.25 | 73.25 | 447 | 1411 | 30.25 | 64.6875 |  |  |  |  | 66.375 |  |  | 6.9375 |  |  |  |  | 54.75 | [7 empty] | 52.625 | 1 | 48 | 48 | UL1453 | Yes | Yes | Yes | No | Not Applicable | [5 empty] | 40304 | COM ELEC CF | 8979876
CEHD1201833LCF-866 | CEHD120-18 | Bradford White | 671632892136 | Active | The ""-866"" indicates that these SKUs are designed and certified for Installation in Canada. | [9 empty] | No | Not Applicable | Not Applicable | Commercial Water Heating | Water Heating.Electric | 3 | 1 |  |  |  | 238-51313-00 |  |  |  | 238-36612-00 | [6 empty] | Electric | Electric Resistance | 208 | 3 |  | Indoor |  | Floor Mounted |  | No | Not Applicable | 150 | Not Applicable |  |  |  | 1.5 | No | [7 empty] | 18 kW |  |  |  | 119 |  | 74 | On/Off | Not Applicable | [6 empty] | 430 | 39 | 32.25 | 73.25 | 447 | 1411 | 30.25 | 64.6875 |  |  |  |  | 66.375 |  |  | 6.9375 |  |  |  |  | 54.75 | [7 empty] | 52.625 | 1 | 48 | 48 | UL174 | Yes | No | Yes | No | Not Applicable | 238-51917-00 |  |  |  |  | 40304 | COM ELEC CF
CEHD1201853HCF | CEHD120-18 | Bradford White | 671632901722 | Active | [10 empty] | No | Not Applicable | Not Applicable | Commercial Water Heating | Water Heating.Electric | 5 | 1 |  |  |  | 238-51313-00 |  |  |  | 238-36612-00 | [6 empty] | Electric | Electric Resistance | 480 | 3 |  | Indoor |  | Floor Mounted |  | No | Not Applicable | 150 | Not Applicable |  |  |  | 1.5 | No | [7 empty] | 18 kW |  |  |  | 119 |  | 74 | On/Off | Not Applicable | [6 empty] | 430 | 39 | 32.25 | 73.25 | 447 | 1411 | 30.25 | 64.6875 |  |  |  |  | 66.375 |  |  | 6.9375 |  |  |  |  | 54.75 | [7 empty] | 52.625 | 1 | 48 | 48 | UL1453 | Yes | Yes | Yes | No | Not Applicable | [5 empty] | 40304 | COM ELEC CF | 8979876
CEHD1201853LCF | CEHD120-18 | Bradford White | 671632329571 | Active | [10 empty] | No | Not Applicable | Not Applicable | Commercial Water Heating | Water Heating.Electric | 5 | 1 |  |  |  | 238-51313-00 |  |  |  | 238-36612-00 | [6 empty] | Electric | Electric Resistance | 208 | 3 |  | Indoor |  | Floor Mounted |  | No | Not Applicable | 150 | Not Applicable |  |  |  | 1.5 | No | [7 empty] | 18 kW |  |  |  | 119 |  | 74 | On/Off | Not Applicable | [6 empty] | 430 | 39 | 32.25 | 73.25 | 447 | 1411 | 30.25 | 64.6875 |  |  |  |  | 66.375 |  |  | 6.9375 |  |  |  |  | 54.75 | [7 empty] | 52.625 | 1 | 48 | 48 | UL1453 | Yes | Yes | Yes | No | Not Applicable | [5 empty] | 40304 | COM ELEC CF | 8979876
CEHD1202433CCF | CEHD120-24 | Bradford White | 671632853953 | Active | [10 empty] | No | Not Applicable | Not Applicable | Commercial Water Heating | Water Heating.Electric | 3 | 1 |  |  |  | 238-51313-00 |  |  |  | 238-36612-00 | [6 empty] | Electric | Electric Resistance | 240 | 3 |  | Indoor |  | Floor Mounted |  | No | Not Applicable | 150 | Not Applicable |  |  |  | 1.5 | No | [7 empty] | 24 kW |  |  |  | 119 |  | 99 | On/Off | Not Applicable | [6 empty] | 430 | 39 | 32.25 | 73.25 | 447 | 1411 | 30.25 | 64.6875 |  |  |  |  | 66.375 |  |  | 6.9375 |  |  |  |  | 54.75 | [7 empty] | 52.625 | 1 | 48 | 48 | UL1453 | Yes | Yes | Yes | No | Not Applicable | [5 empty] | 40304 | COM ELEC CF | 8979876
CEHD1202433CCF-866 | CEHD120-24 | Bradford White | 671632895182 | Active | The ""-866"" indicates that these SKUs are designed and certified for Installation in Canada. | [9 empty] | No | Not Applicable | Not Applicable | Commercial Water Heating | Water Heating.Electric | 3 | 1 |  |  |  | 238-51313-00 |  |  |  | 238-36612-00 | [6 empty] | Electric | Electric Resistance | 240 | 3 |  | Indoor |  | Floor Mounted |  | No | Not Applicable | 150 | Not Applicable |  |  |  | 1.5 | No | [7 empty] | 24 kW |  |  |  | 119 |  | 99 | On/Off | Not Applicable | [6 empty] | 430 | 39 | 32.25 | 73.25 | 447 | 1411 | 30.25 | 64.6875 |  |  |  |  | 66.375 |  |  | 6.9375 |  |  |  |  | 54.75 | [7 empty] | 52.625 | 1 | 48 | 48 | UL174 | Yes | No | Yes | No | Not Applicable | 238-51917-00 |  |  |  |  | 40304 | COM ELEC CF
CEHD1202433FCF | CEHD120-24 | Bradford White | 671632878994 | Active | [10 empty] | No | Not Applicable | Not Applicable | Commercial Water Heating | Water Heating.Electric | 3 | 1 |  |  |  | 238-51313-00 |  |  |  | 238-36612-00 | [6 empty] | Electric | Electric Resistance | 380 | 3 |  | Indoor |  | Floor Mounted |  | No | Not Applicable | 150 | Not Applicable |  |  |  | 1.5 | No | [7 empty] | 24 kW |  |  |  | 119 |  | 99 | On/Off | Not Applicable | [6 empty] | 430 | 39 | 32.25 | 73.25 | 447 | 1411 | 30.25 | 64.6875 |  |  |  |  | 66.375 |  |  | 6.9375 |  |  |  |  | 54.75 | [7 empty] | 52.625 | 1 | 48 | 48 | UL1453 | Yes | Yes | Yes | No | Not Applicable | [5 empty] | 40304 | COM ELEC CF | 8979876
CEHD1202433GCF | CEHD120-24 | Bradford White | 671632883974 | Active | [10 empty] | No | Not Applicable | Not Applicable | Commercial Water Heating | Water Heating.Electric | 3 | 1 |  |  |  | 238-51313-00 |  |  |  | 238-36612-00 | [6 empty] | Electric | Electric Resistance | 415 | 3 |  | Indoor |  | Floor Mounted |  | No | Not Applicable | 150 | Not Applicable |  |  |  | 1.5 | No | [7 empty] | 24 kW |  |  |  | 119 |  | 99 | On/Off | Not Applicable | [6 empty] | 430 | 39 | 32.25 | 73.25 | 447 | 1411 | 30.25 | 64.6875 |  |  |  |  | 66.375 |  |  | 6.9375 |  |  |  |  | 54.75 | [7 empty] | 52.625 | 1 | 48 | 48 | UL1453 | Yes | Yes | Yes | No | Not Applicable | [5 empty] | 40304 | COM ELEC CF | 8979876
CEHD1202433HCF | CEHD120-24 | Bradford White | 671632865314 | Active | [10 empty] | No | Not Applicable | Not Applicable | Commercial Water Heating | Water Heating.Electric | 3 | 1 |  |  |  | 238-51313-00 |  |  |  | 238-36612-00 | [6 empty] | Electric | Electric Resistance | 480 | 3 |  | Indoor |  | Floor Mounted |  | No | Not Applicable | 150 | Not Applicable |  |  |  | 1.5 | No | [7 empty] | 24 kW |  |  |  | 119 |  | 99 | On/Off | Not Applicable | [6 empty] | 430 | 39 | 32.25 | 73.25 | 447 | 1411 | 30.25 | 64.6875 |  |  |  |  | 66.375 |  |  | 6.9375 |  |  |  |  | 54.75 | [7 empty] | 52.625 | 1 | 48 | 48 | UL1453 | Yes | Yes | Yes | No | Not Applicable | [5 empty] | 40304 | COM ELEC CF | 8979876
CEHD1202433HCF-866 | CEHD120-24 | Bradford White | 671632126521 | Active | The ""-866"" indicates that these SKUs are designed and certified for Installation in Canada. | [9 empty] | No | Not Applicable | Not Applicable | Commercial Water Heating | Water Heating.Electric | 3 | 1 |  |  |  | 238-51313-00 |  |  |  | 238-36612-00 | [6 empty] | Electric | Electric Resistance | 480 | 3 |  | Indoor |  | Floor Mounted |  | No | Not Applicable | 150 | Not Applicable |  |  |  | 1.5 | No | [7 empty] | 24 kW |  |  |  | 119 |  | 99 | On/Off | Not Applicable | [6 empty] | 430 | 39 | 32.25 | 73.25 | 447 | 1411 | 30.25 | 64.6875 |  |  |  |  | 66.375 |  |  | 6.9375 |  |  |  |  | 54.75 | [7 empty] | 52.625 | 1 | 48 | 48 | UL174 | Yes | No | Yes | No | Not Applicable | 238-51917-00 |  |  |  |  | 40304 | COM ELEC CF
CEHD1202433JCF-866 | CEHD120-24 | Bradford White | 671632892129 | Active | The ""-866"" indicates that these SKUs are designed and certified for Installation in Canada. | [9 empty] | No | Not Applicable | Not Applicable | Commercial Water Heating | Water Heating.Electric | 3 | 1 |  |  |  | 238-51313-00 |  |  |  | 238-36612-00 | [6 empty] | Electric | Electric Resistance | 600 | 3 |  | Indoor |  | Floor Mounted |  | No | Not Applicable | 150 | Not Applicable |  |  |  | 1.5 | No | [7 empty] | 24 kW |  |  |  | 119 |  | 99 | On/Off | Not Applicable | [6 empty] | 430 | 39 | 32.25 | 73.25 | 447 | 1411 | 30.25 | 64.6875 |  |  |  |  | 66.375 |  |  | 6.9375 |  |  |  |  | 54.75 | [7 empty] | 52.625 | 1 | 48 | 48 | UL174 | Yes | No | Yes | No | Not Applicable | 238-51917-00 |  |  |  |  | 40304 | COM ELEC CF
CEHD1202433LCF | CEHD120-24 | Bradford White | 671632856794 | Active | [10 empty] | No | Not Applicable | Not Applicable | Commercial Water Heating | Water Heating.Electric | 3 | 1 |  |  |  | 238-51313-00 |  |  |  | 238-36612-00 | [6 empty] | Electric | Electric Resistance | 208 | 3 |  | Indoor |  | Floor Mounted |  | No | Not Applicable | 150 | Not Applicable |  |  |  | 1.5 | No | [7 empty] | 24 kW |  |  |  | 119 |  | 99 | On/Off | Not Applicable | [6 empty] | 430 | 39 | 32.25 | 73.25 | 447 | 1411 | 30.25 | 64.6875 |  |  |  |  | 66.375 |  |  | 6.9375 |  |  |  |  | 54.75 | [7 empty] | 52.625 | 1 | 48 | 48 | UL1453 | Yes | Yes | Yes | No | Not Applicable | [5 empty] | 40304 | COM ELEC CF | 8979876
CEHD1202433LCF-866 | CEHD120-24 | Bradford White | 671632896110 | Active | The ""-866"" indicates that these SKUs are designed and certified for Installation in Canada. | [9 empty] | No | Not Applicable | Not Applicable | Commercial Water Heating | Water Heating.Electric | 3 | 1 |  |  |  | 238-51313-00 |  |  |  | 238-36612-00 | [6 empty] | Electric | Electric Resistance | 208 | 3 |  | Indoor |  | Floor Mounted |  | No | Not Applicable | 150 | Not Applicable |  |  |  | 1.5 | No | [7 empty] | 24 kW |  |  |  | 119 |  | 99 | On/Off | Not Applicable | [6 empty] | 430 | 39 | 32.25 | 73.25 | 447 | 1411 | 30.25 | 64.6875 |  |  |  |  | 66.375 |  |  | 6.9375 |  |  |  |  | 54.75 | [7 empty] | 52.625 | 1 | 48 | 48 | UL174 | Yes | No | Yes | No | Not Applicable | 238-51917-00 |  |  |  |  | 40304 | COM ELEC CF
CEHD1202453HCF | CEHD120-24 | Bradford White | 671632634453 | Active | [10 empty] | No | Not Applicable | Not Applicable | Commercial Water Heating | Water Heating.Electric | 5 | 1 |  |  |  | 238-51313-00 |  |  |  | 238-36612-00 | [6 empty] | Electric | Electric Resistance | 480 | 3 |  | Indoor |  | Floor Mounted |  | No | Not Applicable | 150 | Not Applicable |  |  |  | 1.5 | No | [7 empty] | 24 kW |  |  |  | 119 |  | 99 | On/Off | Not Applicable | [6 empty] | 430 | 39 | 32.25 | 73.25 | 447 | 1411 | 30.25 | 64.6875 |  |  |  |  | 66.375 |  |  | 6.9375 |  |  |  |  | 54.75 | [7 empty] | 52.625 | 1 | 48 | 48 | UL174 | Yes | Yes | Yes | No | Not Applicable | [5 empty] | 40304 | COM ELEC CF | 8979876
CEHD1202453LCF | CEHD120-24 | Bradford White | 671632322688 | Active | [10 empty] | No | Not Applicable | Not Applicable | Commercial Water Heating | Water Heating.Electric | 5 | 1 |  |  |  | 238-51313-00 |  |  |  | 238-36612-00 | [6 empty] | Electric | Electric Resistance | 208 | 3 |  | Indoor |  | Floor Mounted |  | No | Not Applicable | 150 | Not Applicable |  |  |  | 1.5 | No | [7 empty] | 24 kW |  |  |  | 119 |  | 99 | On/Off | Not Applicable | [6 empty] | 430 | 39 | 32.25 | 73.25 | 447 | 1411 | 30.25 | 64.6875 |  |  |  |  | 66.375 |  |  | 6.9375 |  |  |  |  | 54.75 | [7 empty] | 52.625 | 1 | 48 | 48 | UL1453 | Yes | Yes | Yes | No | Not Applicable | [5 empty] | 40304 | COM ELEC CF | 8979876
CEHD1202731ECF | CEHD120-27 | Bradford White | 671632868001 | Active | [10 empty] | No | Not Applicable | Not Applicable | Commercial Water Heating | Water Heating.Electric | 3 | 1 |  |  |  | 238-51313-00 |  |  |  | 238-36612-00 | [6 empty] | Electric | Electric Resistance | 277 | 1 |  | Indoor |  | Floor Mounted |  | No | Not Applicable | 150 | Not Applicable |  |  |  | 1.5 | No | [7 empty] | 27 kW |  |  |  | 119 |  | 112 | On/Off | Not Applicable | [6 empty] | 430 | 39 | 32.25 | 73.25 | 447 | 1411 | 30.25 | 64.6875 |  |  |  |  | 66.375 |  |  | 6.9375 |  |  |  |  | 54.75 | [7 empty] | 52.625 | 1 | 48 | 48 | UL1453 | Yes | Yes | Yes | No | Not Applicable | [5 empty] | 40304 | COM ELEC CF | 8979876
CEHD1202733CCF | CEHD120-27 | Bradford White | 671632887682 | Active | [10 empty] | No | Not Applicable | Not Applicable | Commercial Water Heating | Water Heating.Electric | 3 | 1 |  |  |  | 238-51313-00 |  |  |  | 238-36612-00 | [6 empty] | Electric | Electric Resistance | 240 | 3 |  | Indoor |  | Floor Mounted |  | No | Not Applicable | 150 | Not Applicable |  |  |  | 1.5 | No | [7 empty] | 27 kW |  |  |  | 119 |  | 112 | On/Off | Not Applicable | [6 empty] | 430 | 39 | 32.25 | 73.25 | 447 | 1411 | 30.25 | 64.6875 |  |  |  |  | 66.375 |  |  | 6.9375 |  |  |  |  | 54.75 | [7 empty] | 52.625 | 1 | 48 | 48 | UL1453 | Yes | Yes | Yes | No | Not Applicable | [5 empty] | 40304 | COM ELEC CF | 8979876
CEHD1202733CCF-866 | CEHD120-27 | Bradford White | 671632898206 | Active | The ""-866"" indicates that these SKUs are designed and certified for Installation in Canada. | [9 empty] | No | Not Applicable | Not Applicable | Commercial Water Heating | Water Heating.Electric | 3 | 1 |  |  |  | 238-51313-00 |  |  |  | 238-36612-00 | [6 empty] | Electric | Electric Resistance | 240 | 3 |  | Indoor |  | Floor Mounted |  | No | Not Applicable | 150 | Not Applicable |  |  |  | 1.5 | No | [7 empty] | 27 kW |  |  |  | 119 |  | 112 | On/Off | Not Applicable | [6 empty] | 430 | 39 | 32.25 | 73.25 | 447 | 1411 | 30.25 | 64.6875 |  |  |  |  | 66.375 |  |  | 6.9375 |  |  |  |  | 54.75 | [7 empty] | 52.625 | 1 | 48 | 48 | UL174 | Yes | No | Yes | No | Not Applicable | 238-51917-00 |  |  |  |  | 40304 | COM ELEC CF
CEHD1202733FCF | CEHD120-27 | Bradford White | 671632890101 | Active | [10 empty] | No | Not Applicable | Not Applicable | Commercial Water Heating | Water Heating.Electric | 3 | 1 |  |  |  | 238-51313-00 |  |  |  | 238-36612-00 | [6 empty] | Electric | Electric Resistance | 380 | 3 |  | Indoor |  | Floor Mounted |  | No | Not Applicable | 150 | Not Applicable |  |  |  | 1.5 | No | [7 empty] | 27 kW |  |  |  | 119 |  | 112 | On/Off | Not Applicable | [6 empty] | 430 | 39 | 32.25 | 73.25 | 447 | 1411 | 30.25 | 64.6875 |  |  |  |  | 66.375 |  |  | 6.9375 |  |  |  |  | 54.75 | [7 empty] | 52.625 | 1 | 48 | 48 | UL1453 | Yes | Yes | Yes | No | Not Applicable | [5 empty] | 40304 | COM ELEC CF | 8979876
CEHD1202733GCF | CEHD120-27 | Bradford White | 671632560653 | Active | [10 empty] | No | Not Applicable | Not Applicable | Commercial Water Heating | Water Heating.Electric | 3 | 1 |  |  |  | 238-51313-00 |  |  |  | 238-36612-00 | [6 empty] | Electric | Electric Resistance | 415 | 3 |  | Indoor |  | Floor Mounted |  | No | Not Applicable | 150 | Not Applicable |  |  |  | 1.5 | No | [7 empty] | 27 kW |  |  |  | 119 |  | 112 | On/Off | Not Applicable | [6 empty] | 430 | 39 | 32.25 | 73.25 | 447 | 1411 | 30.25 | 64.6875 |  |  |  |  | 66.375 |  |  | 6.9375 |  |  |  |  | 54.75 | [7 empty] | 52.625 | 1 | 48 | 48 | UL174 | Yes | Yes | Yes | No | Not Applicable | [5 empty] | 40304 | COM ELEC CF | 8979876
CEHD1202733HCF | CEHD120-27 | Bradford White | 671632861354 | Active | [10 empty] | No | Not Applicable | Not Applicable | Commercial Water Heating | Water Heating.Electric | 3 | 1 |  |  |  | 238-51313-00 |  |  |  | 238-36612-00 | [6 empty] | Electric | Electric Resistance | 480 | 3 |  | Indoor |  | Floor Mounted |  | No | Not Applicable | 150 | Not Applicable |  |  |  | 1.5 | No | [7 empty] | 27 kW |  |  |  | 119 |  | 112 | On/Off | Not Applicable | [6 empty] | 430 | 39 | 32.25 | 73.25 | 447 | 1411 | 30.25 | 64.6875 |  |  |  |  | 66.375 |  |  | 6.9375 |  |  |  |  | 54.75 | [7 empty] | 52.625 | 1 | 48 | 48 | UL1453 | Yes | Yes | Yes | No | Not Applicable | [5 empty] | 40304 | COM ELEC CF | 8979876
CEHD1202733HCF-866 | CEHD120-27 | Bradford White | 671632890866 | Active | The ""-866"" indicates that these SKUs are designed and certified for Installation in Canada. | [9 empty] | No | Not Applicable | Not Applicable | Commercial Water Heating | Water Heating.Electric | 3 | 1 |  |  |  | 238-51313-00 |  |  |  | 238-36612-00 | [6 empty] | Electric | Electric Resistance | 480 | 3 |  | Indoor |  | Floor Mounted |  | No | Not Applicable | 150 | Not Applicable |  |  |  | 1.5 | No | [7 empty] | 27 kW |  |  |  | 119 |  | 112 | On/Off | Not Applicable | [6 empty] | 430 | 39 | 32.25 | 73.25 | 447 | 1411 | 30.25 | 64.6875 |  |  |  |  | 66.375 |  |  | 6.9375 |  |  |  |  | 54.75 | [7 empty] | 52.625 | 1 | 48 | 48 | UL174 | Yes | No | Yes | No | Not Applicable | 238-51917-00 |  |  |  |  | 40304 | COM ELEC CF
CEHD1202733JCF-866 | CEHD120-27 | Bradford White | 671632917396 | Active | The ""-866"" indicates that these SKUs are designed and certified for Installation in Canada. | [9 empty] | No | Not Applicable | Not Applicable | Commercial Water Heating | Water Heating.Electric | 3 | 1 |  |  |  | 238-51313-00 |  |  |  | 238-36612-00 | [6 empty] | Electric | Electric Resistance | 600 | 3 |  | Indoor |  | Floor Mounted |  | No | Not Applicable | 150 | Not Applicable |  |  |  | 1.5 | No | [7 empty] | 27 kW |  |  |  | 119 |  | 112 | On/Off | Not Applicable | [6 empty] | 430 | 39 | 32.25 | 73.25 | 447 | 1411 | 30.25 | 64.6875 |  |  |  |  | 66.375 |  |  | 6.9375 |  |  |  |  | 54.75 | [7 empty] | 52.625 | 1 | 48 | 48 | UL174 | Yes | No | Yes | No | Not Applicable | 238-51917-00 |  |  |  |  | 40304 | COM ELEC CF
CEHD1202733LCF | CEHD120-27 | Bradford White | 671632865956 | Active | [10 empty] | No | Not Applicable | Not Applicable | Commercial Water Heating | Water Heating.Electric | 3 | 1 |  |  |  | 238-51313-00 |  |  |  | 238-36612-00 | [6 empty] | Electric | Electric Resistance | 208 | 3 |  | Indoor |  | Floor Mounted |  | No | Not Applicable | 150 | Not Applicable |  |  |  | 1.5 | No | [7 empty] | 27 kW |  |  |  | 119 |  | 112 | On/Off | Not Applicable | [6 empty] | 430 | 39 | 32.25 | 73.25 | 447 | 1411 | 30.25 | 64.6875 |  |  |  |  | 66.375 |  |  | 6.9375 |  |  |  |  | 54.75 | [7 empty] | 52.625 | 1 | 48 | 48 | UL1453 | Yes | Yes | Yes | No | Not Applicable | [5 empty] | 40304 | COM ELEC CF | 8979876
CEHD1202733LCF-866 | CEHD120-27 | Bradford White | 671632905720 | Active | The ""-866"" indicates that these SKUs are designed and certified for Installation in Canada. | [9 empty] | No | Not Applicable | Not Applicable | Commercial Water Heating | Water Heating.Electric | 3 | 1 |  |  |  | 238-51313-00 |  |  |  | 238-36612-00 | [6 empty] | Electric | Electric Resistance | 208 | 3 |  | Indoor |  | Floor Mounted |  | No | Not Applicable | 150 | Not Applicable |  |  |  | 1.5 | No | [7 empty] | 27 kW |  |  |  | 119 |  | 112 | On/Off | Not Applicable | [6 empty] | 430 | 39 | 32.25 | 73.25 | 447 | 1411 | 30.25 | 64.6875 |  |  |  |  | 66.375 |  |  | 6.9375 |  |  |  |  | 54.75 | [7 empty] | 52.625 | 1 | 48 | 48 | UL174 | Yes | No | Yes | No | Not Applicable | 238-51917-00 |  |  |  |  | 40304 | COM ELEC CF
CEHD1202753HCF | CEHD120-27 | Bradford White | 671632890088 | Active | [10 empty] | No | Not Applicable | Not Applicable | Commercial Water Heating | Water Heating.Electric | 5 | 1 |  |  |  | 238-51313-00 |  |  |  | 238-36612-00 | [6 empty] | Electric | Electric Resistance | 480 | 3 |  | Indoor |  | Floor Mounted |  | No | Not Applicable | 150 | Not Applicable |  |  |  | 1.5 | No | [7 empty] | 27 kW |  |  |  | 119 |  | 112 | On/Off | Not Applicable | [6 empty] | 430 | 39 | 32.25 | 73.25 | 447 | 1411 | 30.25 | 64.6875 |  |  |  |  | 66.375 |  |  | 6.9375 |  |  |  |  | 54.75 | [7 empty] | 52.625 | 1 | 48 | 48 | UL1453 | Yes | Yes | Yes | No | Not Applicable | [5 empty] | 40304 | COM ELEC CF | 8979876
CEHD1203033CCF | CEHD120-30 | Bradford White | 671632878659 | Active | [10 empty] | No | Not Applicable | Not Applicable | Commercial Water Heating | Water Heating.Electric | 3 | 1 |  |  |  | 238-51313-00 |  |  |  | 238-36612-00 | [6 empty] | Electric | Electric Resistance | 240 | 3 |  | Indoor |  | Floor Mounted |  | No | Not Applicable | 150 | Not Applicable |  |  |  | 1.5 | No | [7 empty] | 30 kW |  |  |  | 119 |  | 124 | On/Off | Not Applicable | [6 empty] | 430 | 39 | 32.25 | 73.25 | 447 | 1411 | 30.25 | 64.6875 |  |  |  |  | 66.375 |  |  | 6.9375 |  |  |  |  | 54.75 | [7 empty] | 52.625 | 1 | 48 | 48 | UL1453 | Yes | Yes | Yes | No | Not Applicable | [5 empty] | 40304 | COM ELEC CF | 8979876
CEHD1203033CCF-866 | CEHD120-30 | Bradford White | 671632895199 | Active | The ""-866"" indicates that these SKUs are designed and certified for Installation in Canada. | [9 empty] | No | Not Applicable | Not Applicable | Commercial Water Heating | Water Heating.Electric | 3 | 1 |  |  |  | 238-51313-00 |  |  |  | 238-36612-00 | [6 empty] | Electric | Electric Resistance | 240 | 3 |  | Indoor |  | Floor Mounted |  | No | Not Applicable | 150 | Not Applicable |  |  |  | 1.5 | No | [7 empty] | 30 kW |  |  |  | 119 |  | 124 | On/Off | Not Applicable | [6 empty] | 430 | 39 | 32.25 | 73.25 | 447 | 1411 | 30.25 | 64.6875 |  |  |  |  | 66.375 |  |  | 6.9375 |  |  |  |  | 54.75 | [7 empty] | 52.625 | 1 | 48 | 48 | UL174 | Yes | No | Yes | No | Not Applicable | 238-51917-00 |  |  |  |  | 40304 | COM ELEC CF
CEHD1203033FCF | CEHD120-30 | Bradford White | 671632321193 | Active | [10 empty] | No | Not Applicable | Not Applicable | Commercial Water Heating | Water Heating.Electric | 3 | 1 |  |  |  | 238-51313-00 |  |  |  | 238-36612-00 | [6 empty] | Electric | Electric Resistance | 380 | 3 |  | Indoor |  | Floor Mounted |  | No | Not Applicable | 150 | Not Applicable |  |  |  | 1.5 | No | [7 empty] | 30 kW |  |  |  | 119 |  | 124 | On/Off | Not Applicable | [6 empty] | 430 | 39 | 32.25 | 73.25 | 447 | 1411 | 30.25 | 64.6875 |  |  |  |  | 66.375 |  |  | 6.9375 |  |  |  |  | 54.75 | [7 empty] | 52.625 | 1 | 48 | 48 | UL1453 | Yes | Yes | Yes | No | Not Applicable | [5 empty] | 40304 | COM ELEC CF | 8979876
CEHD1203033GCF | CEHD120-30 | Bradford White | 671632559336 | Active | [10 empty] | No | Not Applicable | Not Applicable | Commercial Water Heating | Water Heating.Electric | 3 | 1 |  |  |  | 238-51313-00 |  |  |  | 238-36612-00 | [6 empty] | Electric | Electric Resistance | 415 | 3 |  | Indoor |  | Floor Mounted |  | No | Not Applicable | 150 | Not Applicable |  |  |  | 1.5 | No | [7 empty] | 30 kW |  |  |  | 119 |  | 124 | On/Off | Not Applicable | [6 empty] | 430 | 39 | 32.25 | 73.25 | 447 | 1411 | 30.25 | 64.6875 |  |  |  |  | 66.375 |  |  | 6.9375 |  |  |  |  | 54.75 | [7 empty] | 52.625 | 1 | 48 | 48 | UL174 | Yes | Yes | Yes | No | Not Applicable | [5 empty] | 40304 | COM ELEC CF | 8979876
CEHD1203033HCF | CEHD120-30 | Bradford White | 671632856916 | Active | [10 empty] | No | Not Applicable | Not Applicable | Commercial Water Heating | Water Heating.Electric | 3 | 1 |  |  |  | 238-51313-00 |  |  |  | 238-36612-00 | [6 empty] | Electric | Electric Resistance | 480 | 3 |  | Indoor |  | Floor Mounted |  | No | Not Applicable | 150 | Not Applicable |  |  |  | 1.5 | No | [7 empty] | 30 kW |  |  |  | 119 |  | 124 | On/Off | Not Applicable | [6 empty] | 430 | 39 | 32.25 | 73.25 | 447 | 1411 | 30.25 | 64.6875 |  |  |  |  | 66.375 |  |  | 6.9375 |  |  |  |  | 54.75 | [7 empty] | 52.625 | 1 | 48 | 48 | UL1453 | Yes | Yes | Yes | No | Not Applicable | [5 empty] | 40304 | COM ELEC CF | 8979876
CEHD1203033HCF-866 | CEHD120-30 | Bradford White | 671632671595 | Active | The ""-866"" indicates that these SKUs are designed and certified for Installation in Canada. | [9 empty] | No | Not Applicable | Not Applicable | Commercial Water Heating | Water Heating.Electric | 3 | 1 |  |  |  | 238-51313-00 |  |  |  | 238-36612-00 | [6 empty] | Electric | Electric Resistance | 480 | 3 |  | Indoor |  | Floor Mounted |  | No | Not Applicable | 150 | Not Applicable |  |  |  | 1.5 | No | [7 empty] | 30 kW |  |  |  | 119 |  | 124 | On/Off | Not Applicable | [6 empty] | 430 | 39 | 32.25 | 73.25 | 447 | 1411 | 30.25 | 64.6875 |  |  |  |  | 66.375 |  |  | 6.9375 |  |  |  |  | 54.75 | [7 empty] | 52.625 | 1 | 48 | 48 | UL174 | Yes | No | Yes | No | Not Applicable | 238-51917-00 |  |  |  |  | 40304 | COM ELEC CF
CEHD1203033JCF | CEHD120-30 | Bradford White | 671632906260 | Active | [10 empty] | No | Not Applicable | Not Applicable | Commercial Water Heating | Water Heating.Electric | 3 | 1 |  |  |  | 238-51313-00 |  |  |  | 238-36612-00 | [6 empty] | Electric | Electric Resistance | 600 | 3 |  | Indoor |  | Floor Mounted |  | No | Not Applicable | 150 | Not Applicable |  |  |  | 1.5 | No | [7 empty] | 30 kW |  |  |  | 119 |  | 124 | On/Off | Not Applicable | [6 empty] | 430 | 39 | 32.25 | 73.25 | 447 | 1411 | 30.25 | 64.6875 |  |  |  |  | 66.375 |  |  | 6.9375 |  |  |  |  | 54.75 | [7 empty] | 52.625 | 1 | 48 | 48 | UL1453 | Yes | Yes | Yes | No | Not Applicable | [5 empty] | 40304 | COM ELEC CF | 8979876
CEHD1203033JCF-866 | CEHD120-30 | Bradford White | 671632892228 | Active | The ""-866"" indicates that these SKUs are designed and certified for Installation in Canada. | [9 empty] | No | Not Applicable | Not Applicable | Commercial Water Heating | Water Heating.Electric | 3 | 1 |  |  |  | 238-51313-00 |  |  |  | 238-36612-00 | [6 empty] | Electric | Electric Resistance | 600 | 3 |  | Indoor |  | Floor Mounted |  | No | Not Applicable | 150 | Not Applicable |  |  |  | 1.5 | No | [7 empty] | 30 kW |  |  |  | 119 |  | 124 | On/Off | Not Applicable | [6 empty] | 430 | 39 | 32.25 | 73.25 | 447 | 1411 | 30.25 | 64.6875 |  |  |  |  | 66.375 |  |  | 6.9375 |  |  |  |  | 54.75 | [7 empty] | 52.625 | 1 | 48 | 48 | UL174 | Yes | No | Yes | No | Not Applicable | 238-51917-00 |  |  |  |  | 40304 | COM ELEC CF
CEHD1203033LCF | CEHD120-30 | Bradford White | 671632868575 | Active | [10 empty] | No | Not Applicable | Not Applicable | Commercial Water Heating | Water Heating.Electric | 3 | 1 |  |  |  | 238-51313-00 |  |  |  | 238-36612-00 | [6 empty] | Electric | Electric Resistance | 208 | 3 |  | Indoor |  | Floor Mounted |  | No | Not Applicable | 150 | Not Applicable |  |  |  | 1.5 | No | [7 empty] | 30 kW |  |  |  | 119 |  | 124 | On/Off | Not Applicable | [6 empty] | 430 | 39 | 32.25 | 73.25 | 447 | 1411 | 30.25 | 64.6875 |  |  |  |  | 66.375 |  |  | 6.9375 |  |  |  |  | 54.75 | [7 empty] | 52.625 | 1 | 48 | 48 | UL1453 | Yes | Yes | Yes | No | Not Applicable | [5 empty] | 40304 | COM ELEC CF | 8979876
CEHD1203033LCF-866 | CEHD120-30 | Bradford White | 671632905836 | Active | The ""-866"" indicates that these SKUs are designed and certified for Installation in Canada. | [9 empty] | No | Not Applicable | Not Applicable | Commercial Water Heating | Water Heating.Electric | 3 | 1 |  |  |  | 238-51313-00 |  |  |  | 238-36612-00 | [6 empty] | Electric | Electric Resistance | 208 | 3 |  | Indoor |  | Floor Mounted |  | No | Not Applicable | 150 | Not Applicable |  |  |  | 1.5 | No | [7 empty] | 30 kW |  |  |  | 119 |  | 124 | On/Off | Not Applicable | [6 empty] | 430 | 39 | 32.25 | 73.25 | 447 | 1411 | 30.25 | 64.6875 |  |  |  |  | 66.375 |  |  | 6.9375 |  |  |  |  | 54.75 | [7 empty] | 52.625 | 1 | 48 | 48 | UL174 | Yes | No | Yes | No | Not Applicable | 238-51917-00 |  |  |  |  | 40304 | COM ELEC CF
CEHD1203053HCF | CEHD120-30 | Bradford White | 671632897155 | Active | [10 empty] | No | Not Applicable | Not Applicable | Commercial Water Heating | Water Heating.Electric | 5 | 1 |  |  |  | 238-51313-00 |  |  |  | 238-36612-00 | [6 empty] | Electric | Electric Resistance | 480 | 3 |  | Indoor |  | Floor Mounted |  | No | Not Applicable | 150 | Not Applicable |  |  |  | 1.5 | No | [7 empty] | 30 kW |  |  |  | 119 |  | 124 | On/Off | Not Applicable | [6 empty] | 430 | 39 | 32.25 | 73.25 | 447 | 1411 | 30.25 | 64.6875 |  |  |  |  | 66.375 |  |  | 6.9375 |  |  |  |  | 54.75 | [7 empty] | 52.625 | 1 | 48 | 48 | UL1453 | Yes | Yes | Yes | No | Not Applicable | [5 empty] | 40304 | COM ELEC CF | 8979876
CEHD1203053LCF | CEHD120-30 | Bradford White | 671632904396 | Active | [10 empty] | No | Not Applicable | Not Applicable | Commercial Water Heating | Water Heating.Electric | 5 | 1 |  |  |  | 238-51313-00 |  |  |  | 238-36612-00 | [6 empty] | Electric | Electric Resistance | 208 | 3 |  | Indoor |  | Floor Mounted |  | No | Not Applicable | 150 | Not Applicable |  |  |  | 1.5 | No | [7 empty] | 30 kW |  |  |  | 119 |  | 124 | On/Off | Not Applicable | [6 empty] | 430 | 39 | 32.25 | 73.25 | 447 | 1411 | 30.25 | 64.6875 |  |  |  |  | 66.375 |  |  | 6.9375 |  |  |  |  | 54.75 | [7 empty] | 52.625 | 1 | 48 | 48 | UL1453 | Yes | Yes | Yes | No | Not Applicable | [5 empty] | 40304 | COM ELEC CF | 8979876
CEHD1203633CCF | CEHD120-36 | Bradford White | 671632856923 | Active | [10 empty] | No | Not Applicable | Not Applicable | Commercial Water Heating | Water Heating.Electric | 3 | 1 |  |  |  | 238-51313-00 |  |  |  | 238-36612-00 | [6 empty] | Electric | Electric Resistance | 240 | 3 |  | Indoor |  | Floor Mounted |  | No | Not Applicable | 150 | Not Applicable |  |  |  | 1.5 | No | [7 empty] | 36 kW |  |  |  | 119 |  | 149 | On/Off | Not Applicable | [6 empty] | 430 | 39 | 32.25 | 73.25 | 447 | 1411 | 30.25 | 64.6875 |  |  |  |  | 66.375 |  |  | 6.9375 |  |  |  |  | 54.75 | [7 empty] | 52.625 | 1 | 48 | 48 | UL1453 | Yes | Yes | Yes | No | Not Applicable | [5 empty] | 40304 | COM ELEC CF | 8979876
CEHD1203633CCF-866 | CEHD120-36 | Bradford White | 671632895205 | Active | The ""-866"" indicates that these SKUs are designed and certified for Installation in Canada. | [9 empty] | No | Not Applicable | Not Applicable | Commercial Water Heating | Water Heating.Electric | 3 | 1 |  |  |  | 238-51313-00 |  |  |  | 238-36612-00 | [6 empty] | Electric | Electric Resistance | 240 | 3 |  | Indoor |  | Floor Mounted |  | No | Not Applicable | 150 | Not Applicable |  |  |  | 1.5 | No | [7 empty] | 36 kW |  |  |  | 119 |  | 149 | On/Off | Not Applicable | [6 empty] | 430 | 39 | 32.25 | 73.25 | 447 | 1411 | 30.25 | 64.6875 |  |  |  |  | 66.375 |  |  | 6.9375 |  |  |  |  | 54.75 | [7 empty] | 52.625 | 1 | 48 | 48 | UL174 | Yes | No | Yes | No | Not Applicable | 238-51917-00 |  |  |  |  | 40304 | COM ELEC CF
CEHD1203633FCF | CEHD120-36 | Bradford White | 671632876006 | Active | [10 empty] | No | Not Applicable | Not Applicable | Commercial Water Heating | Water Heating.Electric | 3 | 1 |  |  |  | 238-51313-00 |  |  |  | 238-36612-00 | [6 empty] | Electric | Electric Resistance | 380 | 3 |  | Indoor |  | Floor Mounted |  | No | Not Applicable | 150 | Not Applicable |  |  |  | 1.5 | No | [7 empty] | 36 kW |  |  |  | 119 |  | 149 | On/Off | Not Applicable | [6 empty] | 430 | 39 | 32.25 | 73.25 | 447 | 1411 | 30.25 | 64.6875 |  |  |  |  | 66.375 |  |  | 6.9375 |  |  |  |  | 54.75 | [7 empty] | 52.625 | 1 | 48 | 48 | UL1453 | Yes | Yes | Yes | No | Not Applicable | [5 empty] | 40304 | COM ELEC CF | 8979876
CEHD1203633GCF | CEHD120-36 | Bradford White | 671632864782 | Active | [10 empty] | No | Not Applicable | Not Applicable | Commercial Water Heating | Water Heating.Electric | 3 | 1 |  |  |  | 238-51313-00 |  |  |  | 238-36612-00 | [6 empty] | Electric | Electric Resistance | 415 | 3 |  | Indoor |  | Floor Mounted |  | No | Not Applicable | 150 | Not Applicable |  |  |  | 1.5 | No | [7 empty] | 36 kW |  |  |  | 119 |  | 149 | On/Off | Not Applicable | [6 empty] | 430 | 39 | 32.25 | 73.25 | 447 | 1411 | 30.25 | 64.6875 |  |  |  |  | 66.375 |  |  | 6.9375 |  |  |  |  | 54.75 | [7 empty] | 52.625 | 1 | 48 | 48 | UL1453 | Yes | Yes | Yes | No | Not Applicable | [5 empty] | 40304 | COM ELEC CF | 8979876
CEHD1203633HCF | CEHD120-36 | Bradford White | 671632824144 | Active | [10 empty] | No | Not Applicable | Not Applicable | Commercial Water Heating | Water Heating.Electric | 3 | 1 |  |  |  | 238-51313-00 |  |  |  | 238-36612-00 | [6 empty] | Electric | Electric Resistance | 480 | 3 |  | Indoor |  | Floor Mounted |  | No | Not Applicable | 150 | Not Applicable |  |  |  | 1.5 | No | [7 empty] | 36 kW |  |  |  | 119 |  | 149 | On/Off | Not Applicable | [6 empty] | 430 | 39 | 32.25 | 73.25 | 447 | 1411 | 30.25 | 64.6875 |  |  |  |  | 66.375 |  |  | 6.9375 |  |  |  |  | 54.75 | [7 empty] | 52.625 | 1 | 48 | 48 | UL1453 | Yes | Yes | Yes | No | Not Applicable | [5 empty] | 40304 | COM ELEC CF | 8979876
CEHD1203633JCF-866 | CEHD120-36 | Bradford White | 671632892143 | Active | The ""-866"" indicates that these SKUs are designed and certified for Installation in Canada. | [9 empty] | No | Not Applicable | Not Applicable | Commercial Water Heating | Water Heating.Electric | 3 | 1 |  |  |  | 238-51313-00 |  |  |  | 238-36612-00 | [6 empty] | Electric | Electric Resistance | 600 | 3 |  | Indoor |  | Floor Mounted |  | No | Not Applicable | 150 | Not Applicable |  |  |  | 1.5 | No | [7 empty] | 36 kW |  |  |  | 119 |  | 149 | On/Off | Not Applicable | [6 empty] | 430 | 39 | 32.25 | 73.25 | 447 | 1411 | 30.25 | 64.6875 |  |  |  |  | 66.375 |  |  | 6.9375 |  |  |  |  | 54.75 | [7 empty] | 52.625 | 1 | 48 | 48 | UL174 | Yes | No | Yes | No | Not Applicable | 238-51917-00 |  |  |  |  | 40304 | COM ELEC CF
CEHD1203633LCF | CEHD120-36 | Bradford White | 671632824151 | Active | [10 empty] | No | Not Applicable | Not Applicable | Commercial Water Heating | Water Heating.Electric | 3 | 1 |  |  |  | 238-51313-00 |  |  |  | 238-36612-00 | [6 empty] | Electric | Electric Resistance | 208 | 3 |  | Indoor |  | Floor Mounted |  | No | Not Applicable | 150 | Not Applicable |  |  |  | 1.5 | No | [7 empty] | 36 kW |  |  |  | 119 |  | 149 | On/Off | Not Applicable | [6 empty] | 430 | 39 | 32.25 | 73.25 | 447 | 1411 | 30.25 | 64.6875 |  |  |  |  | 66.375 |  |  | 6.9375 |  |  |  |  | 54.75 | [7 empty] | 52.625 | 1 | 48 | 48 | UL1453 | Yes | Yes | Yes | No | Not Applicable | [5 empty] | 40304 | COM ELEC CF | 8979876
CEHD1203633LCF-866 | CEHD120-36 | Bradford White | 671632892235 | Active | The ""-866"" indicates that these SKUs are designed and certified for Installation in Canada. | [9 empty] | No | Not Applicable | Not Applicable | Commercial Water Heating | Water Heating.Electric | 3 | 1 |  |  |  | 238-51313-00 |  |  |  | 238-36612-00 | [6 empty] | Electric | Electric Resistance | 208 | 3 |  | Indoor |  | Floor Mounted |  | No | Not Applicable | 150 | Not Applicable |  |  |  | 1.5 | No | [7 empty] | 36 kW |  |  |  | 119 |  | 149 | On/Off | Not Applicable | [6 empty] | 430 | 39 | 32.25 | 73.25 | 447 | 1411 | 30.25 | 64.6875 |  |  |  |  | 66.375 |  |  | 6.9375 |  |  |  |  | 54.75 | [7 empty] | 52.625 | 1 | 48 | 48 | UL174 | Yes | No | Yes | No | Not Applicable | 238-51917-00 |  |  |  |  | 40304 | COM ELEC CF
CEHD1203653CCF | CEHD120-36 | Bradford White | 671632553198 | Active | [10 empty] | No | Not Applicable | Not Applicable | Commercial Water Heating | Water Heating.Electric | 5 | 1 |  |  |  | 238-51313-00 |  |  |  | 238-36612-00 | [6 empty] | Electric | Electric Resistance | 240 | 3 |  | Indoor |  | Floor Mounted |  | No | Not Applicable | 150 | Not Applicable |  |  |  | 1.5 | No | [7 empty] | 36 kW |  |  |  | 119 |  | 149 | On/Off | Not Applicable | [6 empty] | 430 | 39 | 32.25 | 73.25 | 447 | 1411 | 30.25 | 64.6875 |  |  |  |  | 66.375 |  |  | 6.9375 |  |  |  |  | 54.75 | [7 empty] | 52.625 | 1 | 48 | 48 | UL1453 | Yes | Yes | Yes | No | Not Applicable | [5 empty] | 40304 | COM ELEC CF | 8979876
CEHD1203653HCF | CEHD120-36 | Bradford White | 671632656127 | Active | [10 empty] | No | Not Applicable | Not Applicable | Commercial Water Heating | Water Heating.Electric | 5 | 1 |  |  |  | 238-51313-00 |  |  |  | 238-36612-00 | [6 empty] | Electric | Electric Resistance | 480 | 3 |  | Indoor |  | Floor Mounted |  | No | Not Applicable | 150 | Not Applicable |  |  |  | 1.5 | No | [7 empty] | 36 kW |  |  |  | 119 |  | 149 | On/Off | Not Applicable | [6 empty] | 430 | 39 | 32.25 | 73.25 | 447 | 1411 | 30.25 | 64.6875 |  |  |  |  | 66.375 |  |  | 6.9375 |  |  |  |  | 54.75 | [7 empty] | 52.625 | 1 | 48 | 48 | UL174 | Yes | Yes | Yes | No | Not Applicable | [5 empty] | 40304 | COM ELEC CF | 8979876
CEHD1203653LCF | CEHD120-36 | Bradford White | 671632124398 | Active | [10 empty] | No | Not Applicable | Not Applicable | Commercial Water Heating | Water Heating.Electric | 5 | 1 |  |  |  | 238-51313-00 |  |  |  | 238-36612-00 | [6 empty] | Electric | Electric Resistance | 208 | 3 |  | Indoor |  | Floor Mounted |  | No | Not Applicable | 150 | Not Applicable |  |  |  | 1.5 | No | [7 empty] | 36 kW |  |  |  | 119 |  | 149 | On/Off | Not Applicable | [6 empty] | 430 | 39 | 32.25 | 73.25 | 447 | 1411 | 30.25 | 64.6875 |  |  |  |  | 66.375 |  |  | 6.9375 |  |  |  |  | 54.75 | [7 empty] | 52.625 | 1 | 48 | 48 | UL174 | Yes | Yes | Yes | No | Not Applicable | [5 empty] | 40304 | COM ELEC CF | 8979876
CEHD1204533CCF | CEHD120-45 | Bradford White | 671632877935 | Active | [10 empty] | No | Not Applicable | Not Applicable | Commercial Water Heating | Water Heating.Electric | 3 | 1 |  |  |  | 238-51313-00 |  |  |  | 238-36612-00 | [6 empty] | Electric | Electric Resistance | 240 | 3 |  | Indoor |  | Floor Mounted |  | No | Not Applicable | 150 | Not Applicable |  |  |  | 1.5 | No | [7 empty] | 45 kW |  |  |  | 119 |  | 186 | On/Off | Not Applicable | [6 empty] | 430 | 39 | 32.25 | 73.25 | 447 | 1411 | 30.25 | 64.6875 |  |  |  |  | 66.375 |  |  | 6.9375 |  |  |  |  | 54.75 | [7 empty] | 52.625 | 1 | 48 | 48 | UL1453 | Yes | Yes | Yes | No | Not Applicable | [5 empty] | 40304 | COM ELEC CF | 8979876
CEHD1204533CCF-866 | CEHD120-45 | Bradford White | 671632895212 | Active | The ""-866"" indicates that these SKUs are designed and certified for Installation in Canada. | [9 empty] | No | Not Applicable | Not Applicable | Commercial Water Heating | Water Heating.Electric | 3 | 1 |  |  |  | 238-51313-00 |  |  |  | 238-36612-00 | [6 empty] | Electric | Electric Resistance | 240 | 3 |  | Indoor |  | Floor Mounted |  | No | Not Applicable | 150 | Not Applicable |  |  |  | 1.5 | No | [7 empty] | 45 kW |  |  |  | 119 |  | 186 | On/Off | Not Applicable | [6 empty] | 430 | 39 | 32.25 | 73.25 | 447 | 1411 | 30.25 | 64.6875 |  |  |  |  | 66.375 |  |  | 6.9375 |  |  |  |  | 54.75 | [7 empty] | 52.625 | 1 | 48 | 48 | UL174 | Yes | No | Yes | No | Not Applicable | 238-51917-00 |  |  |  |  | 40304 | COM ELEC CF
CEHD1204533GCF | CEHD120-45 | Bradford White | 671632323258 | Active | [10 empty] | No | Not Applicable | Not Applicable | Commercial Water Heating | Water Heating.Electric | 3 | 1 |  |  |  | 238-51313-00 |  |  |  | 238-36612-00 | [6 empty] | Electric | Electric Resistance | 415 | 3 |  | Indoor |  | Floor Mounted |  | No | Not Applicable | 150 | Not Applicable |  |  |  | 1.5 | No | [7 empty] | 45 kW |  |  |  | 119 |  | 186 | On/Off | Not Applicable | [6 empty] | 430 | 39 | 32.25 | 73.25 | 447 | 1411 | 30.25 | 64.6875 |  |  |  |  | 66.375 |  |  | 6.9375 |  |  |  |  | 54.75 | [7 empty] | 52.625 | 1 | 48 | 48 | UL1453 | Yes | Yes | Yes | No | Not Applicable | [5 empty] | 40304 | COM ELEC CF | 8979876
CEHD1204533HCF | CEHD120-45 | Bradford White | 671632866908 | Active | [10 empty] | No | Not Applicable | Not Applicable | Commercial Water Heating | Water Heating.Electric | 3 | 1 |  |  |  | 238-51313-00 |  |  |  | 238-36612-00 | [6 empty] | Electric | Electric Resistance | 480 | 3 |  | Indoor |  | Floor Mounted |  | No | Not Applicable | 150 | Not Applicable |  |  |  | 1.5 | No | [7 empty] | 45 kW |  |  |  | 119 |  | 186 | On/Off | Not Applicable | [6 empty] | 430 | 39 | 32.25 | 73.25 | 447 | 1411 | 30.25 | 64.6875 |  |  |  |  | 66.375 |  |  | 6.9375 |  |  |  |  | 54.75 | [7 empty] | 52.625 | 1 | 48 | 48 | UL1453 | Yes | Yes | Yes | No | Not Applicable | [5 empty] | 40304 | COM ELEC CF | 8979876
CEHD1204533HCF-866 | CEHD120-45 | Bradford White | 671632672820 | Active | The ""-866"" indicates that these SKUs are designed and certified for Installation in Canada. | [9 empty] | No | Not Applicable | Not Applicable | Commercial Water Heating | Water Heating.Electric | 3 | 1 |  |  |  | 238-51313-00 |  |  |  | 238-36612-00 | [6 empty] | Electric | Electric Resistance | 480 | 3 |  | Indoor |  | Floor Mounted |  | No | Not Applicable | 150 | Not Applicable |  |  |  | 1.5 | No | [7 empty] | 45 kW |  |  |  | 119 |  | 186 | On/Off | Not Applicable | [6 empty] | 430 | 39 | 32.25 | 73.25 | 447 | 1411 | 30.25 | 64.6875 |  |  |  |  | 66.375 |  |  | 6.9375 |  |  |  |  | 54.75 | [7 empty] | 52.625 | 1 | 48 | 48 | UL174 | Yes | No | Yes | No | Not Applicable | 238-51917-00 |  |  |  |  | 40304 | COM ELEC CF
CEHD1204533JCF-866 | CEHD120-45 | Bradford White | 671632892167 | Active | The ""-866"" indicates that these SKUs are designed and certified for Installation in Canada. | [9 empty] | No | Not Applicable | Not Applicable | Commercial Water Heating | Water Heating.Electric | 3 | 1 |  |  |  | 238-51313-00 |  |  |  | 238-36612-00 | [6 empty] | Electric | Electric Resistance | 600 | 3 |  | Indoor |  | Floor Mounted |  | No | Not Applicable | 150 | Not Applicable |  |  |  | 1.5 | No | [7 empty] | 45 kW |  |  |  | 119 |  | 186 | On/Off | Not Applicable | [6 empty] | 430 | 39 | 32.25 | 73.25 | 447 | 1411 | 30.25 | 64.6875 |  |  |  |  | 66.375 |  |  | 6.9375 |  |  |  |  | 54.75 | [7 empty] | 52.625 | 1 | 48 | 48 | UL174 | Yes | No | Yes | No | Not Applicable | 238-51917-00 |  |  |  |  | 40304 | COM ELEC CF
CEHD1204533LCF | CEHD120-45 | Bradford White | 671632857562 | Active | [10 empty] | No | Not Applicable | Not Applicable | Commercial Water Heating | Water Heating.Electric | 3 | 1 |  |  |  | 238-51313-00 |  |  |  | 238-36612-00 | [6 empty] | Electric | Electric Resistance | 208 | 3 |  | Indoor |  | Floor Mounted |  | No | Not Applicable | 150 | Not Applicable |  |  |  | 1.5 | No | [7 empty] | 45 kW |  |  |  | 119 |  | 186 | On/Off | Not Applicable | [6 empty] | 430 | 39 | 32.25 | 73.25 | 447 | 1411 | 30.25 | 64.6875 |  |  |  |  | 66.375 |  |  | 6.9375 |  |  |  |  | 54.75 | [7 empty] | 52.625 | 1 | 48 | 48 | UL1453 | Yes | Yes | Yes | No | Not Applicable | [5 empty] | 40304 | COM ELEC CF | 8979876
CEHD1204533LCF-866 | CEHD120-45 | Bradford White | 671632568963 | Active | The ""-866"" indicates that these SKUs are designed and certified for Installation in Canada. | [9 empty] | No | Not Applicable | Not Applicable | Commercial Water Heating | Water Heating.Electric | 3 | 1 |  |  |  | 238-51313-00 |  |  |  | 238-36612-00 | [6 empty] | Electric | Electric Resistance | 208 | 3 |  | Indoor |  | Floor Mounted |  | No | Not Applicable | 150 | Not Applicable |  |  |  | 1.5 | No | [7 empty] | 45 kW |  |  |  | 119 |  | 186 | On/Off | Not Applicable | [6 empty] | 430 | 39 | 32.25 | 73.25 | 447 | 1411 | 30.25 | 64.6875 |  |  |  |  | 66.375 |  |  | 6.9375 |  |  |  |  | 54.75 | [7 empty] | 52.625 | 1 | 48 | 48 | UL174 | Yes | No | Yes | No | Not Applicable | 238-51917-00 |  |  |  |  | 40304 | COM ELEC CF
CEHD1204553HCF | CEHD120-45 | Bradford White | 671632553303 | Active | [10 empty] | No | Not Applicable | Not Applicable | Commercial Water Heating | Water Heating.Electric | 5 | 1 |  |  |  | 238-51313-00 |  |  |  | 238-36612-00 | [6 empty] | Electric | Electric Resistance | 480 | 3 |  | Indoor |  | Floor Mounted |  | No | Not Applicable | 150 | Not Applicable |  |  |  | 1.5 | No | [7 empty] | 45 kW |  |  |  | 119 |  | 186 | On/Off | Not Applicable | [6 empty] | 430 | 39 | 32.25 | 73.25 | 447 | 1411 | 30.25 | 64.6875 |  |  |  |  | 66.375 |  |  | 6.9375 |  |  |  |  | 54.75 | [7 empty] | 52.625 | 1 | 48 | 48 | UL1453 | Yes | Yes | Yes | No | Not Applicable | [5 empty] | 40304 | COM ELEC CF | 8979876
CEHD1204553LCF | CEHD120-45 | Bradford White | 671632879830 | Active | [10 empty] | No | Not Applicable | Not Applicable | Commercial Water Heating | Water Heating.Electric | 5 | 1 |  |  |  | 238-51313-00 |  |  |  | 238-36612-00 | [6 empty] | Electric | Electric Resistance | 208 | 3 |  | Indoor |  | Floor Mounted |  | No | Not Applicable | 150 | Not Applicable |  |  |  | 1.5 | No | [7 empty] | 45 kW |  |  |  | 119 |  | 186 | On/Off | Not Applicable | [6 empty] | 430 | 39 | 32.25 | 73.25 | 447 | 1411 | 30.25 | 64.6875 |  |  |  |  | 66.375 |  |  | 6.9375 |  |  |  |  | 54.75 | [7 empty] | 52.625 | 1 | 48 | 48 | UL1453 | Yes | Yes | Yes | No | Not Applicable | [5 empty] | 40304 | COM ELEC CF | 8979876
CEHD1205431ECF | CEHD120-54 | Bradford White | 671632650712 | Active | [10 empty] | No | Not Applicable | Not Applicable | Commercial Water Heating | Water Heating.Electric | 3 | 1 |  |  |  | 238-51313-00 |  |  |  | 238-36612-00 | [6 empty] | Electric | Electric Resistance | 277 | 1 |  | Indoor |  | Floor Mounted |  | No | Not Applicable | 150 | Not Applicable |  |  |  | 1.5 | No | [7 empty] | 54 kW |  |  |  | 119 |  | 223 | On/Off | Not Applicable | [6 empty] | 430 | 39 | 32.25 | 73.25 | 447 | 1411 | 30.25 | 64.6875 |  |  |  |  | 66.375 |  |  | 6.9375 |  |  |  |  | 54.75 | [7 empty] | 52.625 | 1 | 48 | 48 | UL174 | Yes | Yes | Yes | No | Not Applicable | [5 empty] | 40304 | COM ELEC CF | 8979876
CEHD1205433CCF | CEHD120-54 | Bradford White | 671632853960 | Active | [10 empty] | No | Not Applicable | Not Applicable | Commercial Water Heating | Water Heating.Electric | 3 | 1 |  |  |  | 238-51313-00 |  |  |  | 238-36612-00 | [6 empty] | Electric | Electric Resistance | 240 | 3 |  | Indoor |  | Floor Mounted |  | No | Not Applicable | 150 | Not Applicable |  |  |  | 1.5 | No | [7 empty] | 54 kW |  |  |  | 119 |  | 223 | On/Off | Not Applicable | [6 empty] | 430 | 39 | 32.25 | 73.25 | 447 | 1411 | 30.25 | 64.6875 |  |  |  |  | 66.375 |  |  | 6.9375 |  |  |  |  | 54.75 | [7 empty] | 52.625 | 1 | 48 | 48 | UL1453 | Yes | Yes | Yes | No | Not Applicable | [5 empty] | 40304 | COM ELEC CF | 8979876
CEHD1205433CCF-866 | CEHD120-54 | Bradford White | 671632895229 | Active | The ""-866"" indicates that these SKUs are designed and certified for Installation in Canada. | [9 empty] | No | Not Applicable | Not Applicable | Commercial Water Heating | Water Heating.Electric | 3 | 1 |  |  |  | 238-51313-00 |  |  |  | 238-36612-00 | [6 empty] | Electric | Electric Resistance | 240 | 3 |  | Indoor |  | Floor Mounted |  | No | Not Applicable | 150 | Not Applicable |  |  |  | 1.5 | No | [7 empty] | 54 kW |  |  |  | 119 |  | 223 | On/Off | Not Applicable | [6 empty] | 430 | 39 | 32.25 | 73.25 | 447 | 1411 | 30.25 | 64.6875 |  |  |  |  | 66.375 |  |  | 6.9375 |  |  |  |  | 54.75 | [7 empty] | 52.625 | 1 | 48 | 48 | UL174 | Yes | No | Yes | No | Not Applicable | 238-51917-00 |  |  |  |  | 40304 | COM ELEC CF
CEHD1205433FCF | CEHD120-54 | Bradford White | 671632877652 | Active | [10 empty] | No | Not Applicable | Not Applicable | Commercial Water Heating | Water Heating.Electric | 3 | 1 |  |  |  | 238-51313-00 |  |  |  | 238-36612-00 | [6 empty] | Electric | Electric Resistance | 380 | 3 |  | Indoor |  | Floor Mounted |  | No | Not Applicable | 150 | Not Applicable |  |  |  | 1.5 | No | [7 empty] | 54 kW |  |  |  | 119 |  | 223 | On/Off | Not Applicable | [6 empty] | 430 | 39 | 32.25 | 73.25 | 447 | 1411 | 30.25 | 64.6875 |  |  |  |  | 66.375 |  |  | 6.9375 |  |  |  |  | 54.75 | [7 empty] | 52.625 | 1 | 48 | 48 | UL1453 | Yes | Yes | Yes | No | Not Applicable | [5 empty] | 40304 | COM ELEC CF | 8979876
CEHD1205433GCF | CEHD120-54 | Bradford White | 671632864799 | Active | [10 empty] | No | Not Applicable | Not Applicable | Commercial Water Heating | Water Heating.Electric | 3 | 1 |  |  |  | 238-51313-00 |  |  |  | 238-36612-00 | [6 empty] | Electric | Electric Resistance | 415 | 3 |  | Indoor |  | Floor Mounted |  | No | Not Applicable | 150 | Not Applicable |  |  |  | 1.5 | No | [7 empty] | 54 kW |  |  |  | 119 |  | 223 | On/Off | Not Applicable | [6 empty] | 430 | 39 | 32.25 | 73.25 | 447 | 1411 | 30.25 | 64.6875 |  |  |  |  | 66.375 |  |  | 6.9375 |  |  |  |  | 54.75 | [7 empty] | 52.625 | 1 | 48 | 48 | UL1453 | Yes | Yes | Yes | No | Not Applicable | [5 empty] | 40304 | COM ELEC CF | 8979876
CEHD1205433HCF | CEHD120-54 | Bradford White | 671632823314 | Active | [10 empty] | No | Not Applicable | Not Applicable | Commercial Water Heating | Water Heating.Electric | 3 | 1 |  |  |  | 238-51313-00 |  |  |  | 238-36612-00 | [6 empty] | Electric | Electric Resistance | 480 | 3 |  | Indoor |  | Floor Mounted |  | No | Not Applicable | 150 | Not Applicable |  |  |  | 1.5 | No | [7 empty] | 54 kW |  |  |  | 119 |  | 223 | On/Off | Not Applicable | [6 empty] | 430 | 39 | 32.25 | 73.25 | 447 | 1411 | 30.25 | 64.6875 |  |  |  |  | 66.375 |  |  | 6.9375 |  |  |  |  | 54.75 | [7 empty] | 52.625 | 1 | 48 | 48 | UL1453 | Yes | Yes | Yes | No | Not Applicable | [5 empty] | 40304 | COM ELEC CF | 8979876
CEHD1205433JCF | CEHD120-54 | Bradford White | 671632329267 | Active | [10 empty] | No | Not Applicable | Not Applicable | Commercial Water Heating | Water Heating.Electric | 3 | 1 |  |  |  | 238-51313-00 |  |  |  | 238-36612-00 | [6 empty] | Electric | Electric Resistance | 600 | 3 |  | Indoor |  | Floor Mounted |  | No | Not Applicable | 150 | Not Applicable |  |  |  | 1.5 | No | [7 empty] | 54 kW |  |  |  | 119 |  | 223 | On/Off | Not Applicable | [6 empty] | 430 | 39 | 32.25 | 73.25 | 447 | 1411 | 30.25 | 64.6875 |  |  |  |  | 66.375 |  |  | 6.9375 |  |  |  |  | 54.75 | [7 empty] | 52.625 | 1 | 48 | 48 | UL1453 | Yes | Yes | Yes | No | Not Applicable | [5 empty] | 40304 | COM ELEC CF | 8979876
CEHD1205433JCF-866 | CEHD120-54 | Bradford White | 671632892327 | Active | The ""-866"" indicates that these SKUs are designed and certified for Installation in Canada. | [9 empty] | No | Not Applicable | Not Applicable | Commercial Water Heating | Water Heating.Electric | 3 | 1 |  |  |  | 238-51313-00 |  |  |  | 238-36612-00 | [6 empty] | Electric | Electric Resistance | 600 | 3 |  | Indoor |  | Floor Mounted |  | No | Not Applicable | 150 | Not Applicable |  |  |  | 1.5 | No | [7 empty] | 54 kW |  |  |  | 119 |  | 223 | On/Off | Not Applicable | [6 empty] | 430 | 39 | 32.25 | 73.25 | 447 | 1411 | 30.25 | 64.6875 |  |  |  |  | 66.375 |  |  | 6.9375 |  |  |  |  | 54.75 | [7 empty] | 52.625 | 1 | 48 | 48 | UL174 | Yes | No | Yes | No | Not Applicable | 238-51917-00 |  |  |  |  | 40304 | COM ELEC CF
CEHD1205433LCF | CEHD120-54 | Bradford White | 671632820337 | Active | [10 empty] | No | Not Applicable | Not Applicable | Commercial Water Heating | Water Heating.Electric | 3 | 1 |  |  |  | 238-51313-00 |  |  |  | 238-36612-00 | [6 empty] | Electric | Electric Resistance | 208 | 3 |  | Indoor |  | Floor Mounted |  | No | Not Applicable | 150 | Not Applicable |  |  |  | 1.5 | No | [7 empty] | 54 kW |  |  |  | 119 |  | 223 | On/Off | Not Applicable | [6 empty] | 430 | 39 | 32.25 | 73.25 | 447 | 1411 | 30.25 | 64.6875 |  |  |  |  | 66.375 |  |  | 6.9375 |  |  |  |  | 54.75 | [7 empty] | 52.625 | 1 | 48 | 48 | UL1453 | Yes | Yes | Yes | No | Not Applicable | [5 empty] | 40304 | COM ELEC CF | 8979876
CEHD1205433LCF-866 | CEHD120-54 | Bradford White | 671632668427 | Active | The ""-866"" indicates that these SKUs are designed and certified for Installation in Canada. | [9 empty] | No | Not Applicable | Not Applicable | Commercial Water Heating | Water Heating.Electric | 3 | 1 |  |  |  | 238-51313-00 |  |  |  | 238-36612-00 | [6 empty] | Electric | Electric Resistance | 208 | 3 |  | Indoor |  | Floor Mounted |  | No | Not Applicable | 150 | Not Applicable |  |  |  | 1.5 | No | [7 empty] | 54 kW |  |  |  | 119 |  | 223 | On/Off | Not Applicable | [6 empty] | 430 | 39 | 32.25 | 73.25 | 447 | 1411 | 30.25 | 64.6875 |  |  |  |  | 66.375 |  |  | 6.9375 |  |  |  |  | 54.75 | [7 empty] | 52.625 | 1 | 48 | 48 | UL174 | Yes | No | Yes | No | Not Applicable | 238-51917-00 |  |  |  |  | 40304 | COM ELEC CF
CEHD1205453CCF | CEHD120-54 | Bradford White | 671632580705 | Active | [10 empty] | No | Not Applicable | Not Applicable | Commercial Water Heating | Water Heating.Electric | 5 | 1 |  |  |  | 238-51313-00 |  |  |  | 238-36612-00 | [6 empty] | Electric | Electric Resistance | 240 | 3 |  | Indoor |  | Floor Mounted |  | No | Not Applicable | 150 | Not Applicable |  |  |  | 1.5 | No | [7 empty] | 54 kW |  |  |  | 119 |  | 223 | On/Off | Not Applicable | [6 empty] | 430 | 39 | 32.25 | 73.25 | 447 | 1411 | 30.25 | 64.6875 |  |  |  |  | 66.375 |  |  | 6.9375 |  |  |  |  | 54.75 | [7 empty] | 52.625 | 1 | 48 | 48 | UL174 | Yes | Yes | Yes | No | Not Applicable | [5 empty] | 40304 | COM ELEC CF | 8979876
CEHD1205453HCF | CEHD120-54 | Bradford White | 671632134199 | Active | [10 empty] | No | Not Applicable | Not Applicable | Commercial Water Heating | Water Heating.Electric | 5 | 1 |  |  |  | 238-51313-00 |  |  |  | 238-36612-00 | [6 empty] | Electric | Electric Resistance | 480 | 3 |  | Indoor |  | Floor Mounted |  | No | Not Applicable | 150 | Not Applicable |  |  |  | 1.5 | No | [7 empty] | 54 kW |  |  |  | 119 |  | 223 | On/Off | Not Applicable | [6 empty] | 430 | 39 | 32.25 | 73.25 | 447 | 1411 | 30.25 | 64.6875 |  |  |  |  | 66.375 |  |  | 6.9375 |  |  |  |  | 54.75 | [7 empty] | 52.625 | 1 | 48 | 48 | UL1453 | Yes | Yes | Yes | No | Not Applicable | [5 empty] | 40304 | COM ELEC CF | 8979876
CEHD120633CCF-866 | CEHD120-6 | Bradford White | 671632895137 | Active | The ""-866"" indicates that these SKUs are designed and certified for Installation in Canada. | [9 empty] | No | Not Applicable | Not Applicable | Commercial Water Heating | Water Heating.Electric | 3 | 1 |  |  |  | 238-51313-00 |  |  |  | 238-36612-00 | [6 empty] | Electric | Electric Resistance | 240 | 3 |  | Indoor |  | Floor Mounted |  | No | Not Applicable | 150 | Not Applicable |  |  |  | 1.5 | No | [7 empty] | 6 kW |  |  |  | 119 |  | 25 | On/Off | Not Applicable | [6 empty] | 430 | 39 | 32.25 | 73.25 | 447 | 1411 | 30.25 | 64.6875 |  |  |  |  | 66.375 |  |  | 6.9375 |  |  |  |  | 54.75 | [7 empty] | 52.625 | 1 | 48 | 48 | UL174 | Yes | No | Yes | No | Not Applicable | 238-51917-00 |  |  |  |  | 40304 | COM ELEC CF
CEHD120633JCF-866 | CEHD120-6 | Bradford White | 671632900435 | Active | The ""-866"" indicates that these SKUs are designed and certified for Installation in Canada. | [9 empty] | No | Not Applicable | Not Applicable | Commercial Water Heating | Water Heating.Electric | 3 | 1 |  |  |  | 238-51313-00 |  |  |  | 238-36612-00 | [6 empty] | Electric | Electric Resistance | 600 | 3 |  | Indoor |  | Floor Mounted |  | No | Not Applicable | 150 | Not Applicable |  |  |  | 1.5 | No | [7 empty] | 6 kW |  |  |  | 119 |  | 25 | On/Off | Not Applicable | [6 empty] | 430 | 39 | 32.25 | 73.25 | 447 | 1411 | 30.25 | 64.6875 |  |  |  |  | 66.375 |  |  | 6.9375 |  |  |  |  | 54.75 | [7 empty] | 52.625 | 1 | 48 | 48 | UL174 | Yes | No | Yes | No | Not Applicable | 238-51917-00 |  |  |  |  | 40304 | COM ELEC CF
CEHD120633LCF-866 | CEHD120-6 | Bradford White | 671632129072 | Active | The ""-866"" indicates that these SKUs are designed and certified for Installation in Canada. | [9 empty] | No | Not Applicable | Not Applicable | Commercial Water Heating | Water Heating.Electric | 3 | 1 |  |  |  | 238-51313-00 |  |  |  | 238-36612-00 | [6 empty] | Electric | Electric Resistance | 208 | 3 |  | Indoor |  | Floor Mounted |  | No | Not Applicable | 150 | Not Applicable |  |  |  | 1.5 | No | [7 empty] | 6 kW |  |  |  | 119 |  | 25 | On/Off | Not Applicable | [6 empty] | 430 | 39 | 32.25 | 73.25 | 447 | 1411 | 30.25 | 64.6875 |  |  |  |  | 66.375 |  |  | 6.9375 |  |  |  |  | 54.75 | [7 empty] | 52.625 | 1 | 48 | 48 | UL174 | Yes | No | Yes | No | Not Applicable | 238-51917-00 |  |  |  |  | 40304 | COM ELEC CF
CEHD120933CCF-866 | CEHD120-9 | Bradford White | 671632895144 | Active | The ""-866"" indicates that these SKUs are designed and certified for Installation in Canada. | [9 empty] | No | Not Applicable | Not Applicable | Commercial Water Heating | Water Heating.Electric | 3 | 1 |  |  |  | 238-51313-00 |  |  |  | 238-36612-00 | [6 empty] | Electric | Electric Resistance | 240 | 3 |  | Indoor |  | Floor Mounted |  | No | Not Applicable | 150 | Not Applicable |  |  |  | 1.5 | No | [7 empty] | 9 kW |  |  |  | 119 |  | 37 | On/Off | Not Applicable | [6 empty] | 430 | 39 | 32.25 | 73.25 | 447 | 1411 | 30.25 | 64.6875 |  |  |  |  | 66.375 |  |  | 6.9375 |  |  |  |  | 54.75 | [7 empty] | 52.625 | 1 | 48 | 48 | UL174 | Yes | No | Yes | No | Not Applicable | 238-51917-00 |  |  |  |  | 40304 | COM ELEC CF
CEHD120933JCF-866 | CEHD120-9 | Bradford White | 671632892433 | Active | The ""-866"" indicates that these SKUs are designed and certified for Installation in Canada. | [9 empty] | No | Not Applicable | Not Applicable | Commercial Water Heating | Water Heating.Electric | 3 | 1 |  |  |  | 238-51313-00 |  |  |  | 238-36612-00 | [6 empty] | Electric | Electric Resistance | 600 | 3 |  | Indoor |  | Floor Mounted |  | No | Not Applicable | 150 | Not Applicable |  |  |  | 1.5 | No | [7 empty] | 9 kW |  |  |  | 119 |  | 37 | On/Off | Not Applicable | [6 empty] | 430 | 39 | 32.25 | 73.25 | 447 | 1411 | 30.25 | 64.6875 |  |  |  |  | 66.375 |  |  | 6.9375 |  |  |  |  | 54.75 | [7 empty] | 52.625 | 1 | 48 | 48 | UL174 | Yes | No | Yes | No | Not Applicable | 238-51917-00 |  |  |  |  | 40304 | COM ELEC CF
CEHD120933LCF-866 | CEHD120-9 | Bradford White | 671632904907 | Active | The ""-866"" indicates that these SKUs are designed and certified for Installation in Canada. | [9 empty] | No | Not Applicable | Not Applicable | Commercial Water Heating | Water Heating.Electric | 3 | 1 |  |  |  | 238-51313-00 |  |  |  | 238-36612-00 | [6 empty] | Electric | Electric Resistance | 208 | 3 |  | Indoor |  | Floor Mounted |  | No | Not Applicable | 150 | Not Applicable |  |  |  | 1.5 | No | [7 empty] | 9 kW |  |  |  | 119 |  | 37 | On/Off | Not Applicable | [6 empty] | 430 | 39 | 32.25 | 73.25 | 447 | 1411 | 30.25 | 64.6875 |  |  |  |  | 66.375 |  |  | 6.9375 |  |  |  |  | 54.75 | [7 empty] | 52.625 | 1 | 48 | 48 | UL174 | Yes | No | Yes | No | Not Applicable | 238-51917-00 |  |  |  |  | 40304 | COM ELEC CF
CEHD120A1233JCF-866 | CEHD120-12 | Bradford White | 671632902552 | Active | The ""-866"" indicates that these SKUs are designed and certified for Installation in Canada. | [9 empty] | No | Not Applicable | Not Applicable | Commercial Water Heating | Water Heating.Electric | 3 | 1 |  |  |  | 238-51313-00 |  |  |  | 238-36612-00 | [6 empty] | Electric | Electric Resistance | 600 | 3 |  | Indoor |  | Floor Mounted |  | Yes | HLW | 150 | Not Applicable |  |  |  | 1.5 | No | [7 empty] | 12 kW |  |  |  | 119 |  | 50 | On/Off | Not Applicable | [6 empty] | 485 | 39 | 32.25 | 73.25 | 504 | 1466 | 30.25 | 64.6875 |  |  |  |  | 66.375 |  |  | 6.9375 |  |  |  |  | 54.75 | [7 empty] | 52.625 | 1 | 48 | 48 | UL174 | Yes | No | Yes | No | Not Applicable | 238-51917-00 |  |  |  |  | 40304 | COM ELEC CF
CEHD120A13533CCF | CEHD120-135 | Bradford White | 671632578641 | Active | [10 empty] | No | Not Applicable | Not Applicable | Commercial Water Heating | Water Heating.Electric | 3 | 1 |  |  |  | 238-51313-00 |  |  |  | 238-36612-00 | [6 empty] | Electric | Electric Resistance | 240 | 3 |  | Indoor |  | Floor Mounted |  | Yes | HLW | 150 | Not Applicable |  |  |  | 1.5 | No | [7 empty] | 13.5 kW |  |  |  | 119 |  | 56 | On/Off | Not Applicable | [6 empty] | 485 | 39 | 32.25 | 73.25 | 504 | 1466 | 30.25 | 64.6875 |  |  |  |  | 66.375 |  |  | 6.9375 |  |  |  |  | 54.75 | [7 empty] | 52.625 | 1 | 48 | 48 | UL174 | Yes | Yes | Yes | No | Not Applicable | [5 empty] | 40304 | COM ELEC CF | 8979876
CEHD120A13533HCF | CEHD120-135 | Bradford White | 671632896318 | Active | [10 empty] | No | Not Applicable | Not Applicable | Commercial Water Heating | Water Heating.Electric | 3 | 1 |  |  |  | 238-51313-00 |  |  |  | 238-36612-00 | [6 empty] | Electric | Electric Resistance | 480 | 3 |  | Indoor |  | Floor Mounted |  | Yes | HLW | 150 | Not Applicable |  |  |  | 1.5 | No | [7 empty] | 13.5 kW |  |  |  | 119 |  | 56 | On/Off | Not Applicable | [6 empty] | 485 | 39 | 32.25 | 73.25 | 504 | 1466 | 30.25 | 64.6875 |  |  |  |  | 66.375 |  |  | 6.9375 |  |  |  |  | 54.75 | [7 empty] | 52.625 | 1 | 48 | 48 | UL1453 | Yes | Yes | Yes | No | Not Applicable | [5 empty] | 40304 | COM ELEC CF | 8979876
CEHD120A13533JCF-866 | CEHD120-135 | Bradford White | 671632558278 | Active | The ""-866"" indicates that these SKUs are designed and certified for Installation in Canada. | [9 empty] | No | Not Applicable | Not Applicable | Commercial Water Heating | Water Heating.Electric | 3 | 1 |  |  |  | 238-51313-00 |  |  |  | 238-36612-00 | [6 empty] | Electric | Electric Resistance | 600 | 3 |  | Indoor |  | Floor Mounted |  | Yes | HLW | 150 | Not Applicable |  |  |  | 1.5 | No | [7 empty] | 13.5 kW |  |  |  | 119 |  | 56 | On/Off | Not Applicable | [6 empty] | 485 | 39 | 32.25 | 73.25 | 504 | 1466 | 30.25 | 64.6875 |  |  |  |  | 66.375 |  |  | 6.9375 |  |  |  |  | 54.75 | [7 empty] | 52.625 | 1 | 48 | 48 | UL174 | Yes | No | Yes | No | Not Applicable | 238-51917-00 |  |  |  |  | 40304 | COM ELEC CF
CEHD120A13533LCF | CEHD120-135 | Bradford White | 671632874095 | Active | [10 empty] | No | Not Applicable | Not Applicable | Commercial Water Heating | Water Heating.Electric | 3 | 1 |  |  |  | 238-51313-00 |  |  |  | 238-36612-00 | [6 empty] | Electric | Electric Resistance | 208 | 3 |  | Indoor |  | Floor Mounted |  | Yes | HLW | 150 | Not Applicable |  |  |  | 1.5 | No | [7 empty] | 13.5 kW |  |  |  | 119 |  | 56 | On/Off | Not Applicable | [6 empty] | 485 | 39 | 32.25 | 73.25 | 504 | 1466 | 30.25 | 64.6875 |  |  |  |  | 66.375 |  |  | 6.9375 |  |  |  |  | 54.75 | [7 empty] | 52.625 | 1 | 48 | 48 | UL1453 | Yes | Yes | Yes | No | Not Applicable | [5 empty] | 40304 | COM ELEC CF | 8979876
CEHD120A13533LCF-866 | CEHD120-135 | Bradford White | 671632558292 | Active | The ""-866"" indicates that these SKUs are designed and certified for Installation in Canada. | [9 empty] | No | Not Applicable | Not Applicable | Commercial Water Heating | Water Heating.Electric | 3 | 1 |  |  |  | 238-51313-00 |  |  |  | 238-36612-00 | [6 empty] | Electric | Electric Resistance | 208 | 3 |  | Indoor |  | Floor Mounted |  | Yes | HLW | 150 | Not Applicable |  |  |  | 1.5 | No | [7 empty] | 13.5 kW |  |  |  | 119 |  | 56 | On/Off | Not Applicable | [6 empty] | 485 | 39 | 32.25 | 73.25 | 504 | 1466 | 30.25 | 64.6875 |  |  |  |  | 66.375 |  |  | 6.9375 |  |  |  |  | 54.75 | [7 empty] | 52.625 | 1 | 48 | 48 | UL174 | Yes | No | Yes | No | Not Applicable | 238-51917-00 |  |  |  |  | 40304 | COM ELEC CF
CEHD120A1533CCF | CEHD120-15 | Bradford White | 671632904952 | Active | [10 empty] | No | Not Applicable | Not Applicable | Commercial Water Heating | Water Heating.Electric | 3 | 1 |  |  |  | 238-51313-00 |  |  |  | 238-36612-00 | [6 empty] | Electric | Electric Resistance | 240 | 3 |  | Indoor |  | Floor Mounted |  | Yes | HLW | 150 | Not Applicable |  |  |  | 1.5 | No | [7 empty] | 15 kW |  |  |  | 119 |  | 62 | On/Off | Not Applicable | [6 empty] | 485 | 39 | 32.25 | 73.25 | 504 | 1466 | 30.25 | 64.6875 |  |  |  |  | 66.375 |  |  | 6.9375 |  |  |  |  | 54.75 | [7 empty] | 52.625 | 1 | 48 | 48 | UL1453 | Yes | Yes | Yes | No | Not Applicable | [5 empty] | 40304 | COM ELEC CF | 8979876
CEHD120A1533HCF | CEHD120-15 | Bradford White | 671632889860 | Active | [10 empty] | No | Not Applicable | Not Applicable | Commercial Water Heating | Water Heating.Electric | 3 | 1 |  |  |  | 238-51313-00 |  |  |  | 238-36612-00 | [6 empty] | Electric | Electric Resistance | 480 | 3 |  | Indoor |  | Floor Mounted |  | Yes | HLW | 150 | Not Applicable |  |  |  | 1.5 | No | [7 empty] | 15 kW |  |  |  | 119 |  | 62 | On/Off | Not Applicable | [6 empty] | 485 | 39 | 32.25 | 73.25 | 504 | 1466 | 30.25 | 64.6875 |  |  |  |  | 66.375 |  |  | 6.9375 |  |  |  |  | 54.75 | [7 empty] | 52.625 | 1 | 48 | 48 | UL1453 | Yes | Yes | Yes | No | Not Applicable | [5 empty] | 40304 | COM ELEC CF | 8979876
CEHD120A1533JCF-866 | CEHD120-15 | Bradford White | 671632892334 | Active | The ""-866"" indicates that these SKUs are designed and certified for Installation in Canada. | [9 empty] | No | Not Applicable | Not Applicable | Commercial Water Heating | Water Heating.Electric | 3 | 1 |  |  |  | 238-51313-00 |  |  |  | 238-36612-00 | [6 empty] | Electric | Electric Resistance | 600 | 3 |  | Indoor |  | Floor Mounted |  | Yes | HLW | 150 | Not Applicable |  |  |  | 1.5 | No | [7 empty] | 15 kW |  |  |  | 119 |  | 62 | On/Off | Not Applicable | [6 empty] | 485 | 39 | 32.25 | 73.25 | 504 | 1466 | 30.25 | 64.6875 |  |  |  |  | 66.375 |  |  | 6.9375 |  |  |  |  | 54.75 | [7 empty] | 52.625 | 1 | 48 | 48 | UL174 | Yes | No | Yes | No | Not Applicable | 238-51917-00 |  |  |  |  | 40304 | COM ELEC CF
CEHD120A1533LCF | CEHD120-15 | Bradford White | 671632896271 | Active | [10 empty] | No | Not Applicable | Not Applicable | Commercial Water Heating | Water Heating.Electric | 3 | 1 |  |  |  | 238-51313-00 |  |  |  | 238-36612-00 | [6 empty] | Electric | Electric Resistance | 208 | 3 |  | Indoor |  | Floor Mounted |  | Yes | HLW | 150 | Not Applicable |  |  |  | 1.5 | No | [7 empty] | 15 kW |  |  |  | 119 |  | 62 | On/Off | Not Applicable | [6 empty] | 485 | 39 | 32.25 | 73.25 | 504 | 1466 | 30.25 | 64.6875 |  |  |  |  | 66.375 |  |  | 6.9375 |  |  |  |  | 54.75 | [7 empty] | 52.625 | 1 | 48 | 48 | UL1453 | Yes | Yes | Yes | No | Not Applicable | [5 empty] | 40304 | COM ELEC CF | 8979876
CEHD120A1533LCF-866 | CEHD120-15 | Bradford White | 671632629343 | Active | The ""-866"" indicates that these SKUs are designed and certified for Installation in Canada. | [9 empty] | No | Not Applicable | Not Applicable | Commercial Water Heating | Water Heating.Electric | 3 | 1 |  |  |  | 238-51313-00 |  |  |  | 238-36612-00 | [6 empty] | Electric | Electric Resistance | 208 | 3 |  | Indoor |  | Floor Mounted |  | Yes | HLW | 150 | Not Applicable |  |  |  | 1.5 | No | [7 empty] | 15 kW |  |  |  | 119 |  | 62 | On/Off | Not Applicable | [6 empty] | 485 | 39 | 32.25 | 73.25 | 504 | 1466 | 30.25 | 64.6875 |  |  |  |  | 66.375 |  |  | 6.9375 |  |  |  |  | 54.75 | [7 empty] | 52.625 | 1 | 48 | 48 | UL174 | Yes | No | Yes | No | Not Applicable | 238-51917-00 |  |  |  |  | 40304 | COM ELEC CF
CEHD120A1553HCF | CEHD120-15 | Bradford White | 671632573752 | Active | [10 empty] | No | Not Applicable | Not Applicable | Commercial Water Heating | Water Heating.Electric | 5 | 1 |  |  |  | 238-51313-00 |  |  |  | 238-36612-00 | [6 empty] | Electric | Electric Resistance | 480 | 3 |  | Indoor |  | Floor Mounted |  | Yes | HLW | 150 | Not Applicable |  |  |  | 1.5 | No | [7 empty] | 15 kW |  |  |  | 119 |  | 62 | On/Off | Not Applicable | [6 empty] | 485 | 39 | 32.25 | 73.25 | 504 | 1466 | 30.25 | 64.6875 |  |  |  |  | 66.375 |  |  | 6.9375 |  |  |  |  | 54.75 | [7 empty] | 52.625 | 1 | 48 | 48 | UL174 | Yes | Yes | Yes | No | Not Applicable | [5 empty] | 40304 | COM ELEC CF | 8979876
CEHD120A1553LCF | CEHD120-15 | Bradford White | 671632620968 | Active | [10 empty] | No | Not Applicable | Not Applicable | Commercial Water Heating | Water Heating.Electric | 5 | 1 |  |  |  | 238-51313-00 |  |  |  | 238-36612-00 | [6 empty] | Electric | Electric Resistance | 208 | 3 |  | Indoor |  | Floor Mounted |  | Yes | HLW | 150 | Not Applicable |  |  |  | 1.5 | No | [7 empty] | 15 kW |  |  |  | 119 |  | 62 | On/Off | Not Applicable | [6 empty] | 485 | 39 | 32.25 | 73.25 | 504 | 1466 | 30.25 | 64.6875 |  |  |  |  | 66.375 |  |  | 6.9375 |  |  |  |  | 54.75 | [7 empty] | 52.625 | 1 | 48 | 48 | UL174 | Yes | Yes | Yes | No | Not Applicable | [5 empty] | 40304 | COM ELEC CF | 8979876
CEHD120A1833C6CF-866 | CEHD120-18 | Bradford White | 671632681341 | Active | The ""-866"" indicates that these SKUs are designed and certified for Installation in Canada. | [9 empty] | No | Not Applicable | Not Applicable | Commercial Water Heating | Water Heating.Electric | 3 | 1 |  |  |  | 238-51313-00 |  |  |  | 238-36612-00 | [6 empty] | Electric | Electric Resistance | 240 | 3 |  | Indoor |  | Floor Mounted |  | Yes | HLW | 150 | Not Applicable |  |  |  | 1.5 | No | [7 empty] | 18 kW |  |  |  | 119 |  | 74 | On/Off | Not Applicable | [6 empty] | 485 | 39 | 32.25 | 73.25 | 504 | 1466 | 30.25 | 64.6875 |  |  |  |  | 66.375 |  |  | 6.9375 |  |  |  |  | 54.75 | [7 empty] | 52.625 | 1 | 48 | 48 | UL1453 | Yes | No | Yes | No | Not Applicable | 238-51917-00 |  |  |  |  | 40304 | COM ELEC CF
CEHD120A1833CCF | CEHD120-18 | Bradford White | 671632876273 | Active | [10 empty] | No | Not Applicable | Not Applicable | Commercial Water Heating | Water Heating.Electric | 3 | 1 |  |  |  | 238-51313-00 |  |  |  | 238-36612-00 | [6 empty] | Electric | Electric Resistance | 240 | 3 |  | Indoor |  | Floor Mounted |  | Yes | HLW | 150 | Not Applicable |  |  |  | 1.5 | No | [7 empty] | 18 kW |  |  |  | 119 |  | 74 | On/Off | Not Applicable | [6 empty] | 485 | 39 | 32.25 | 73.25 | 504 | 1466 | 30.25 | 64.6875 |  |  |  |  | 66.375 |  |  | 6.9375 |  |  |  |  | 54.75 | [7 empty] | 52.625 | 1 | 48 | 48 | UL1453 | Yes | Yes | Yes | No | Not Applicable | [5 empty] | 40304 | COM ELEC CF | 8979876
CEHD120A1833CCF-866 | CEHD120-18 | Bradford White | 671632128389 | Active | The ""-866"" indicates that these SKUs are designed and certified for Installation in Canada. | [9 empty] | No | Not Applicable | Not Applicable | Commercial Water Heating | Water Heating.Electric | 3 | 1 |  |  |  | 238-51313-00 |  |  |  | 238-36612-00 | [6 empty] | Electric | Electric Resistance | 240 | 3 |  | Indoor |  | Floor Mounted |  | Yes | HLW | 150 | Not Applicable |  |  |  | 1.5 | No | [7 empty] | 18 kW |  |  |  | 119 |  | 74 | On/Off | Not Applicable | [6 empty] | 485 | 39 | 32.25 | 73.25 | 504 | 1466 | 30.25 | 64.6875 |  |  |  |  | 66.375 |  |  | 6.9375 |  |  |  |  | 54.75 | [7 empty] | 52.625 | 1 | 48 | 48 | UL174 | Yes | No | Yes | No | Not Applicable | 238-51917-00 |  |  |  |  | 40304 | COM ELEC CF
CEHD120A1833HCF | CEHD120-18 | Bradford White | 671632869800 | Active | [10 empty] | No | Not Applicable | Not Applicable | Commercial Water Heating | Water Heating.Electric | 3 | 1 |  |  |  | 238-51313-00 |  |  |  | 238-36612-00 | [6 empty] | Electric | Electric Resistance | 480 | 3 |  | Indoor |  | Floor Mounted |  | Yes | HLW | 150 | Not Applicable |  |  |  | 1.5 | No | [7 empty] | 18 kW |  |  |  | 119 |  | 74 | On/Off | Not Applicable | [6 empty] | 485 | 39 | 32.25 | 73.25 | 504 | 1466 | 30.25 | 64.6875 |  |  |  |  | 66.375 |  |  | 6.9375 |  |  |  |  | 54.75 | [7 empty] | 52.625 | 1 | 48 | 48 | UL1453 | Yes | Yes | Yes | No | Not Applicable | [5 empty] | 40304 | COM ELEC CF | 8979876
CEHD120A1833HCF-866 | CEHD120-18 | Bradford White | 671632648610 | Active | The ""-866"" indicates that these SKUs are designed and certified for Installation in Canada. | [9 empty] | No | Not Applicable | Not Applicable | Commercial Water Heating | Water Heating.Electric | 3 | 1 |  |  |  | 238-51313-00 |  |  |  | 238-36612-00 | [6 empty] | Electric | Electric Resistance | 480 | 3 |  | Indoor |  | Floor Mounted |  | Yes | HLW | 150 | Not Applicable |  |  |  | 1.5 | No | [7 empty] | 18 kW |  |  |  | 119 |  | 74 | On/Off | Not Applicable | [6 empty] | 485 | 39 | 32.25 | 73.25 | 504 | 1466 | 30.25 | 64.6875 |  |  |  |  | 66.375 |  |  | 6.9375 |  |  |  |  | 54.75 | [7 empty] | 52.625 | 1 | 48 | 48 | UL174 | Yes | No | Yes | No | Not Applicable | 238-51917-00 |  |  |  |  | 40304 | COM ELEC CF
CEHD120A1833JCF-866 | CEHD120-18 | Bradford White | 671632129942 | Active | The ""-866"" indicates that these SKUs are designed and certified for Installation in Canada. | [9 empty] | No | Not Applicable | Not Applicable | Commercial Water Heating | Water Heating.Electric | 3 | 1 |  |  |  | 238-51313-00 |  |  |  | 238-36612-00 | [6 empty] | Electric | Electric Resistance | 600 | 3 |  | Indoor |  | Floor Mounted |  | Yes | HLW | 150 | Not Applicable |  |  |  | 1.5 | No | [7 empty] | 18 kW |  |  |  | 119 |  | 74 | On/Off | Not Applicable | [6 empty] | 485 | 39 | 32.25 | 73.25 | 504 | 1466 | 30.25 | 64.6875 |  |  |  |  | 66.375 |  |  | 6.9375 |  |  |  |  | 54.75 | [7 empty] | 52.625 | 1 | 48 | 48 | UL174 | Yes | No | Yes | No | Not Applicable | 238-51917-00 |  |  |  |  | 40304 | COM ELEC CF
CEHD120A1833LCF | CEHD120-18 | Bradford White | 671632865185 | Active | [10 empty] | No | Not Applicable | Not Applicable | Commercial Water Heating | Water Heating.Electric | 3 | 1 |  |  |  | 238-51313-00 |  |  |  | 238-36612-00 | [6 empty] | Electric | Electric Resistance | 208 | 3 |  | Indoor |  | Floor Mounted |  | Yes | HLW | 150 | Not Applicable |  |  |  | 1.5 | No | [7 empty] | 18 kW |  |  |  | 119 |  | 74 | On/Off | Not Applicable | [6 empty] | 485 | 39 | 32.25 | 73.25 | 504 | 1466 | 30.25 | 64.6875 |  |  |  |  | 66.375 |  |  | 6.9375 |  |  |  |  | 54.75 | [7 empty] | 52.625 | 1 | 48 | 48 | UL1453 | Yes | Yes | Yes | No | Not Applicable | [5 empty] | 40304 | COM ELEC CF | 8979876
CEHD120A1853HCF | CEHD120-18 | Bradford White | 671632558537 | Active | [10 empty] | No | Not Applicable | Not Applicable | Commercial Water Heating | Water Heating.Electric | 5 | 1 |  |  |  | 238-51313-00 |  |  |  | 238-36612-00 | [6 empty] | Electric | Electric Resistance | 480 | 3 |  | Indoor |  | Floor Mounted |  | Yes | HLW | 150 | Not Applicable |  |  |  | 1.5 | No | [7 empty] | 18 kW |  |  |  | 119 |  | 74 | On/Off | Not Applicable | [6 empty] | 485 | 39 | 32.25 | 73.25 | 504 | 1466 | 30.25 | 64.6875 |  |  |  |  | 66.375 |  |  | 6.9375 |  |  |  |  | 54.75 | [7 empty] | 52.625 | 1 | 48 | 48 | UL174 | Yes | Yes | Yes | No | Not Applicable | [5 empty] | 40304 | COM ELEC CF | 8979876
CEHD120A2433CCF | CEHD120-24 | Bradford White | 671632913640 | Active | [10 empty] | No | Not Applicable | Not Applicable | Commercial Water Heating | Water Heating.Electric | 3 | 1 |  |  |  | 238-51313-00 |  |  |  | 238-36612-00 | [6 empty] | Electric | Electric Resistance | 240 | 3 |  | Indoor |  | Floor Mounted |  | Yes | HLW | 150 | Not Applicable |  |  |  | 1.5 | No | [7 empty] | 24 kW |  |  |  | 119 |  | 99 | On/Off | Not Applicable | [6 empty] | 485 | 39 | 32.25 | 73.25 | 504 | 1466 | 30.25 | 64.6875 |  |  |  |  | 66.375 |  |  | 6.9375 |  |  |  |  | 54.75 | [7 empty] | 52.625 | 1 | 48 | 48 | UL1453 | Yes | Yes | Yes | No | Not Applicable | [5 empty] | 40304 | COM ELEC CF | 8979876
CEHD120A2433FCF | CEHD120-24 | Bradford White | 671632617241 | Active | [10 empty] | No | Not Applicable | Not Applicable | Commercial Water Heating | Water Heating.Electric | 3 | 1 |  |  |  | 238-51313-00 |  |  |  | 238-36612-00 | [6 empty] | Electric | Electric Resistance | 380 | 3 |  | Indoor |  | Floor Mounted |  | Yes | HLW | 150 | Not Applicable |  |  |  | 1.5 | No | [7 empty] | 24 kW |  |  |  | 119 |  | 99 | On/Off | Not Applicable | [6 empty] | 485 | 39 | 32.25 | 73.25 | 504 | 1466 | 30.25 | 64.6875 |  |  |  |  | 66.375 |  |  | 6.9375 |  |  |  |  | 54.75 | [7 empty] | 52.625 | 1 | 48 | 48 | UL174 | Yes | Yes | Yes | No | Not Applicable | [5 empty] | 40304 | COM ELEC CF | 8979876
CEHD120A2433HCF | CEHD120-24 | Bradford White | 671632876761 | Active | [10 empty] | No | Not Applicable | Not Applicable | Commercial Water Heating | Water Heating.Electric | 3 | 1 |  |  |  | 238-51313-00 |  |  |  | 238-36612-00 | [6 empty] | Electric | Electric Resistance | 480 | 3 |  | Indoor |  | Floor Mounted |  | Yes | HLW | 150 | Not Applicable |  |  |  | 1.5 | No | [7 empty] | 24 kW |  |  |  | 119 |  | 99 | On/Off | Not Applicable | [6 empty] | 485 | 39 | 32.25 | 73.25 | 504 | 1466 | 30.25 | 64.6875 |  |  |  |  | 66.375 |  |  | 6.9375 |  |  |  |  | 54.75 | [7 empty] | 52.625 | 1 | 48 | 48 | UL1453 | Yes | Yes | Yes | No | Not Applicable | [5 empty] | 40304 | COM ELEC CF | 8979876
CEHD120A2433JCF-866 | CEHD120-24 | Bradford White | 671632129720 | Active | The ""-866"" indicates that these SKUs are designed and certified for Installation in Canada. | [9 empty] | No | Not Applicable | Not Applicable | Commercial Water Heating | Water Heating.Electric | 3 | 1 |  |  |  | 238-51313-00 |  |  |  | 238-36612-00 | [6 empty] | Electric | Electric Resistance | 600 | 3 |  | Indoor |  | Floor Mounted |  | Yes | HLW | 150 | Not Applicable |  |  |  | 1.5 | No | [7 empty] | 24 kW |  |  |  | 119 |  | 99 | On/Off | Not Applicable | [6 empty] | 485 | 39 | 32.25 | 73.25 | 504 | 1466 | 30.25 | 64.6875 |  |  |  |  | 66.375 |  |  | 6.9375 |  |  |  |  | 54.75 | [7 empty] | 52.625 | 1 | 48 | 48 | UL174 | Yes | No | Yes | No | Not Applicable | 238-51917-00 |  |  |  |  | 40304 | COM ELEC CF
CEHD120A2433LCF | CEHD120-24 | Bradford White | 671632877690 | Active | [10 empty] | No | Not Applicable | Not Applicable | Commercial Water Heating | Water Heating.Electric | 3 | 1 |  |  |  | 238-51313-00 |  |  |  | 238-36612-00 | [6 empty] | Electric | Electric Resistance | 208 | 3 |  | Indoor |  | Floor Mounted |  | Yes | HLW | 150 | Not Applicable |  |  |  | 1.5 | No | [7 empty] | 24 kW |  |  |  | 119 |  | 99 | On/Off | Not Applicable | [6 empty] | 485 | 39 | 32.25 | 73.25 | 504 | 1466 | 30.25 | 64.6875 |  |  |  |  | 66.375 |  |  | 6.9375 |  |  |  |  | 54.75 | [7 empty] | 52.625 | 1 | 48 | 48 | UL1453 | Yes | Yes | Yes | No | Not Applicable | [5 empty] | 40304 | COM ELEC CF | 8979876
CEHD120A2433LCF-866 | CEHD120-24 | Bradford White | 671632633289 | Active | The ""-866"" indicates that these SKUs are designed and certified for Installation in Canada. | [9 empty] | No | Not Applicable | Not Applicable | Commercial Water Heating | Water Heating.Electric | 3 | 1 |  |  |  | 238-51313-00 |  |  |  | 238-36612-00 | [6 empty] | Electric | Electric Resistance | 208 | 3 |  | Indoor |  | Floor Mounted |  | Yes | HLW | 150 | Not Applicable |  |  |  | 1.5 | No | [7 empty] | 24 kW |  |  |  | 119 |  | 99 | On/Off | Not Applicable | [6 empty] | 485 | 39 | 32.25 | 73.25 | 504 | 1466 | 30.25 | 64.6875 |  |  |  |  | 66.375 |  |  | 6.9375 |  |  |  |  | 54.75 | [7 empty] | 52.625 | 1 | 48 | 48 | UL174 | Yes | No | Yes | No | Not Applicable | 238-51917-00 |  |  |  |  | 40304 | COM ELEC CF
CEHD120A2453HCF | CEHD120-24 | Bradford White | 671632129454 | Active | [10 empty] | No | Not Applicable | Not Applicable | Commercial Water Heating | Water Heating.Electric | 5 | 1 |  |  |  | 238-51313-00 |  |  |  | 238-36612-00 | [6 empty] | Electric | Electric Resistance | 480 | 3 |  | Indoor |  | Floor Mounted |  | Yes | HLW | 150 | Not Applicable |  |  |  | 1.5 | No | [7 empty] | 24 kW |  |  |  | 119 |  | 99 | On/Off | Not Applicable | [6 empty] | 485 | 39 | 32.25 | 73.25 | 504 | 1466 | 30.25 | 64.6875 |  |  |  |  | 66.375 |  |  | 6.9375 |  |  |  |  | 54.75 | [7 empty] | 52.625 | 1 | 48 | 48 | UL1453 | Yes | Yes | Yes | No | Not Applicable | [5 empty] | 40304 | COM ELEC CF | 8979876
CEHD120A2453LCF | CEHD120-24 | Bradford White | 671632314782 | Active | [10 empty] | No | Not Applicable | Not Applicable | Commercial Water Heating | Water Heating.Electric | 5 | 1 |  |  |  | 238-51313-00 |  |  |  | 238-36612-00 | [6 empty] | Electric | Electric Resistance | 208 | 3 |  | Indoor |  | Floor Mounted |  | Yes | HLW | 150 | Not Applicable |  |  |  | 1.5 | No | [7 empty] | 24 kW |  |  |  | 119 |  | 99 | On/Off | Not Applicable | [6 empty] | 485 | 39 | 32.25 | 73.25 | 504 | 1466 | 30.25 | 64.6875 |  |  |  |  | 66.375 |  |  | 6.9375 |  |  |  |  | 54.75 | [7 empty] | 52.625 | 1 | 48 | 48 | UL1453 | Yes | Yes | Yes | No | Not Applicable | [5 empty] | 40304 | COM ELEC CF | 8979876
CEHD120A2733HCF | CEHD120-27 | Bradford White | 671632865338 | Active | [10 empty] | No | Not Applicable | Not Applicable | Commercial Water Heating | Water Heating.Electric | 3 | 1 |  |  |  | 238-51313-00 |  |  |  | 238-36612-00 | [6 empty] | Electric | Electric Resistance | 480 | 3 |  | Indoor |  | Floor Mounted |  | Yes | HLW | 150 | Not Applicable |  |  |  | 1.5 | No | [7 empty] | 27 kW |  |  |  | 119 |  | 112 | On/Off | Not Applicable | [6 empty] | 485 | 39 | 32.25 | 73.25 | 504 | 1466 | 30.25 | 64.6875 |  |  |  |  | 66.375 |  |  | 6.9375 |  |  |  |  | 54.75 | [7 empty] | 52.625 | 1 | 48 | 48 | UL1453 | Yes | Yes | Yes | No | Not Applicable | [5 empty] | 40304 | COM ELEC CF | 8979876
CEHD120A2733JCF-866 | CEHD120-27 | Bradford White | 671632902217 | Active | The ""-866"" indicates that these SKUs are designed and certified for Installation in Canada. | [9 empty] | No | Not Applicable | Not Applicable | Commercial Water Heating | Water Heating.Electric | 3 | 1 |  |  |  | 238-51313-00 |  |  |  | 238-36612-00 | [6 empty] | Electric | Electric Resistance | 600 | 3 |  | Indoor |  | Floor Mounted |  | Yes | HLW | 150 | Not Applicable |  |  |  | 1.5 | No | [7 empty] | 27 kW |  |  |  | 119 |  | 112 | On/Off | Not Applicable | [6 empty] | 485 | 39 | 32.25 | 73.25 | 504 | 1466 | 30.25 | 64.6875 |  |  |  |  | 66.375 |  |  | 6.9375 |  |  |  |  | 54.75 | [7 empty] | 52.625 | 1 | 48 | 48 | UL174 | Yes | No | Yes | No | Not Applicable | 238-51917-00 |  |  |  |  | 40304 | COM ELEC CF
CEHD120A2733LCF | CEHD120-27 | Bradford White | 671632124411 | Active | [10 empty] | No | Not Applicable | Not Applicable | Commercial Water Heating | Water Heating.Electric | 3 | 1 |  |  |  | 238-51313-00 |  |  |  | 238-36612-00 | [6 empty] | Electric | Electric Resistance | 208 | 3 |  | Indoor |  | Floor Mounted |  | Yes | HLW | 150 | Not Applicable |  |  |  | 1.5 | No | [7 empty] | 27 kW |  |  |  | 119 |  | 112 | On/Off | Not Applicable | [6 empty] | 485 | 39 | 32.25 | 73.25 | 504 | 1466 | 30.25 | 64.6875 |  |  |  |  | 66.375 |  |  | 6.9375 |  |  |  |  | 54.75 | [7 empty] | 52.625 | 1 | 48 | 48 | UL174 | Yes | Yes | Yes | No | Not Applicable | [5 empty] | 40304 | COM ELEC CF | 8979876
CEHD120A2753HCF | CEHD120-27 | Bradford White | 671632569991 | Active | [10 empty] | No | Not Applicable | Not Applicable | Commercial Water Heating | Water Heating.Electric | 5 | 1 |  |  |  | 238-51313-00 |  |  |  | 238-36612-00 | [6 empty] | Electric | Electric Resistance | 480 | 3 |  | Indoor |  | Floor Mounted |  | Yes | HLW | 150 | Not Applicable |  |  |  | 1.5 | No | [7 empty] | 27 kW |  |  |  | 119 |  | 112 | On/Off | Not Applicable | [6 empty] | 485 | 39 | 32.25 | 73.25 | 504 | 1466 | 30.25 | 64.6875 |  |  |  |  | 66.375 |  |  | 6.9375 |  |  |  |  | 54.75 | [7 empty] | 52.625 | 1 | 48 | 48 | UL174 | Yes | Yes | Yes | No | Not Applicable | [5 empty] | 40304 | COM ELEC CF | 8979876
CEHD120A3033CCF | CEHD120-30 | Bradford White | 671632887484 | Active | [10 empty] | No | Not Applicable | Not Applicable | Commercial Water Heating | Water Heating.Electric | 3 | 1 |  |  |  | 238-51313-00 |  |  |  | 238-36612-00 | [6 empty] | Electric | Electric Resistance | 240 | 3 |  | Indoor |  | Floor Mounted |  | Yes | HLW | 150 | Not Applicable |  |  |  | 1.5 | No | [7 empty] | 30 kW |  |  |  | 119 |  | 124 | On/Off | Not Applicable | [6 empty] | 485 | 39 | 32.25 | 73.25 | 504 | 1466 | 30.25 | 64.6875 |  |  |  |  | 66.375 |  |  | 6.9375 |  |  |  |  | 54.75 | [7 empty] | 52.625 | 1 | 48 | 48 | UL1453 | Yes | Yes | Yes | No | Not Applicable | [5 empty] | 40304 | COM ELEC CF | 8979876
CEHD120A3033FCF | CEHD120-30 | Bradford White | 671632999897 | Active | [10 empty] | No | Not Applicable | Not Applicable | Commercial Water Heating | Water Heating.Electric | 3 | 1 |  |  |  | 238-51313-00 |  |  |  | 238-36612-00 | [6 empty] | Electric | Electric Resistance | 380 | 3 |  | Indoor |  | Floor Mounted |  | Yes | HLW | 150 | Not Applicable |  |  |  | 1.5 | No | [7 empty] | 30 kW |  |  |  | 119 |  | 124 | On/Off | Not Applicable | [6 empty] | 485 | 39 | 32.25 | 73.25 | 504 | 1466 | 30.25 | 64.6875 |  |  |  |  | 66.375 |  |  | 6.9375 |  |  |  |  | 54.75 | [7 empty] | 52.625 | 1 | 48 | 48 | UL1453 | Yes | Yes | Yes | No | Not Applicable | [5 empty] | 40304 | COM ELEC CF | 8979876
CEHD120A3033GCF | CEHD120-30 | Bradford White | 671632560882 | Active | [10 empty] | No | Not Applicable | Not Applicable | Commercial Water Heating | Water Heating.Electric | 3 | 1 |  |  |  | 238-51313-00 |  |  |  | 238-36612-00 | [6 empty] | Electric | Electric Resistance | 415 | 3 |  | Indoor |  | Floor Mounted |  | Yes | HLW | 150 | Not Applicable |  |  |  | 1.5 | No | [7 empty] | 30 kW |  |  |  | 119 |  | 124 | On/Off | Not Applicable | [6 empty] | 485 | 39 | 32.25 | 73.25 | 504 | 1466 | 30.25 | 64.6875 |  |  |  |  | 66.375 |  |  | 6.9375 |  |  |  |  | 54.75 | [7 empty] | 52.625 | 1 | 48 | 48 | UL174 | Yes | Yes | Yes | No | Not Applicable | [5 empty] | 40304 | COM ELEC CF | 8979876
CEHD120A3033HCF | CEHD120-30 | Bradford White | 671632889457 | Active | [10 empty] | No | Not Applicable | Not Applicable | Commercial Water Heating | Water Heating.Electric | 3 | 1 |  |  |  | 238-51313-00 |  |  |  | 238-36612-00 | [6 empty] | Electric | Electric Resistance | 480 | 3 |  | Indoor |  | Floor Mounted |  | Yes | HLW | 150 | Not Applicable |  |  |  | 1.5 | No | [7 empty] | 30 kW |  |  |  | 119 |  | 124 | On/Off | Not Applicable | [6 empty] | 485 | 39 | 32.25 | 73.25 | 504 | 1466 | 30.25 | 64.6875 |  |  |  |  | 66.375 |  |  | 6.9375 |  |  |  |  | 54.75 | [7 empty] | 52.625 | 1 | 48 | 48 | UL1453 | Yes | Yes | Yes | No | Not Applicable | [5 empty] | 40304 | COM ELEC CF | 8979876
CEHD120A3033JCF-866 | CEHD120-30 | Bradford White | 671632651429 | Active | The ""-866"" indicates that these SKUs are designed and certified for Installation in Canada. | [9 empty] | No | Not Applicable | Not Applicable | Commercial Water Heating | Water Heating.Electric | 3 | 1 |  |  |  | 238-51313-00 |  |  |  | 238-36612-00 | [6 empty] | Electric | Electric Resistance | 600 | 3 |  | Indoor |  | Floor Mounted |  | Yes | HLW | 150 | Not Applicable |  |  |  | 1.5 | No | [7 empty] | 30 kW |  |  |  | 119 |  | 124 | On/Off | Not Applicable | [6 empty] | 485 | 39 | 32.25 | 73.25 | 504 | 1466 | 30.25 | 64.6875 |  |  |  |  | 66.375 |  |  | 6.9375 |  |  |  |  | 54.75 | [7 empty] | 52.625 | 1 | 48 | 48 | UL174 | Yes | No | Yes | No | Not Applicable | 238-51917-00 |  |  |  |  | 40304 | COM ELEC CF
CEHD120A3033LCF | CEHD120-30 | Bradford White | 671632896288 | Active | [10 empty] | No | Not Applicable | Not Applicable | Commercial Water Heating | Water Heating.Electric | 3 | 1 |  |  |  | 238-51313-00 |  |  |  | 238-36612-00 | [6 empty] | Electric | Electric Resistance | 208 | 3 |  | Indoor |  | Floor Mounted |  | Yes | HLW | 150 | Not Applicable |  |  |  | 1.5 | No | [7 empty] | 30 kW |  |  |  | 119 |  | 124 | On/Off | Not Applicable | [6 empty] | 485 | 39 | 32.25 | 73.25 | 504 | 1466 | 30.25 | 64.6875 |  |  |  |  | 66.375 |  |  | 6.9375 |  |  |  |  | 54.75 | [7 empty] | 52.625 | 1 | 48 | 48 | UL1453 | Yes | Yes | Yes | No | Not Applicable | [5 empty] | 40304 | COM ELEC CF | 8979876
CEHD120A3033LCF-866 | CEHD120-30 | Bradford White | 671632535521 | Active | The ""-866"" indicates that these SKUs are designed and certified for Installation in Canada. | [9 empty] | No | Not Applicable | Not Applicable | Commercial Water Heating | Water Heating.Electric | 3 | 1 |  |  |  | 238-51313-00 |  |  |  | 238-36612-00 | [6 empty] | Electric | Electric Resistance | 208 | 3 |  | Indoor |  | Floor Mounted |  | Yes | HLW | 150 | Not Applicable |  |  |  | 1.5 | No | [7 empty] | 30 kW |  |  |  | 119 |  | 124 | On/Off | Not Applicable | [6 empty] | 485 | 39 | 32.25 | 73.25 | 504 | 1466 | 30.25 | 64.6875 |  |  |  |  | 66.375 |  |  | 6.9375 |  |  |  |  | 54.75 | [7 empty] | 52.625 | 1 | 48 | 48 | UL174 | Yes | No | Yes | No | Not Applicable | 238-51917-00 |  |  |  |  | 40304 | COM ELEC CF
CEHD120A3053HCF | CEHD120-30 | Bradford White | 671632906871 | Active | [10 empty] | No | Not Applicable | Not Applicable | Commercial Water Heating | Water Heating.Electric | 3 | 1 |  |  |  | 238-51313-00 |  |  |  | 238-36612-00 | [6 empty] | Electric | Electric Resistance | 480 | 3 |  | Indoor |  | Floor Mounted |  | Yes | HLW | 150 | Not Applicable |  |  |  | 1.5 | No | [7 empty] | 30 kW |  |  |  | 119 |  | 124 | On/Off | Not Applicable | [6 empty] | 458 | 39 | 32.25 | 73.25 | 476 | 1439 | 30.25 | 64.6875 |  |  |  |  | 66.375 |  |  | 6.9375 |  |  |  |  | 54.75 | [7 empty] | 52.625 | 1 | 48 | 48 | UL1453 | Yes | Yes | Yes | No | Not Applicable | [5 empty] | 40304 | COM ELEC CF | 8979876
CEHD120A3053LCF | CEHD120-30 | Bradford White | 671632130436 | Active | [10 empty] | No | Not Applicable | Not Applicable | Commercial Water Heating | Water Heating.Electric | 5 | 1 |  |  |  | 238-51313-00 |  |  |  | 238-36612-00 | [6 empty] | Electric | Electric Resistance | 208 | 3 |  | Indoor |  | Floor Mounted |  | Yes | HLW | 150 | Not Applicable |  |  |  | 1.5 | No | [7 empty] | 30 kW |  |  |  | 119 |  | 124 | On/Off | Not Applicable | [6 empty] | 485 | 39 | 32.25 | 73.25 | 504 | 1466 | 30.25 | 64.6875 |  |  |  |  | 66.375 |  |  | 6.9375 |  |  |  |  | 54.75 | [7 empty] | 52.625 | 1 | 48 | 48 | UL1453 | Yes | Yes | Yes | No | Not Applicable | [5 empty] | 40304 | COM ELEC CF | 8979876
CEHD120A3633C9CF-866 | CEHD120-36 | Bradford White | 671632681365 | Active | The ""-866"" indicates that these SKUs are designed and certified for Installation in Canada. | [9 empty] | No | Not Applicable | Not Applicable | Commercial Water Heating | Water Heating.Electric | 3 | 1 |  |  |  | 238-51313-00 |  |  |  | 238-36612-00 | [6 empty] | Electric | Electric Resistance | 240 | 3 |  | Indoor |  | Floor Mounted |  | Yes | HLW | 150 | Not Applicable |  |  |  | 1.5 | No | [7 empty] | 36 kW |  |  |  | 119 |  | 149 | On/Off | Not Applicable | [6 empty] | 485 | 39 | 32.25 | 73.25 | 504 | 1466 | 30.25 | 64.6875 |  |  |  |  | 66.375 |  |  | 6.9375 |  |  |  |  | 54.75 | [7 empty] | 52.625 | 1 | 48 | 48 | UL1453 | Yes | No | Yes | No | Not Applicable | 238-51917-00 |  |  |  |  | 40304 | COM ELEC CF
CEHD120A3633CCF | CEHD120-36 | Bradford White | 671632869428 | Active | [10 empty] | No | Not Applicable | Not Applicable | Commercial Water Heating | Water Heating.Electric | 3 | 1 |  |  |  | 238-51313-00 |  |  |  | 238-36612-00 | [6 empty] | Electric | Electric Resistance | 240 | 3 |  | Indoor |  | Floor Mounted |  | Yes | HLW | 150 | Not Applicable |  |  |  | 1.5 | No | [7 empty] | 36 kW |  |  |  | 119 |  | 149 | On/Off | Not Applicable | [6 empty] | 485 | 39 | 32.25 | 73.25 | 504 | 1466 | 30.25 | 64.6875 |  |  |  |  | 66.375 |  |  | 6.9375 |  |  |  |  | 54.75 | [7 empty] | 52.625 | 1 | 48 | 48 | UL1453 | Yes | Yes | Yes | No | Not Applicable | [5 empty] | 40304 | COM ELEC CF | 8979876
CEHD120A3633HCF | CEHD120-36 | Bradford White | 671632870691 | Active | [10 empty] | No | Not Applicable | Not Applicable | Commercial Water Heating | Water Heating.Electric | 3 | 1 |  |  |  | 238-51313-00 |  |  |  | 238-36612-00 | [6 empty] | Electric | Electric Resistance | 480 | 3 |  | Indoor |  | Floor Mounted |  | Yes | HLW | 150 | Not Applicable |  |  |  | 1.5 | No | [7 empty] | 36 kW |  |  |  | 119 |  | 149 | On/Off | Not Applicable | [6 empty] | 485 | 39 | 32.25 | 73.25 | 504 | 1466 | 30.25 | 64.6875 |  |  |  |  | 66.375 |  |  | 6.9375 |  |  |  |  | 54.75 | [7 empty] | 52.625 | 1 | 48 | 48 | UL1453 | Yes | Yes | Yes | No | Not Applicable | [5 empty] | 40304 | COM ELEC CF | 8979876
CEHD120A3633JCF-866 | CEHD120-36 | Bradford White | 671632129737 | Active | The ""-866"" indicates that these SKUs are designed and certified for Installation in Canada. | [9 empty] | No | Not Applicable | Not Applicable | Commercial Water Heating | Water Heating.Electric | 3 | 1 |  |  |  | 238-51313-00 |  |  |  | 238-36612-00 | [6 empty] | Electric | Electric Resistance | 600 | 3 |  | Indoor |  | Floor Mounted |  | Yes | HLW | 150 | Not Applicable |  |  |  | 1.5 | No | [7 empty] | 36 kW |  |  |  | 119 |  | 149 | On/Off | Not Applicable | [6 empty] | 485 | 39 | 32.25 | 73.25 | 504 | 1466 | 30.25 | 64.6875 |  |  |  |  | 66.375 |  |  | 6.9375 |  |  |  |  | 54.75 | [7 empty] | 52.625 | 1 | 48 | 48 | UL174 | Yes | No | Yes | No | Not Applicable | 238-51917-00 |  |  |  |  | 40304 | COM ELEC CF
CEHD120A3633LCF | CEHD120-36 | Bradford White | 671632865192 | Active | [10 empty] | No | Not Applicable | Not Applicable | Commercial Water Heating | Water Heating.Electric | 3 | 1 |  |  |  | 238-51313-00 |  |  |  | 238-36612-00 | [6 empty] | Electric | Electric Resistance | 208 | 3 |  | Indoor |  | Floor Mounted |  | Yes | HLW | 150 | Not Applicable |  |  |  | 1.5 | No | [7 empty] | 36 kW |  |  |  | 119 |  | 149 | On/Off | Not Applicable | [6 empty] | 485 | 39 | 32.25 | 73.25 | 504 | 1466 | 30.25 | 64.6875 |  |  |  |  | 66.375 |  |  | 6.9375 |  |  |  |  | 54.75 | [7 empty] | 52.625 | 1 | 48 | 48 | UL1453 | Yes | Yes | Yes | No | Not Applicable | [5 empty] | 40304 | COM ELEC CF | 8979876
CEHD120A3633LCF-866 | CEHD120-36 | Bradford White | 671632644131 | Active | The ""-866"" indicates that these SKUs are designed and certified for Installation in Canada. | [9 empty] | No | Not Applicable | Not Applicable | Commercial Water Heating | Water Heating.Electric | 3 | 1 |  |  |  | 238-51313-00 |  |  |  | 238-36612-00 | [6 empty] | Electric | Electric Resistance | 208 | 3 |  | Indoor |  | Floor Mounted |  | Yes | HLW | 150 | Not Applicable |  |  |  | 1.5 | No | [7 empty] | 36 kW |  |  |  | 119 |  | 149 | On/Off | Not Applicable | [6 empty] | 485 | 39 | 32.25 | 73.25 | 504 | 1466 | 30.25 | 64.6875 |  |  |  |  | 66.375 |  |  | 6.9375 |  |  |  |  | 54.75 | [7 empty] | 52.625 | 1 | 48 | 48 | UL174 | Yes | No | Yes | No | Not Applicable | 238-51917-00 |  |  |  |  | 40304 | COM ELEC CF
CEHD120A3653HCF | CEHD120-36 | Bradford White | 671632902453 | Active | [10 empty] | No | Not Applicable | Not Applicable | Commercial Water Heating | Water Heating.Electric | 5 | 1 |  |  |  | 238-51313-00 |  |  |  | 238-36612-00 | [6 empty] | Electric | Electric Resistance | 480 | 3 |  | Indoor |  | Floor Mounted |  | Yes | HLW | 150 | Not Applicable |  |  |  | 1.5 | No | [7 empty] | 36 kW |  |  |  | 119 |  | 149 | On/Off | Not Applicable | [6 empty] | 485 | 39 | 32.25 | 73.25 | 504 | 1466 | 30.25 | 64.6875 |  |  |  |  | 66.375 |  |  | 6.9375 |  |  |  |  | 54.75 | [7 empty] | 52.625 | 1 | 48 | 48 | UL1453 | Yes | Yes | Yes | No | Not Applicable | [5 empty] | 40304 | COM ELEC CF | 8979876
CEHD120A3653LCF | CEHD120-36 | Bradford White | 671632894567 | Active | [10 empty] | No | Not Applicable | Not Applicable | Commercial Water Heating | Water Heating.Electric | 5 | 1 |  |  |  | 238-51313-00 |  |  |  | 238-36612-00 | [6 empty] | Electric | Electric Resistance | 208 | 3 |  | Indoor |  | Floor Mounted |  | Yes | HLW | 150 | Not Applicable |  |  |  | 1.5 | No | [7 empty] | 36 kW |  |  |  | 119 |  | 149 | On/Off | Not Applicable | [6 empty] | 485 | 39 | 32.25 | 73.25 | 504 | 1466 | 30.25 | 64.6875 |  |  |  |  | 66.375 |  |  | 6.9375 |  |  |  |  | 54.75 | [7 empty] | 52.625 | 1 | 48 | 48 | UL1453 | Yes | Yes | Yes | No | Not Applicable | [5 empty] | 40304 | COM ELEC CF | 8979876
CEHD120A4533CCF | CEHD120-45 | Bradford White | 671632893171 | Active | [10 empty] | No | Not Applicable | Not Applicable | Commercial Water Heating | Water Heating.Electric | 3 | 1 |  |  |  | 238-51313-00 |  |  |  | 238-36612-00 | [6 empty] | Electric | Electric Resistance | 240 | 3 |  | Indoor |  | Floor Mounted |  | Yes | HLW | 150 | Not Applicable |  |  |  | 1.5 | No | [7 empty] | 45 kW |  |  |  | 119 |  | 186 | On/Off | Not Applicable | [6 empty] | 485 | 39 | 32.25 | 73.25 | 504 | 1466 | 30.25 | 64.6875 |  |  |  |  | 66.375 |  |  | 6.9375 |  |  |  |  | 54.75 | [7 empty] | 52.625 | 1 | 48 | 48 | UL1453 | Yes | Yes | Yes | No | Not Applicable | [5 empty] | 40304 | COM ELEC CF | 8979876
CEHD120A4533FCF | CEHD120-45 | Bradford White | 671632639748 | Active | [10 empty] | No | Not Applicable | Not Applicable | Commercial Water Heating | Water Heating.Electric | 3 | 1 |  |  |  | 238-51313-00 |  |  |  | 238-36612-00 | [6 empty] | Electric | Electric Resistance | 380 | 3 |  | Indoor |  | Floor Mounted |  | Yes | HLW | 150 | Not Applicable |  |  |  | 1.5 | No | [7 empty] | 45 kW |  |  |  | 119 |  | 186 | On/Off | Not Applicable | [6 empty] | 485 | 39 | 32.25 | 73.25 | 504 | 1466 | 30.25 | 64.6875 |  |  |  |  | 66.375 |  |  | 6.9375 |  |  |  |  | 54.75 | [7 empty] | 52.625 | 1 | 48 | 48 | UL174 | Yes | Yes | Yes | No | Not Applicable | [5 empty] | 40304 | COM ELEC CF | 8979876
CEHD120A4533HCF | CEHD120-45 | Bradford White | 671632867509 | Active | [10 empty] | No | Not Applicable | Not Applicable | Commercial Water Heating | Water Heating.Electric | 3 | 1 |  |  |  | 238-51313-00 |  |  |  | 238-36612-00 | [6 empty] | Electric | Electric Resistance | 480 | 3 |  | Indoor |  | Floor Mounted |  | Yes | HLW | 150 | Not Applicable |  |  |  | 1.5 | No | [7 empty] | 45 kW |  |  |  | 119 |  | 186 | On/Off | Not Applicable | [6 empty] | 485 | 39 | 32.25 | 73.25 | 504 | 1466 | 30.25 | 64.6875 |  |  |  |  | 66.375 |  |  | 6.9375 |  |  |  |  | 54.75 | [7 empty] | 52.625 | 1 | 48 | 48 | UL1453 | Yes | Yes | Yes | No | Not Applicable | [5 empty] | 40304 | COM ELEC CF | 8979876
CEHD120A4533JCF-866 | CEHD120-45 | Bradford White | 671632901395 | Active | The ""-866"" indicates that these SKUs are designed and certified for Installation in Canada. | [9 empty] | No | Not Applicable | Not Applicable | Commercial Water Heating | Water Heating.Electric | 3 | 1 |  |  |  | 238-51313-00 |  |  |  | 238-36612-00 | [6 empty] | Electric | Electric Resistance | 600 | 3 |  | Indoor |  | Floor Mounted |  | Yes | HLW | 150 | Not Applicable |  |  |  | 1.5 | No | [7 empty] | 45 kW |  |  |  | 119 |  | 186 | On/Off | Not Applicable | [6 empty] | 485 | 39 | 32.25 | 73.25 | 504 | 1466 | 30.25 | 64.6875 |  |  |  |  | 66.375 |  |  | 6.9375 |  |  |  |  | 54.75 | [7 empty] | 52.625 | 1 | 48 | 48 | UL174 | Yes | No | Yes | No | Not Applicable | 238-51917-00 |  |  |  |  | 40304 | COM ELEC CF
CEHD120A4533LCF | CEHD120-45 | Bradford White | 671632877706 | Active | [10 empty] | No | Not Applicable | Not Applicable | Commercial Water Heating | Water Heating.Electric | 3 | 1 |  |  |  | 238-51313-00 |  |  |  | 238-36612-00 | [6 empty] | Electric | Electric Resistance | 208 | 3 |  | Indoor |  | Floor Mounted |  | Yes | HLW | 150 | Not Applicable |  |  |  | 1.5 | No | [7 empty] | 45 kW |  |  |  | 119 |  | 186 | On/Off | Not Applicable | [6 empty] | 485 | 39 | 32.25 | 73.25 | 504 | 1466 | 30.25 | 64.6875 |  |  |  |  | 66.375 |  |  | 6.9375 |  |  |  |  | 54.75 | [7 empty] | 52.625 | 1 | 48 | 48 | UL1453 | Yes | Yes | Yes | No | Not Applicable | [5 empty] | 40304 | COM ELEC CF | 8979876
CEHD120A4553HCF | CEHD120-45 | Bradford White | 671632898688 | Active | [10 empty] | No | Not Applicable | Not Applicable | Commercial Water Heating | Water Heating.Electric | 5 | 1 |  |  |  | 238-51313-00 |  |  |  | 238-36612-00 | [6 empty] | Electric | Electric Resistance | 480 | 3 |  | Indoor |  | Floor Mounted |  | Yes | HLW | 150 | Not Applicable |  |  |  | 1.5 | No | [7 empty] | 45 kW |  |  |  | 119 |  | 186 | On/Off | Not Applicable | [6 empty] | 485 | 39 | 32.25 | 73.25 | 504 | 1466 | 30.25 | 64.6875 |  |  |  |  | 66.375 |  |  | 6.9375 |  |  |  |  | 54.75 | [7 empty] | 52.625 | 1 | 48 | 48 | UL1453 | Yes | Yes | Yes | No | Not Applicable | [5 empty] | 40304 | COM ELEC CF | 8979876
CEHD120A5431ECF | CEHD120-54 | Bradford White | 671632878772 | Active | [10 empty] | No | Not Applicable | Not Applicable | Commercial Water Heating | Water Heating.Electric | 3 | 1 |  |  |  | 238-51313-00 |  |  |  | 238-36612-00 | [6 empty] | Electric | Electric Resistance | 277 | 1 |  | Indoor |  | Floor Mounted |  | Yes | HLW | 150 | Not Applicable |  |  |  | 1.5 | No | [7 empty] | 54 kW |  |  |  | 119 |  | 223 | On/Off | Not Applicable | [6 empty] | 485 | 39 | 32.25 | 73.25 | 504 | 1466 | 30.25 | 64.6875 |  |  |  |  | 66.375 |  |  | 6.9375 |  |  |  |  | 54.75 | [7 empty] | 52.625 | 1 | 48 | 48 | UL1453 | Yes | Yes | Yes | No | Not Applicable | [5 empty] | 40304 | COM ELEC CF | 8979876
CEHD120A5433CCF | CEHD120-54 | Bradford White | 671632875726 | Active | [10 empty] | No | Not Applicable | Not Applicable | Commercial Water Heating | Water Heating.Electric | 3 | 1 |  |  |  | 238-51313-00 |  |  |  | 238-36612-00 | [6 empty] | Electric | Electric Resistance | 240 | 3 |  | Indoor |  | Floor Mounted |  | Yes | HLW | 150 | Not Applicable |  |  |  | 1.5 | No | [7 empty] | 54 kW |  |  |  | 119 |  | 223 | On/Off | Not Applicable | [6 empty] | 485 | 39 | 32.25 | 73.25 | 504 | 1466 | 30.25 | 64.6875 |  |  |  |  | 66.375 |  |  | 6.9375 |  |  |  |  | 54.75 | [7 empty] | 52.625 | 1 | 48 | 48 | UL1453 | Yes | Yes | Yes | No | Not Applicable | [5 empty] | 40304 | COM ELEC CF | 8979876
CEHD120A5433HCF | CEHD120-54 | Bradford White | 671632857197 | Active | [10 empty] | No | Not Applicable | Not Applicable | Commercial Water Heating | Water Heating.Electric | 3 | 1 |  |  |  | 238-51313-00 |  |  |  | 238-36612-00 | [6 empty] | Electric | Electric Resistance | 480 | 3 |  | Indoor |  | Floor Mounted |  | Yes | HLW | 150 | Not Applicable |  |  |  | 1.5 | No | [7 empty] | 54 kW |  |  |  | 119 |  | 223 | On/Off | Not Applicable | [6 empty] | 485 | 39 | 32.25 | 73.25 | 504 | 1466 | 30.25 | 64.6875 |  |  |  |  | 66.375 |  |  | 6.9375 |  |  |  |  | 54.75 | [7 empty] | 52.625 | 1 | 48 | 48 | UL1453 | Yes | Yes | Yes | No | Not Applicable | [5 empty] | 40304 | COM ELEC CF | 8979876
CEHD120A5433JCF-866 | CEHD120-54 | Bradford White | 671632892457 | Active | The ""-866"" indicates that these SKUs are designed and certified for Installation in Canada. | [9 empty] | No | Not Applicable | Not Applicable | Commercial Water Heating | Water Heating.Electric | 3 | 1 |  |  |  | 238-51313-00 |  |  |  | 238-36612-00 | [6 empty] | Electric | Electric Resistance | 600 | 3 |  | Indoor |  | Floor Mounted |  | Yes | HLW | 150 | Not Applicable |  |  |  | 1.5 | No | [7 empty] | 54 kW |  |  |  | 119 |  | 223 | On/Off | Not Applicable | [6 empty] | 485 | 39 | 32.25 | 73.25 | 504 | 1466 | 30.25 | 64.6875 |  |  |  |  | 66.375 |  |  | 6.9375 |  |  |  |  | 54.75 | [7 empty] | 52.625 | 1 | 48 | 48 | UL174 | Yes | No | Yes | No | Not Applicable | 238-51917-00 |  |  |  |  | 40304 | COM ELEC CF
CEHD120A5433LCF | CEHD120-54 | Bradford White | 671632865208 | Active | [10 empty] | No | Not Applicable | Not Applicable | Commercial Water Heating | Water Heating.Electric | 3 | 1 |  |  |  | 238-51313-00 |  |  |  | 238-36612-00 | [6 empty] | Electric | Electric Resistance | 208 | 3 |  | Indoor |  | Floor Mounted |  | Yes | HLW | 150 | Not Applicable |  |  |  | 1.5 | No | [7 empty] | 54 kW |  |  |  | 119 |  | 223 | On/Off | Not Applicable | [6 empty] | 485 | 39 | 32.25 | 73.25 | 504 | 1466 | 30.25 | 64.6875 |  |  |  |  | 66.375 |  |  | 6.9375 |  |  |  |  | 54.75 | [7 empty] | 52.625 | 1 | 48 | 48 | UL1453 | Yes | Yes | Yes | No | Not Applicable | [5 empty] | 40304 | COM ELEC CF | 8979876
CEHD120A5453HCF | CEHD120-54 | Bradford White | 671632898787 | Active | [10 empty] | No | Not Applicable | Not Applicable | Commercial Water Heating | Water Heating.Electric | 5 | 1 |  |  |  | 238-51313-00 |  |  |  | 238-36612-00 | [6 empty] | Electric | Electric Resistance | 480 | 3 |  | Indoor |  | Floor Mounted |  | Yes | HLW | 150 | Not Applicable |  |  |  | 1.5 | No | [7 empty] | 54 kW |  |  |  | 119 |  | 223 | On/Off | Not Applicable | [6 empty] | 485 | 39 | 32.25 | 73.25 | 504 | 1466 | 30.25 | 64.6875 |  |  |  |  | 66.375 |  |  | 6.9375 |  |  |  |  | 54.75 | [7 empty] | 52.625 | 1 | 48 | 48 | UL1453 | Yes | Yes | Yes | No | Not Applicable | [5 empty] | 40304 | COM ELEC CF | 8979876
CEHD120A5453LCF | CEHD120-54 | Bradford White | 671632625864 | Active | [10 empty] | No | Not Applicable | Not Applicable | Commercial Water Heating | Water Heating.Electric | 5 | 1 |  |  |  | 238-51313-00 |  |  |  | 238-36612-00 | [6 empty] | Electric | Electric Resistance | 208 | 3 |  | Indoor |  | Floor Mounted |  | Yes | HLW | 150 | Not Applicable |  |  |  | 1.5 | No | [7 empty] | 54 kW |  |  |  | 119 |  | 223 | On/Off | Not Applicable | [6 empty] | 485 | 39 | 32.25 | 73.25 | 504 | 1466 | 30.25 | 64.6875 |  |  |  |  | 66.375 |  |  | 6.9375 |  |  |  |  | 54.75 | [7 empty] | 52.625 | 1 | 48 | 48 | UL174 | Yes | Yes | Yes | No | Not Applicable | [5 empty] | 40304 | COM ELEC CF | 8979876
CEHD120A633LCF-866 | CEHD120-6 | Bradford White | 671632140794 | Active | The ""-866"" indicates that these SKUs are designed and certified for Installation in Canada. | [9 empty] | No | Not Applicable | Not Applicable | Commercial Water Heating | Water Heating.Electric | 3 | 1 |  |  |  | 238-51313-00 |  |  |  | 238-36612-00 | [6 empty] | Electric | Electric Resistance | 208 | 3 |  | Indoor |  | Floor Mounted |  | Yes | HLW | 150 | Not Applicable |  |  |  | 1.5 | No | [7 empty] | 6 kW |  |  |  | 119 |  | 25 | On/Off | Not Applicable | [6 empty] | 485 | 39 | 32.25 | 73.25 | 504 | 1466 | 30.25 | 64.6875 |  |  |  |  | 66.375 |  |  | 6.9375 |  |  |  |  | 54.75 | [7 empty] | 52.625 | 1 | 48 | 48 | UL174 | Yes | No | Yes | No | Not Applicable | 238-51917-00 |  |  |  |  | 40304 | COM ELEC CF
CEHD120A933CCF-866 | CEHD120-9 | Bradford White | 671632633920 | Active | The ""-866"" indicates that these SKUs are designed and certified for Installation in Canada. | [9 empty] | No | Not Applicable | Not Applicable | Commercial Water Heating | Water Heating.Electric | 3 | 1 |  |  |  | 238-51313-00 |  |  |  | 238-36612-00 | [6 empty] | Electric | Electric Resistance | 240 | 3 |  | Indoor |  | Floor Mounted |  | Yes | HLW | 150 | Not Applicable |  |  |  | 1.5 | No | [7 empty] | 9 kW |  |  |  | 119 |  | 37 | On/Off | Not Applicable | [6 empty] | 485 | 39 | 32.25 | 73.25 | 504 | 1466 | 30.25 | 64.6875 |  |  |  |  | 66.375 |  |  | 6.9375 |  |  |  |  | 54.75 | [7 empty] | 52.625 | 1 | 48 | 48 | UL174 | Yes | No | Yes | No | Not Applicable | 238-51917-00 |  |  |  |  | 40304 | COM ELEC CF
CEHD120A933JCF-866 | CEHD120-9 | Bradford White | 671632906482 | Active | The ""-866"" indicates that these SKUs are designed and certified for Installation in Canada. | [9 empty] | No | Not Applicable | Not Applicable | Commercial Water Heating | Water Heating.Electric | 3 | 1 |  |  |  | 238-51313-00 |  |  |  | 238-36612-00 | [6 empty] | Electric | Electric Resistance | 600 | 3 |  | Indoor |  | Floor Mounted |  | Yes | HLW | 150 | Not Applicable |  |  |  | 1.5 | No | [7 empty] | 9 kW |  |  |  | 119 |  | 37 | On/Off | Not Applicable | [6 empty] | 485 | 39 | 32.25 | 73.25 | 504 | 1466 | 30.25 | 64.6875 |  |  |  |  | 66.375 |  |  | 6.9375 |  |  |  |  | 54.75 | [7 empty] | 52.625 | 1 | 48 | 48 | UL174 | Yes | No | Yes | No | Not Applicable | 238-51917-00 |  |  |  |  | 40304 | COM ELEC CF
CEHD120A933LCF-866 | CEHD120-9 | Bradford White | 671632904082 | Active | The ""-866"" indicates that these SKUs are designed and certified for Installation in Canada. | [9 empty] | No | Not Applicable | Not Applicable | Commercial Water Heating | Water Heating.Electric | 3 | 1 |  |  |  | 238-51313-00 |  |  |  | 238-36612-00 | [6 empty] | Electric | Electric Resistance | 208 | 3 |  | Indoor |  | Floor Mounted |  | Yes | HLW | 150 | Not Applicable |  |  |  | 1.5 | No | [7 empty] | 9 kW |  |  |  | 119 |  | 37 | On/Off | Not Applicable | [6 empty] | 485 | 39 | 32.25 | 73.25 | 504 | 1466 | 30.25 | 64.6875 |  |  |  |  | 66.375 |  |  | 6.9375 |  |  |  |  | 54.75 | [7 empty] | 52.625 | 1 | 48 | 48 | UL174 | Yes | No | Yes | No | Not Applicable | 238-51917-00 |  |  |  |  | 40304 | COM ELEC CF
CEHD5012333CCF | CEHD50-123 | Bradford White | 671632620760 | Active | [10 empty] | No | Not Applicable | Not Applicable | Commercial Water Heating | Water Heating.Electric | 3 | 1 |  |  |  | 238-51313-00 |  |  |  | 238-36612-00 | [6 empty] | Electric | Electric Resistance | 240 | 3 |  | Indoor |  | Floor Mounted |  | No | Not Applicable | 150 | Not Applicable |  |  |  | 1.5 | No | [7 empty] | 12.3 kW |  |  |  | 50 |  | 51 | On/Off | Not Applicable | [6 empty] | 270 | 34.5 | 30.25 | 58.875 | 281 | 682 | 24 | 50.4375 |  |  |  |  | 52.625 |  |  | 6.9375 |  |  |  |  | 40.6875 | [7 empty] | 49.125 | 1 | 57 | 57 | UL1453 | Yes | Yes | Yes | No | Not Applicable | [5 empty] | 40304 | COM ELEC CF | 8979783
CEHD5012333HCF | CEHD50-123 | Bradford White | 671632620623 | Active | [10 empty] | No | Not Applicable | Not Applicable | Commercial Water Heating | Water Heating.Electric | 3 | 1 |  |  |  | 238-51313-00 |  |  |  | 238-36612-00 | [6 empty] | Electric | Electric Resistance | 480 | 3 |  | Indoor |  | Floor Mounted |  | No | Not Applicable | 150 | Not Applicable |  |  |  | 1.5 | No | [7 empty] | 12.3 kW |  |  |  | 50 |  | 51 | On/Off | Not Applicable | [6 empty] | 270 | 34.5 | 30.25 | 58.875 | 281 | 682 | 24 | 50.4375 |  |  |  |  | 52.625 |  |  | 6.9375 |  |  |  |  | 40.6875 | [7 empty] | 49.125 | 1 | 57 | 57 | UL1453 | Yes | Yes | Yes | No | Not Applicable | [5 empty] | 40304 | COM ELEC CF | 8979783
CEHD501233CCF-866 | CEHD50-12 | Bradford White | 671632898022 | Active | The ""-866"" indicates that these SKUs are designed and certified for Installation in Canada. | [9 empty] | No | Not Applicable | Not Applicable | Commercial Water Heating | Water Heating.Electric | 3 | 1 |  |  |  | 238-51313-00 |  |  |  | 238-36612-00 | [6 empty] | Electric | Electric Resistance | 240 | 3 |  | Indoor |  | Floor Mounted |  | No | Not Applicable | 150 | Not Applicable |  |  |  | 1.5 | No | [7 empty] | 12 kW |  |  |  | 50 |  | 50 | On/Off | Not Applicable | [6 empty] | 270 | 34.5 | 30.25 | 58.875 | 281 | 682 | 24 | 50.4375 |  |  |  |  | 52.625 |  |  | 6.9375 |  |  |  |  | 40.6875 | [7 empty] | 49.125 | 1 | 57 | 57 | UL174 | Yes | No | Yes | No | Not Applicable | 238-51917-00 |  |  |  |  | 40304 | COM ELEC CF
CEHD501233HCF-866 | CEHD50-12 | Bradford White | 671632898572 | Active | The ""-866"" indicates that these SKUs are designed and certified for Installation in Canada. | [9 empty] | No | Not Applicable | Not Applicable | Commercial Water Heating | Water Heating.Electric | 3 | 1 |  |  |  | 238-51313-00 |  |  |  | 238-36612-00 | [6 empty] | Electric | Electric Resistance | 480 | 3 |  | Indoor |  | Floor Mounted |  | No | Not Applicable | 150 | Not Applicable |  |  |  | 1.5 | No | [7 empty] | 12 kW |  |  |  | 50 |  | 50 | On/Off | Not Applicable | [6 empty] | 270 | 34.5 | 30.25 | 58.875 | 281 | 682 | 24 | 50.4375 |  |  |  |  | 52.625 |  |  | 6.9375 |  |  |  |  | 40.6875 | [7 empty] | 49.125 | 1 | 57 | 57 | UL174 | Yes | No | Yes | No | Not Applicable | 238-51917-00 |  |  |  |  | 40304 | COM ELEC CF
CEHD501233JCF-866 | CEHD50-12 | Bradford White | 671632892112 | Active | The ""-866"" indicates that these SKUs are designed and certified for Installation in Canada. | [9 empty] | No | Not Applicable | Not Applicable | Commercial Water Heating | Water Heating.Electric | 3 | 1 |  |  |  | 238-51313-00 |  |  |  | 238-36612-00 | [6 empty] | Electric | Electric Resistance | 600 | 3 |  | Indoor |  | Floor Mounted |  | No | Not Applicable | 150 | Not Applicable |  |  |  | 1.5 | No | [7 empty] | 12 kW |  |  |  | 50 |  | 50 | On/Off | Not Applicable | [6 empty] | 270 | 34.5 | 30.25 | 58.875 | 281 | 682 | 24 | 50.4375 |  |  |  |  | 52.625 |  |  | 6.9375 |  |  |  |  | 40.6875 | [7 empty] | 49.125 | 1 | 57 | 57 | UL174 | Yes | No | Yes | No | Not Applicable | 238-51917-00 |  |  |  |  | 40304 | COM ELEC CF
CEHD501233LCF-866 | CEHD50-12 | Bradford White | 671632892341 | Active | The ""-866"" indicates that these SKUs are designed and certified for Installation in Canada. | [9 empty] | No | Not Applicable | Not Applicable | Commercial Water Heating | Water Heating.Electric | 3 | 1 |  |  |  | 238-51313-00 |  |  |  | 238-36612-00 | [6 empty] | Electric | Electric Resistance | 208 | 3 |  | Indoor |  | Floor Mounted |  | No | Not Applicable | 150 | Not Applicable |  |  |  | 1.5 | No | [7 empty] | 12 kW |  |  |  | 50 |  | 50 | On/Off | Not Applicable | [6 empty] | 270 | 34.5 | 30.25 | 58.875 | 281 | 682 | 24 | 50.4375 |  |  |  |  | 52.625 |  |  | 6.9375 |  |  |  |  | 40.6875 | [7 empty] | 49.125 | 1 | 57 | 57 | UL174 | Yes | No | Yes | No | Not Applicable | 238-51917-00 |  |  |  |  | 40304 | COM ELEC CF
CEHD5013531ECF | CEHD50-135 | Bradford White | 671632999286 | Active | [10 empty] | No | Not Applicable | Not Applicable | Commercial Water Heating | Water Heating.Electric | 3 | 1 |  |  |  | 238-51313-00 |  |  |  | 238-36612-00 | [6 empty] | Electric | Electric Resistance | 277 | 1 |  | Indoor |  | Floor Mounted |  | No | Not Applicable | 150 | Not Applicable |  |  |  | 1.5 | No | [7 empty] | 13.5 kW |  |  |  | 50 |  | 56 | On/Off | Not Applicable | [6 empty] | 270 | 34.5 | 30.25 | 58.875 | 281 | 682 | 24 | 50.4375 |  |  |  |  | 52.625 |  |  | 6.9375 |  |  |  |  | 40.6875 | [7 empty] | 49.125 | 1 | 57 | 57 | UL1453 | Yes | Yes | Yes | No | Not Applicable | [5 empty] | 40304 | COM ELEC CF | 8979783
CEHD5013533CCF | CEHD50-135 | Bradford White | 671632889440 | Active | [10 empty] | No | Not Applicable | Not Applicable | Commercial Water Heating | Water Heating.Electric | 3 | 1 |  |  |  | 238-51313-00 |  |  |  | 238-36612-00 | [6 empty] | Electric | Electric Resistance | 240 | 3 |  | Indoor |  | Floor Mounted |  | No | Not Applicable | 150 | Not Applicable |  |  |  | 1.5 | No | [7 empty] | 13.5 kW |  |  |  | 50 |  | 56 | On/Off | Not Applicable | [6 empty] | 270 | 34.5 | 30.25 | 58.875 | 281 | 682 | 24 | 50.4375 |  |  |  |  | 52.625 |  |  | 6.9375 |  |  |  |  | 40.6875 | [7 empty] | 49.125 | 1 | 57 | 57 | UL1453 | Yes | Yes | Yes | No | Not Applicable | [5 empty] | 40304 | COM ELEC CF | 8979783
CEHD5013533CCF-866 | CEHD50-135 | Bradford White | 671632898039 | Active | The ""-866"" indicates that these SKUs are designed and certified for Installation in Canada. | [9 empty] | No | Not Applicable | Not Applicable | Commercial Water Heating | Water Heating.Electric | 3 | 1 |  |  |  | 238-51313-00 |  |  |  | 238-36612-00 | [6 empty] | Electric | Electric Resistance | 240 | 3 |  | Indoor |  | Floor Mounted |  | No | Not Applicable | 150 | Not Applicable |  |  |  | 1.5 | No | [7 empty] | 13.5 kW |  |  |  | 50 |  | 56 | On/Off | Not Applicable | [6 empty] | 270 | 34.5 | 30.25 | 58.875 | 281 | 682 | 24 | 50.4375 |  |  |  |  | 52.625 |  |  | 6.9375 |  |  |  |  | 40.6875 | [7 empty] | 49.125 | 1 | 57 | 57 | UL174 | Yes | No | Yes | No | Not Applicable | 238-51917-00 |  |  |  |  | 40304 | COM ELEC CF
CEHD5013533HCF | CEHD50-135 | Bradford White | 671632869411 | Active | [10 empty] | No | Not Applicable | Not Applicable | Commercial Water Heating | Water Heating.Electric | 3 | 1 |  |  |  | 238-51313-00 |  |  |  | 238-36612-00 | [6 empty] | Electric | Electric Resistance | 480 | 3 |  | Indoor |  | Floor Mounted |  | No | Not Applicable | 150 | Not Applicable |  |  |  | 1.5 | No | [7 empty] | 13.5 kW |  |  |  | 50 |  | 56 | On/Off | Not Applicable | [6 empty] | 270 | 34.5 | 30.25 | 58.875 | 281 | 682 | 24 | 50.4375 |  |  |  |  | 52.625 |  |  | 6.9375 |  |  |  |  | 40.6875 | [7 empty] | 49.125 | 1 | 57 | 57 | UL1453 | Yes | Yes | Yes | No | Not Applicable | [5 empty] | 40304 | COM ELEC CF | 8979783
CEHD5013533JCF-866 | CEHD50-135 | Bradford White | 671632132676 | Active | The ""-866"" indicates that these SKUs are designed and certified for Installation in Canada. | [9 empty] | No | Not Applicable | Not Applicable | Commercial Water Heating | Water Heating.Electric | 3 | 1 |  |  |  | 238-51313-00 |  |  |  | 238-36612-00 | [6 empty] | Electric | Electric Resistance | 600 | 3 |  | Indoor |  | Floor Mounted |  | No | Not Applicable | 150 | Not Applicable |  |  |  | 1.5 | No | [7 empty] | 13.5 kW |  |  |  | 50 |  | 56 | On/Off | Not Applicable | [6 empty] | 270 | 34.5 | 30.25 | 58.875 | 281 | 682 | 24 | 50.4375 |  |  |  |  | 52.625 |  |  | 6.9375 |  |  |  |  | 40.6875 | [7 empty] | 49.125 | 1 | 57 | 57 | UL174 | Yes | No | Yes | No | Not Applicable | 238-51917-00 |  |  |  |  | 40304 | COM ELEC CF
CEHD5013533LCF | CEHD50-135 | Bradford White | 671632887590 | Active | [10 empty] | No | Not Applicable | Not Applicable | Commercial Water Heating | Water Heating.Electric | 3 | 1 |  |  |  | 238-51313-00 |  |  |  | 238-36612-00 | [6 empty] | Electric | Electric Resistance | 208 | 3 |  | Indoor |  | Floor Mounted |  | No | Not Applicable | 150 | Not Applicable |  |  |  | 1.5 | No | [7 empty] | 13.5 kW |  |  |  | 50 |  | 56 | On/Off | Not Applicable | [6 empty] | 270 | 34.5 | 30.25 | 58.875 | 281 | 682 | 24 | 50.4375 |  |  |  |  | 52.625 |  |  | 6.9375 |  |  |  |  | 40.6875 | [7 empty] | 49.125 | 1 | 57 | 57 | UL1453 | Yes | Yes | Yes | No | Not Applicable | [5 empty] | 40304 | COM ELEC CF | 8979783
CEHD5013533LCF-866 | CEHD50-135 | Bradford White | 671632999682 | Active | The ""-866"" indicates that these SKUs are designed and certified for Installation in Canada. | [9 empty] | No | Not Applicable | Not Applicable | Commercial Water Heating | Water Heating.Electric | 3 | 1 |  |  |  | 238-51313-00 |  |  |  | 238-36612-00 | [6 empty] | Electric | Electric Resistance | 208 | 3 |  | Indoor |  | Floor Mounted |  | No | Not Applicable | 150 | Not Applicable |  |  |  | 1.5 | No | [7 empty] | 13.5 kW |  |  |  | 50 |  | 56 | On/Off | Not Applicable | [6 empty] | 270 | 34.5 | 30.25 | 58.875 | 281 | 682 | 24 | 50.4375 |  |  |  |  | 52.625 |  |  | 6.9375 |  |  |  |  | 40.6875 | [7 empty] | 49.125 | 1 | 57 | 57 | UL174 | Yes | No | Yes | No | Not Applicable | 238-51917-00 |  |  |  |  | 40304 | COM ELEC CF
CEHD5013553CCF | CEHD50-135 | Bradford White | 671632643837 | Active | [10 empty] | No | Not Applicable | Not Applicable | Commercial Water Heating | Water Heating.Electric | 5 | 1 |  |  |  | 238-51313-00 |  |  |  | 238-36612-00 | [6 empty] | Electric | Electric Resistance | 240 | 3 |  | Indoor |  | Floor Mounted |  | No | Not Applicable | 150 | Not Applicable |  |  |  | 1.5 | No | [7 empty] | 13.5 kW |  |  |  | 50 |  | 56 | On/Off | Not Applicable | [6 empty] | 270 | 34.5 | 30.25 | 58.875 | 281 | 682 | 24 | 50.4375 |  |  |  |  | 52.625 |  |  | 6.9375 |  |  |  |  | 40.6875 | [7 empty] | 49.125 | 1 | 57 | 57 | UL174 | Yes | Yes | Yes | No | Not Applicable | [5 empty] | 40304 | COM ELEC CF | 8979783
CEHD5013553HCF | CEHD50-135 | Bradford White | 671632536085 | Active | [10 empty] | No | Not Applicable | Not Applicable | Commercial Water Heating | Water Heating.Electric | 5 | 1 |  |  |  | 238-51313-00 |  |  |  | 238-36612-00 | [6 empty] | Electric | Electric Resistance | 480 | 3 |  | Indoor |  | Floor Mounted |  | No | Not Applicable | 150 | Not Applicable |  |  |  | 1.5 | No | [7 empty] | 13.5 kW |  |  |  | 50 |  | 56 | On/Off | Not Applicable | [6 empty] | 270 | 34.5 | 30.25 | 58.875 | 281 | 682 | 24 | 50.4375 |  |  |  |  | 52.625 |  |  | 6.9375 |  |  |  |  | 40.6875 | [7 empty] | 49.125 | 1 | 57 | 57 | UL1453 | Yes | Yes | Yes | No | Not Applicable | [5 empty] | 40304 | COM ELEC CF | 8979783
CEHD5013553LCF | CEHD50-135 | Bradford White | 671632333516 | Active | [10 empty] | No | Not Applicable | Not Applicable | Commercial Water Heating | Water Heating.Electric | 5 | 1 |  |  |  | 238-51313-00 |  |  |  | 238-36612-00 | [6 empty] | Electric | Electric Resistance | 208 | 3 |  | Indoor |  | Floor Mounted |  | No | Not Applicable | 150 | Not Applicable |  |  |  | 1.5 | No | [7 empty] | 13.5 kW |  |  |  | 50 |  | 56 | On/Off | Not Applicable | [6 empty] | 270 | 34.5 | 30.25 | 58.875 | 281 | 682 | 24 | 50.4375 |  |  |  |  | 52.625 |  |  | 6.9375 |  |  |  |  | 40.6875 | [7 empty] | 49.125 | 1 | 57 | 57 | UL1453 | Yes | Yes | Yes | No | Not Applicable | [5 empty] | 40304 | COM ELEC CF | 8979783
CEHD501531ECF | CEHD50-15 | Bradford White | 671632913220 | Active | [10 empty] | No | Not Applicable | Not Applicable | Commercial Water Heating | Water Heating.Electric | 3 | 1 |  |  |  | 238-51313-00 |  |  |  | 238-36612-00 | [6 empty] | Electric | Electric Resistance | 277 | 1 |  | Indoor |  | Floor Mounted |  | No | Not Applicable | 150 | Not Applicable |  |  |  | 1.5 | No | [7 empty] | 15 kW |  |  |  | 50 |  | 62 | On/Off | Not Applicable | [6 empty] | 270 | 34.5 | 30.25 | 58.875 | 281 | 682 | 24 | 50.4375 |  |  |  |  | 52.625 |  |  | 6.9375 |  |  |  |  | 40.6875 | [7 empty] | 49.125 | 1 | 57 | 57 | UL1453 | Yes | Yes | Yes | No | Not Applicable | [5 empty] | 40304 | COM ELEC CF | 8979783
CEHD501533CCF | CEHD50-15 | Bradford White | 671632857081 | Active | [10 empty] | No | Not Applicable | Not Applicable | Commercial Water Heating | Water Heating.Electric | 3 | 1 |  |  |  | 238-51313-00 |  |  |  | 238-36612-00 | [6 empty] | Electric | Electric Resistance | 240 | 3 |  | Indoor |  | Floor Mounted |  | No | Not Applicable | 150 | Not Applicable |  |  |  | 1.5 | No | [7 empty] | 15 kW |  |  |  | 50 |  | 62 | On/Off | Not Applicable | [6 empty] | 270 | 34.5 | 30.25 | 58.875 | 281 | 682 | 24 | 50.4375 |  |  |  |  | 52.625 |  |  | 6.9375 |  |  |  |  | 40.6875 | [7 empty] | 49.125 | 1 | 57 | 57 | UL1453 | Yes | Yes | Yes | No | Not Applicable | [5 empty] | 40304 | COM ELEC CF | 8979783
CEHD501533CCF-866 | CEHD50-15 | Bradford White | 671632898046 | Active | The ""-866"" indicates that these SKUs are designed and certified for Installation in Canada. | [9 empty] | No | Not Applicable | Not Applicable | Commercial Water Heating | Water Heating.Electric | 3 | 1 |  |  |  | 238-51313-00 |  |  |  | 238-36612-00 | [6 empty] | Electric | Electric Resistance | 240 | 3 |  | Indoor |  | Floor Mounted |  | No | Not Applicable | 150 | Not Applicable |  |  |  | 1.5 | No | [7 empty] | 15 kW |  |  |  | 50 |  | 62 | On/Off | Not Applicable | [6 empty] | 270 | 34.5 | 30.25 | 58.875 | 281 | 682 | 24 | 50.4375 |  |  |  |  | 52.625 |  |  | 6.9375 |  |  |  |  | 40.6875 | [7 empty] | 49.125 | 1 | 57 | 57 | UL174 | Yes | No | Yes | No | Not Applicable | 238-51917-00 |  |  |  |  | 40304 | COM ELEC CF
CEHD501533HCF | CEHD50-15 | Bradford White | 671632869619 | Active | [10 empty] | No | Not Applicable | Not Applicable | Commercial Water Heating | Water Heating.Electric | 3 | 1 |  |  |  | 238-51313-00 |  |  |  | 238-36612-00 | [6 empty] | Electric | Electric Resistance | 480 | 3 |  | Indoor |  | Floor Mounted |  | No | Not Applicable | 150 | Not Applicable |  |  |  | 1.5 | No | [7 empty] | 15 kW |  |  |  | 50 |  | 62 | On/Off | Not Applicable | [6 empty] | 270 | 34.5 | 30.25 | 58.875 | 281 | 682 | 24 | 50.4375 |  |  |  |  | 52.625 |  |  | 6.9375 |  |  |  |  | 40.6875 | [7 empty] | 49.125 | 1 | 57 | 57 | UL1453 | Yes | Yes | Yes | No | Not Applicable | [5 empty] | 40304 | COM ELEC CF | 8979783
CEHD501533JCF-866 | CEHD50-15 | Bradford White | 671632128136 | Active | The ""-866"" indicates that these SKUs are designed and certified for Installation in Canada. | [9 empty] | No | Not Applicable | Not Applicable | Commercial Water Heating | Water Heating.Electric | 3 | 1 |  |  |  | 238-51313-00 |  |  |  | 238-36612-00 | [6 empty] | Electric | Electric Resistance | 600 | 3 |  | Indoor |  | Floor Mounted |  | No | Not Applicable | 150 | Not Applicable |  |  |  | 1.5 | No | [7 empty] | 15 kW |  |  |  | 50 |  | 62 | On/Off | Not Applicable | [6 empty] | 270 | 34.5 | 30.25 | 58.875 | 281 | 682 | 24 | 50.4375 |  |  |  |  | 52.625 |  |  | 6.9375 |  |  |  |  | 40.6875 | [7 empty] | 49.125 | 1 | 57 | 57 | UL174 | Yes | No | Yes | No | Not Applicable | 238-51917-00 |  |  |  |  | 40304 | COM ELEC CF
CEHD501533LCF | CEHD50-15 | Bradford White | 671632870585 | Active | [10 empty] | No | Not Applicable | Not Applicable | Commercial Water Heating | Water Heating.Electric | 3 | 1 |  |  |  | 238-51313-00 |  |  |  | 238-36612-00 | [6 empty] | Electric | Electric Resistance | 208 | 3 |  | Indoor |  | Floor Mounted |  | No | Not Applicable | 150 | Not Applicable |  |  |  | 1.5 | No | [7 empty] | 15 kW |  |  |  | 50 |  | 62 | On/Off | Not Applicable | [6 empty] | 270 | 34.5 | 30.25 | 58.875 | 281 | 682 | 24 | 50.4375 |  |  |  |  | 52.625 |  |  | 6.9375 |  |  |  |  | 40.6875 | [7 empty] | 49.125 | 1 | 57 | 57 | UL1453 | Yes | Yes | Yes | No | Not Applicable | [5 empty] | 40304 | COM ELEC CF | 8979783
CEHD501533LCF-866 | CEHD50-15 | Bradford White | 671632901302 | Active | The ""-866"" indicates that these SKUs are designed and certified for Installation in Canada. | [9 empty] | No | Not Applicable | Not Applicable | Commercial Water Heating | Water Heating.Electric | 3 | 1 |  |  |  | 238-51313-00 |  |  |  | 238-36612-00 | [6 empty] | Electric | Electric Resistance | 208 | 3 |  | Indoor |  | Floor Mounted |  | No | Not Applicable | 150 | Not Applicable |  |  |  | 1.5 | No | [7 empty] | 15 kW |  |  |  | 50 |  | 62 | On/Off | Not Applicable | [6 empty] | 270 | 34.5 | 30.25 | 58.875 | 281 | 682 | 24 | 50.4375 |  |  |  |  | 52.625 |  |  | 6.9375 |  |  |  |  | 40.6875 | [7 empty] | 49.125 | 1 | 57 | 57 | UL174 | Yes | No | Yes | No | Not Applicable | 238-51917-00 |  |  |  |  | 40304 | COM ELEC CF
CEHD501553LCF | CEHD50-15 | Bradford White | 671632903061 | Active | [10 empty] | No | Not Applicable | Not Applicable | Commercial Water Heating | Water Heating.Electric | 5 | 1 |  |  |  | 238-51313-00 |  |  |  | 238-36612-00 | [6 empty] | Electric | Electric Resistance | 208 | 3 |  | Indoor |  | Floor Mounted |  | No | Not Applicable | 150 | Not Applicable |  |  |  | 1.5 | No | [7 empty] | 15 kW |  |  |  | 50 |  | 62 | On/Off | Not Applicable | [6 empty] | 270 | 34.5 | 30.25 | 58.875 | 281 | 682 | 24 | 50.4375 |  |  |  |  | 52.625 |  |  | 6.9375 |  |  |  |  | 40.6875 | [7 empty] | 49.125 | 1 | 57 | 57 | UL1453 | Yes | Yes | Yes | No | Not Applicable | [5 empty] | 40304 | COM ELEC CF | 8979783
CEHD501831ECF | CEHD50-18 | Bradford White | 671632878956 | Active | [10 empty] | No | Not Applicable | Not Applicable | Commercial Water Heating | Water Heating.Electric | 3 | 1 |  |  |  | 238-51313-00 |  |  |  | 238-36612-00 | [6 empty] | Electric | Electric Resistance | 277 | 1 |  | Indoor |  | Floor Mounted |  | No | Not Applicable | 150 | Not Applicable |  |  |  | 1.5 | No | [7 empty] | 18 kW |  |  |  | 50 |  | 74 | On/Off | Not Applicable | [6 empty] | 270 | 34.5 | 30.25 | 58.875 | 281 | 682 | 24 | 50.4375 |  |  |  |  | 52.625 |  |  | 6.9375 |  |  |  |  | 40.6875 | [7 empty] | 49.125 | 1 | 57 | 57 | UL1453 | Yes | Yes | Yes | No | Not Applicable | [5 empty] | 40304 | COM ELEC CF | 8979783
CEHD501833C6CF-866 | CEHD50-18 | Bradford White | 671632681273 | Active | The ""-866"" indicates that these SKUs are designed and certified for Installation in Canada. | [9 empty] | No | Not Applicable | Not Applicable | Commercial Water Heating | Water Heating.Electric | 3 | 1 |  |  |  | 238-51313-00 |  |  |  | 238-36612-00 | [6 empty] | Electric | Electric Resistance | 240 | 3 |  | Indoor |  | Floor Mounted |  | No | Not Applicable | 150 | Not Applicable |  |  |  | 1.5 | No | [7 empty] | 18 kW |  |  |  | 50 |  | 74 | On/Off | Not Applicable | [6 empty] | 270 | 34.5 | 30.25 | 58.875 | 281 | 682 | 24 | 50.4375 |  |  |  |  | 52.625 |  |  | 6.9375 |  |  |  |  | 40.6875 | [7 empty] | 49.125 | 1 | 57 | 57 | UL1453 | Yes | No | Yes | No | Not Applicable | 238-51917-00 |  |  |  |  | 40304 | COM ELEC CF
CEHD501833CCF | CEHD50-18 | Bradford White | 671632853885 | Active | [10 empty] | No | Not Applicable | Not Applicable | Commercial Water Heating | Water Heating.Electric | 3 | 1 |  |  |  | 238-51313-00 |  |  |  | 238-36612-00 | [6 empty] | Electric | Electric Resistance | 240 | 3 |  | Indoor |  | Floor Mounted |  | No | Not Applicable | 150 | Not Applicable |  |  |  | 1.5 | No | [7 empty] | 18 kW |  |  |  | 50 |  | 74 | On/Off | Not Applicable | [6 empty] | 270 | 34.5 | 30.25 | 58.875 | 281 | 682 | 24 | 50.4375 |  |  |  |  | 52.625 |  |  | 6.9375 |  |  |  |  | 40.6875 | [7 empty] | 49.125 | 1 | 57 | 57 | UL1453 | Yes | Yes | Yes | No | Not Applicable | [5 empty] | 40304 | COM ELEC CF | 8979783
CEHD501833CCF-866 | CEHD50-18 | Bradford White | 671632898053 | Active | The ""-866"" indicates that these SKUs are designed and certified for Installation in Canada. | [9 empty] | No | Not Applicable | Not Applicable | Commercial Water Heating | Water Heating.Electric | 3 | 1 |  |  |  | 238-51313-00 |  |  |  | 238-36612-00 | [6 empty] | Electric | Electric Resistance | 240 | 3 |  | Indoor |  | Floor Mounted |  | No | Not Applicable | 150 | Not Applicable |  |  |  | 1.5 | No | [7 empty] | 18 kW |  |  |  | 50 |  | 74 | On/Off | Not Applicable | [6 empty] | 270 | 34.5 | 30.25 | 58.875 | 281 | 682 | 24 | 50.4375 |  |  |  |  | 52.625 |  |  | 6.9375 |  |  |  |  | 40.6875 | [7 empty] | 49.125 | 1 | 57 | 57 | UL174 | Yes | No | Yes | No | Not Applicable | 238-51917-00 |  |  |  |  | 40304 | COM ELEC CF
CEHD501833HCF | CEHD50-18 | Bradford White | 671632860197 | Active | [10 empty] | No | Not Applicable | Not Applicable | Commercial Water Heating | Water Heating.Electric | 3 | 1 |  |  |  | 238-51313-00 |  |  |  | 238-36612-00 | [6 empty] | Electric | Electric Resistance | 480 | 3 |  | Indoor |  | Floor Mounted |  | No | Not Applicable | 150 | Not Applicable |  |  |  | 1.5 | No | [7 empty] | 18 kW |  |  |  | 50 |  | 74 | On/Off | Not Applicable | [6 empty] | 270 | 34.5 | 30.25 | 58.875 | 281 | 682 | 24 | 50.4375 |  |  |  |  | 52.625 |  |  | 6.9375 |  |  |  |  | 40.6875 | [7 empty] | 49.125 | 1 | 57 | 57 | UL1453 | Yes | Yes | Yes | No | Not Applicable | [5 empty] | 40304 | COM ELEC CF | 8979783
CEHD501833JCF-866 | CEHD50-18 | Bradford White | 671632129256 | Active | The ""-866"" indicates that these SKUs are designed and certified for Installation in Canada. | [9 empty] | No | Not Applicable | Not Applicable | Commercial Water Heating | Water Heating.Electric | 3 | 1 |  |  |  | 238-51313-00 |  |  |  | 238-36612-00 | [6 empty] | Electric | Electric Resistance | 600 | 3 |  | Indoor |  | Floor Mounted |  | No | Not Applicable | 150 | Not Applicable |  |  |  | 1.5 | No | [7 empty] | 18 kW |  |  |  | 50 |  | 74 | On/Off | Not Applicable | [6 empty] | 270 | 34.5 | 30.25 | 58.875 | 281 | 682 | 24 | 50.4375 |  |  |  |  | 52.625 |  |  | 6.9375 |  |  |  |  | 40.6875 | [7 empty] | 49.125 | 1 | 57 | 57 | UL174 | Yes | No | Yes | No | Not Applicable | 238-51917-00 |  |  |  |  | 40304 | COM ELEC CF
CEHD501833LCF | CEHD50-18 | Bradford White | 671632824243 | Active | [10 empty] | No | Not Applicable | Not Applicable | Commercial Water Heating | Water Heating.Electric | 3 | 1 |  |  |  | 238-51313-00 |  |  |  | 238-36612-00 | [6 empty] | Electric | Electric Resistance | 208 | 3 |  | Indoor |  | Floor Mounted |  | No | Not Applicable | 150 | Not Applicable |  |  |  | 1.5 | No | [7 empty] | 18 kW |  |  |  | 50 |  | 74 | On/Off | Not Applicable | [6 empty] | 270 | 34.5 | 30.25 | 58.875 | 281 | 682 | 24 | 50.4375 |  |  |  |  | 52.625 |  |  | 6.9375 |  |  |  |  | 40.6875 | [7 empty] | 49.125 | 1 | 57 | 57 | UL1453 | Yes | Yes | Yes | No | Not Applicable | [5 empty] | 40304 | COM ELEC CF | 8979783
CEHD501833LCF-866 | CEHD50-18 | Bradford White | 671632913381 | Active | The ""-866"" indicates that these SKUs are designed and certified for Installation in Canada. | [9 empty] | No | Not Applicable | Not Applicable | Commercial Water Heating | Water Heating.Electric | 3 | 1 |  |  |  | 238-51313-00 |  |  |  | 238-36612-00 | [6 empty] | Electric | Electric Resistance | 208 | 3 |  | Indoor |  | Floor Mounted |  | No | Not Applicable | 150 | Not Applicable |  |  |  | 1.5 | No | [7 empty] | 18 kW |  |  |  | 50 |  | 74 | On/Off | Not Applicable | [6 empty] | 270 | 34.5 | 30.25 | 58.875 | 281 | 682 | 24 | 50.4375 |  |  |  |  | 52.625 |  |  | 6.9375 |  |  |  |  | 40.6875 | [7 empty] | 49.125 | 1 | 57 | 57 | UL174 | Yes | No | Yes | No | Not Applicable | 238-51917-00 |  |  |  |  | 40304 | COM ELEC CF
CEHD501853CCF | CEHD50-18 | Bradford White | 671632552405 | Active | [10 empty] | No | Not Applicable | Not Applicable | Commercial Water Heating | Water Heating.Electric | 5 | 1 |  |  |  | 238-51313-00 |  |  |  | 238-36612-00 | [6 empty] | Electric | Electric Resistance | 240 | 3 |  | Indoor |  | Floor Mounted |  | No | Not Applicable | 150 | Not Applicable |  |  |  | 1.5 | No | [7 empty] | 18 kW |  |  |  | 50 |  | 74 | On/Off | Not Applicable | [6 empty] | 270 | 34.5 | 30.25 | 58.875 | 281 | 682 | 24 | 50.4375 |  |  |  |  | 52.625 |  |  | 6.9375 |  |  |  |  | 40.6875 | [7 empty] | 49.125 | 1 | 57 | 57 | UL1453 | Yes | Yes | Yes | No | Not Applicable | [5 empty] | 40304 | COM ELEC CF | 8979783
CEHD501853HCF | CEHD50-18 | Bradford White | 671632551781 | Active | [10 empty] | No | Not Applicable | Not Applicable | Commercial Water Heating | Water Heating.Electric | 5 | 1 |  |  |  | 238-51313-00 |  |  |  | 238-36612-00 | [6 empty] | Electric | Electric Resistance | 480 | 3 |  | Indoor |  | Floor Mounted |  | No | Not Applicable | 150 | Not Applicable |  |  |  | 1.5 | No | [7 empty] | 18 kW |  |  |  | 50 |  | 74 | On/Off | Not Applicable | [6 empty] | 270 | 34.5 | 30.25 | 58.875 | 281 | 682 | 24 | 50.4375 |  |  |  |  | 52.625 |  |  | 6.9375 |  |  |  |  | 40.6875 | [7 empty] | 49.125 | 1 | 57 | 57 | UL1453 | Yes | Yes | Yes | No | Not Applicable | [5 empty] | 40304 | COM ELEC CF | 8979783
CEHD501853LCF | CEHD50-18 | Bradford White | 671632902026 | Active | [10 empty] | No | Not Applicable | Not Applicable | Commercial Water Heating | Water Heating.Electric | 5 | 1 |  |  |  | 238-51313-00 |  |  |  | 238-36612-00 | [6 empty] | Electric | Electric Resistance | 208 | 3 |  | Indoor |  | Floor Mounted |  | No | Not Applicable | 150 | Not Applicable |  |  |  | 1.5 | No | [7 empty] | 18 kW |  |  |  | 50 |  | 74 | On/Off | Not Applicable | [6 empty] | 270 | 34.5 | 30.25 | 58.875 | 281 | 682 | 24 | 50.4375 |  |  |  |  | 52.625 |  |  | 6.9375 |  |  |  |  | 40.6875 | [7 empty] | 49.125 | 1 | 57 | 57 | UL1453 | Yes | Yes | Yes | No | Not Applicable | [5 empty] | 40304 | COM ELEC CF | 8979783
CEHD502431ECF | CEHD50-24 | Bradford White | 671632913329 | Active | [10 empty] | No | Not Applicable | Not Applicable | Commercial Water Heating | Water Heating.Electric | 3 | 1 |  |  |  | 238-51313-00 |  |  |  | 238-36612-00 | [6 empty] | Electric | Electric Resistance | 277 | 1 |  | Indoor |  | Floor Mounted |  | No | Not Applicable | 150 | Not Applicable |  |  |  | 1.5 | No | [7 empty] | 24 kW |  |  |  | 50 |  | 99 | On/Off | Not Applicable | [6 empty] | 270 | 34.5 | 30.25 | 58.875 | 281 | 682 | 24 | 50.4375 |  |  |  |  | 52.625 |  |  | 6.9375 |  |  |  |  | 40.6875 | [7 empty] | 49.125 | 1 | 57 | 57 | UL1453 | Yes | Yes | Yes | No | Not Applicable | [5 empty] | 40304 | COM ELEC CF | 8979783
CEHD502433CCF | CEHD50-24 | Bradford White | 671632853892 | Active | [10 empty] | No | Not Applicable | Not Applicable | Commercial Water Heating | Water Heating.Electric | 3 | 1 |  |  |  | 238-51313-00 |  |  |  | 238-36612-00 | [6 empty] | Electric | Electric Resistance | 240 | 3 |  | Indoor |  | Floor Mounted |  | No | Not Applicable | 150 | Not Applicable |  |  |  | 1.5 | No | [7 empty] | 24 kW |  |  |  | 50 |  | 99 | On/Off | Not Applicable | [6 empty] | 270 | 34.5 | 30.25 | 58.875 | 281 | 682 | 24 | 50.4375 |  |  |  |  | 52.625 |  |  | 6.9375 |  |  |  |  | 40.6875 | [7 empty] | 49.125 | 1 | 57 | 57 | UL1453 | Yes | Yes | Yes | No | Not Applicable | [5 empty] | 40304 | COM ELEC CF | 8979783
CEHD502433CCF-866 | CEHD50-24 | Bradford White | 671632892464 | Active | The ""-866"" indicates that these SKUs are designed and certified for Installation in Canada. | [9 empty] | No | Not Applicable | Not Applicable | Commercial Water Heating | Water Heating.Electric | 3 | 1 |  |  |  | 238-51313-00 |  |  |  | 238-36612-00 | [6 empty] | Electric | Electric Resistance | 240 | 3 |  | Indoor |  | Floor Mounted |  | No | Not Applicable | 150 | Not Applicable |  |  |  | 1.5 | No | [7 empty] | 24 kW |  |  |  | 50 |  | 99 | On/Off | Not Applicable | [6 empty] | 270 | 34.5 | 30.25 | 58.875 | 281 | 682 | 24 | 50.4375 |  |  |  |  | 52.625 |  |  | 6.9375 |  |  |  |  | 40.6875 | [7 empty] | 49.125 | 1 | 57 | 57 | UL174 | Yes | No | Yes | No | Not Applicable | 238-51917-00 |  |  |  |  | 40304 | COM ELEC CF
CEHD502433HCF | CEHD50-24 | Bradford White | 671632856565 | Active | [10 empty] | No | Not Applicable | Not Applicable | Commercial Water Heating | Water Heating.Electric | 3 | 1 |  |  |  | 238-51313-00 |  |  |  | 238-36612-00 | [6 empty] | Electric | Electric Resistance | 480 | 3 |  | Indoor |  | Floor Mounted |  | No | Not Applicable | 150 | Not Applicable |  |  |  | 1.5 | No | [7 empty] | 24 kW |  |  |  | 50 |  | 99 | On/Off | Not Applicable | [6 empty] | 270 | 34.5 | 30.25 | 58.875 | 281 | 682 | 24 | 50.4375 |  |  |  |  | 52.625 |  |  | 6.9375 |  |  |  |  | 40.6875 | [7 empty] | 49.125 | 1 | 57 | 57 | UL1453 | Yes | Yes | Yes | No | Not Applicable | [5 empty] | 40304 | COM ELEC CF | 8979783
CEHD502433JCF-866 | CEHD50-24 | Bradford White | 671632134052 | Active | The ""-866"" indicates that these SKUs are designed and certified for Installation in Canada. | [9 empty] | No | Not Applicable | Not Applicable | Commercial Water Heating | Water Heating.Electric | 3 | 1 |  |  |  | 238-51313-00 |  |  |  | 238-36612-00 | [6 empty] | Electric | Electric Resistance | 600 | 3 |  | Indoor |  | Floor Mounted |  | No | Not Applicable | 150 | Not Applicable |  |  |  | 1.5 | No | [7 empty] | 24 kW |  |  |  | 50 |  | 99 | On/Off | Not Applicable | [6 empty] | 270 | 34.5 | 30.25 | 58.875 | 281 | 682 | 24 | 50.4375 |  |  |  |  | 52.625 |  |  | 6.9375 |  |  |  |  | 40.6875 | [7 empty] | 49.125 | 1 | 57 | 57 | UL174 | Yes | No | Yes | No | Not Applicable | 238-51917-00 |  |  |  |  | 40304 | COM ELEC CF
CEHD502433LCF | CEHD50-24 | Bradford White | 671632857524 | Active | [10 empty] | No | Not Applicable | Not Applicable | Commercial Water Heating | Water Heating.Electric | 3 | 1 |  |  |  | 238-51313-00 |  |  |  | 238-36612-00 | [6 empty] | Electric | Electric Resistance | 208 | 3 |  | Indoor |  | Floor Mounted |  | No | Not Applicable | 150 | Not Applicable |  |  |  | 1.5 | No | [7 empty] | 24 kW |  |  |  | 50 |  | 99 | On/Off | Not Applicable | [6 empty] | 270 | 34.5 | 30.25 | 58.875 | 281 | 682 | 24 | 50.4375 |  |  |  |  | 52.625 |  |  | 6.9375 |  |  |  |  | 40.6875 | [7 empty] | 49.125 | 1 | 57 | 57 | UL1453 | Yes | Yes | Yes | No | Not Applicable | [5 empty] | 40304 | COM ELEC CF | 8979783
CEHD502433LCF-866 | CEHD50-24 | Bradford White | 671632906888 | Active | The ""-866"" indicates that these SKUs are designed and certified for Installation in Canada. | [9 empty] | No | Not Applicable | Not Applicable | Commercial Water Heating | Water Heating.Electric | 3 | 1 |  |  |  | 238-51313-00 |  |  |  | 238-36612-00 | [6 empty] | Electric | Electric Resistance | 208 | 3 |  | Indoor |  | Floor Mounted |  | No | Not Applicable | 150 | Not Applicable |  |  |  | 1.5 | No | [7 empty] | 24 kW |  |  |  | 50 |  | 99 | On/Off | Not Applicable | [6 empty] | 270 | 34.5 | 30.25 | 58.875 | 281 | 682 | 24 | 50.4375 |  |  |  |  | 52.625 |  |  | 6.9375 |  |  |  |  | 40.6875 | [7 empty] | 49.125 | 1 | 57 | 57 | UL174 | Yes | No | Yes | No | Not Applicable | 238-51917-00 |  |  |  |  | 40304 | COM ELEC CF
CEHD502453CCF | CEHD50-24 | Bradford White | 671632573646 | Active | [10 empty] | No | Not Applicable | Not Applicable | Commercial Water Heating | Water Heating.Electric | 5 | 1 |  |  |  | 238-51313-00 |  |  |  | 238-36612-00 | [6 empty] | Electric | Electric Resistance | 240 | 3 |  | Indoor |  | Floor Mounted |  | No | Not Applicable | 150 | Not Applicable |  |  |  | 1.5 | No | [7 empty] | 24 kW |  |  |  | 50 |  | 99 | On/Off | Not Applicable | [6 empty] | 270 | 34.5 | 30.25 | 58.875 | 281 | 682 | 24 | 50.4375 |  |  |  |  | 52.625 |  |  | 6.9375 |  |  |  |  | 40.6875 | [7 empty] | 49.125 | 1 | 57 | 57 | UL174 | Yes | Yes | Yes | No | Not Applicable | [5 empty] | 40304 | COM ELEC CF | 8979783
CEHD502453HCF | CEHD50-24 | Bradford White | 671632534821 | Active | [10 empty] | No | Not Applicable | Not Applicable | Commercial Water Heating | Water Heating.Electric | 5 | 1 |  |  |  | 238-51313-00 |  |  |  | 238-36612-00 | [6 empty] | Electric | Electric Resistance | 480 | 3 |  | Indoor |  | Floor Mounted |  | No | Not Applicable | 150 | Not Applicable |  |  |  | 1.5 | No | [7 empty] | 24 kW |  |  |  | 50 |  | 99 | On/Off | Not Applicable | [6 empty] | 270 | 34.5 | 30.25 | 58.875 | 281 | 682 | 24 | 50.4375 |  |  |  |  | 52.625 |  |  | 6.9375 |  |  |  |  | 40.6875 | [7 empty] | 49.125 | 1 | 57 | 57 | UL1453 | Yes | Yes | Yes | No | Not Applicable | [5 empty] | 40304 | COM ELEC CF | 8979783
CEHD502453LCF | CEHD50-24 | Bradford White | 671632129812 | Active | [10 empty] | No | Not Applicable | Not Applicable | Commercial Water Heating | Water Heating.Electric | 5 | 1 |  |  |  | 238-51313-00 |  |  |  | 238-36612-00 | [6 empty] | Electric | Electric Resistance | 208 | 3 |  | Indoor |  | Floor Mounted |  | No | Not Applicable | 150 | Not Applicable |  |  |  | 1.5 | No | [7 empty] | 24 kW |  |  |  | 50 |  | 99 | On/Off | Not Applicable | [6 empty] | 270 | 34.5 | 30.25 | 58.875 | 281 | 682 | 24 | 50.4375 |  |  |  |  | 52.625 |  |  | 6.9375 |  |  |  |  | 40.6875 | [7 empty] | 49.125 | 1 | 57 | 57 | UL1453 | Yes | Yes | Yes | No | Not Applicable | [5 empty] | 40304 | COM ELEC CF | 8979783
CEHD502731ECF | CEHD50-27 | Bradford White | 671632143665 | Active | [10 empty] | No | Not Applicable | Not Applicable | Commercial Water Heating | Water Heating.Electric | 3 | 1 |  |  |  | 238-51313-00 |  |  |  | 238-36612-00 | [6 empty] | Electric | Electric Resistance | 277 | 1 |  | Indoor |  | Floor Mounted |  | No | Not Applicable | 150 | Not Applicable |  |  |  | 1.5 | No | [7 empty] | 27 kW |  |  |  | 50 |  | 112 | On/Off | Not Applicable | [6 empty] | 270 | 34.5 | 30.25 | 58.875 | 281 | 682 | 24 | 50.4375 |  |  |  |  | 52.625 |  |  | 6.9375 |  |  |  |  | 40.6875 | [7 empty] | 49.125 | 1 | 57 | 57 | UL1453 | Yes | Yes | Yes | No | Not Applicable | [5 empty] | 40304 | COM ELEC CF | 8979783
CEHD502733CCF | CEHD50-27 | Bradford White | 671632865635 | Active | [10 empty] | No | Not Applicable | Not Applicable | Commercial Water Heating | Water Heating.Electric | 3 | 1 |  |  |  | 238-51313-00 |  |  |  | 238-36612-00 | [6 empty] | Electric | Electric Resistance | 240 | 3 |  | Indoor |  | Floor Mounted |  | No | Not Applicable | 150 | Not Applicable |  |  |  | 1.5 | No | [7 empty] | 27 kW |  |  |  | 50 |  | 112 | On/Off | Not Applicable | [6 empty] | 270 | 34.5 | 30.25 | 58.875 | 281 | 682 | 24 | 50.4375 |  |  |  |  | 52.625 |  |  | 6.9375 |  |  |  |  | 40.6875 | [7 empty] | 49.125 | 1 | 57 | 57 | UL1453 | Yes | Yes | Yes | No | Not Applicable | [5 empty] | 40304 | COM ELEC CF | 8979783
CEHD502733CCF-866 | CEHD50-27 | Bradford White | 671632898060 | Active | The ""-866"" indicates that these SKUs are designed and certified for Installation in Canada. | [9 empty] | No | Not Applicable | Not Applicable | Commercial Water Heating | Water Heating.Electric | 3 | 1 |  |  |  | 238-51313-00 |  |  |  | 238-36612-00 | [6 empty] | Electric | Electric Resistance | 240 | 3 |  | Indoor |  | Floor Mounted |  | No | Not Applicable | 150 | Not Applicable |  |  |  | 1.5 | No | [7 empty] | 27 kW |  |  |  | 50 |  | 112 | On/Off | Not Applicable | [6 empty] | 270 | 34.5 | 30.25 | 58.875 | 281 | 682 | 24 | 50.4375 |  |  |  |  | 52.625 |  |  | 6.9375 |  |  |  |  | 40.6875 | [7 empty] | 49.125 | 1 | 57 | 57 | UL174 | Yes | No | Yes | No | Not Applicable | 238-51917-00 |  |  |  |  | 40304 | COM ELEC CF
CEHD502733HCF | CEHD50-27 | Bradford White | 671632860746 | Active | [10 empty] | No | Not Applicable | Not Applicable | Commercial Water Heating | Water Heating.Electric | 3 | 1 |  |  |  | 238-51313-00 |  |  |  | 238-36612-00 | [6 empty] | Electric | Electric Resistance | 480 | 3 |  | Indoor |  | Floor Mounted |  | No | Not Applicable | 150 | Not Applicable |  |  |  | 1.5 | No | [7 empty] | 27 kW |  |  |  | 50 |  | 112 | On/Off | Not Applicable | [6 empty] | 270 | 34.5 | 30.25 | 58.875 | 281 | 682 | 24 | 50.4375 |  |  |  |  | 52.625 |  |  | 6.9375 |  |  |  |  | 40.6875 | [7 empty] | 49.125 | 1 | 57 | 57 | UL1453 | Yes | Yes | Yes | No | Not Applicable | [5 empty] | 40304 | COM ELEC CF | 8979783
CEHD502733HCF-866 | CEHD50-27 | Bradford White | 671632535217 | Active | The ""-866"" indicates that these SKUs are designed and certified for Installation in Canada. | [9 empty] | No | Not Applicable | Not Applicable | Commercial Water Heating | Water Heating.Electric | 3 | 1 |  |  |  | 238-51313-00 |  |  |  | 238-36612-00 | [6 empty] | Electric | Electric Resistance | 480 | 3 |  | Indoor |  | Floor Mounted |  | No | Not Applicable | 150 | Not Applicable |  |  |  | 1.5 | No | [7 empty] | 27 kW |  |  |  | 50 |  | 112 | On/Off | Not Applicable | [6 empty] | 270 | 34.5 | 30.25 | 58.875 | 281 | 682 | 24 | 50.4375 |  |  |  |  | 52.625 |  |  | 6.9375 |  |  |  |  | 40.6875 | [7 empty] | 49.125 | 1 | 57 | 57 | UL174 | Yes | No | Yes | No | Not Applicable | 238-51917-00 |  |  |  |  | 40304 | COM ELEC CF
CEHD502733JCF-866 | CEHD50-27 | Bradford White | 671632129911 | Active | The ""-866"" indicates that these SKUs are designed and certified for Installation in Canada. | [9 empty] | No | Not Applicable | Not Applicable | Commercial Water Heating | Water Heating.Electric | 3 | 1 |  |  |  | 238-51313-00 |  |  |  | 238-36612-00 | [6 empty] | Electric | Electric Resistance | 600 | 3 |  | Indoor |  | Floor Mounted |  | No | Not Applicable | 150 | Not Applicable |  |  |  | 1.5 | No | [7 empty] | 27 kW |  |  |  | 50 |  | 112 | On/Off | Not Applicable | [6 empty] | 270 | 34.5 | 30.25 | 58.875 | 281 | 682 | 24 | 50.4375 |  |  |  |  | 52.625 |  |  | 6.9375 |  |  |  |  | 40.6875 | [7 empty] | 49.125 | 1 | 57 | 57 | UL174 | Yes | No | Yes | No | Not Applicable | 238-51917-00 |  |  |  |  | 40304 | COM ELEC CF
CEHD502733LCF | CEHD50-27 | Bradford White | 671632867998 | Active | [10 empty] | No | Not Applicable | Not Applicable | Commercial Water Heating | Water Heating.Electric | 3 | 1 |  |  |  | 238-51313-00 |  |  |  | 238-36612-00 | [6 empty] | Electric | Electric Resistance | 208 | 3 |  | Indoor |  | Floor Mounted |  | No | Not Applicable | 150 | Not Applicable |  |  |  | 1.5 | No | [7 empty] | 27 kW |  |  |  | 50 |  | 112 | On/Off | Not Applicable | [6 empty] | 270 | 34.5 | 30.25 | 58.875 | 281 | 682 | 24 | 50.4375 |  |  |  |  | 52.625 |  |  | 6.9375 |  |  |  |  | 40.6875 | [7 empty] | 49.125 | 1 | 57 | 57 | UL1453 | Yes | Yes | Yes | No | Not Applicable | [5 empty] | 40304 | COM ELEC CF | 8979783
CEHD502733LCF-866 | CEHD50-27 | Bradford White | 671632999996 | Active | The ""-866"" indicates that these SKUs are designed and certified for Installation in Canada. | [9 empty] | No | Not Applicable | Not Applicable | Commercial Water Heating | Water Heating.Electric | 3 | 1 |  |  |  | 238-51313-00 |  |  |  | 238-36612-00 | [6 empty] | Electric | Electric Resistance | 208 | 3 |  | Indoor |  | Floor Mounted |  | No | Not Applicable | 150 | Not Applicable |  |  |  | 1.5 | No | [7 empty] | 27 kW |  |  |  | 50 |  | 112 | On/Off | Not Applicable | [6 empty] | 270 | 34.5 | 30.25 | 58.875 | 281 | 682 | 24 | 50.4375 |  |  |  |  | 52.625 |  |  | 6.9375 |  |  |  |  | 40.6875 | [7 empty] | 49.125 | 1 | 57 | 57 | UL174 | Yes | No | Yes | No | Not Applicable | 238-51917-00 |  |  |  |  | 40304 | COM ELEC CF
CEHD503033CCF | CEHD50-30 | Bradford White | 671632137503 | Active | [10 empty] | No | Not Applicable | Not Applicable | Commercial Water Heating | Water Heating.Electric | 3 | 1 |  |  |  | 238-51313-00 |  |  |  | 238-36612-00 | [6 empty] | Electric | Electric Resistance | 240 | 3 |  | Indoor |  | Floor Mounted |  | No | Not Applicable | 150 | Not Applicable |  |  |  | 1.5 | No | [7 empty] | 30 kW |  |  |  | 50 |  | 124 | On/Off | Not Applicable | [6 empty] | 270 | 34.5 | 30.25 | 58.875 | 281 | 682 | 24 | 50.4375 |  |  |  |  | 52.625 |  |  | 6.9375 |  |  |  |  | 40.6875 | [7 empty] | 49.125 | 1 | 57 | 57 | UL1453 | Yes | Yes | Yes | No | Not Applicable | [5 empty] | 40304 | COM ELEC CF | 8979783
CEHD503033CCF-866 | CEHD50-30 | Bradford White | 671632558391 | Active | The ""-866"" indicates that these SKUs are designed and certified for Installation in Canada. | [9 empty] | No | Not Applicable | Not Applicable | Commercial Water Heating | Water Heating.Electric | 3 | 1 |  |  |  | 238-51313-00 |  |  |  | 238-36612-00 | [6 empty] | Electric | Electric Resistance | 240 | 3 |  | Indoor |  | Floor Mounted |  | No | Not Applicable | 150 | Not Applicable |  |  |  | 1.5 | No | [7 empty] | 30 kW |  |  |  | 50 |  | 124 | On/Off | Not Applicable | [6 empty] | 270 | 34.5 | 30.25 | 58.875 | 281 | 682 | 24 | 50.4375 |  |  |  |  | 52.625 |  |  | 6.9375 |  |  |  |  | 40.6875 | [7 empty] | 49.125 | 1 | 57 | 57 | UL174 | Yes | No | Yes | No | Not Applicable | 238-51917-00 |  |  |  |  | 40304 | COM ELEC CF
CEHD503033HCF | CEHD50-30 | Bradford White | 671632860777 | Active | [10 empty] | No | Not Applicable | Not Applicable | Commercial Water Heating | Water Heating.Electric | 3 | 1 |  |  |  | 238-51313-00 |  |  |  | 238-36612-00 | [6 empty] | Electric | Electric Resistance | 480 | 3 |  | Indoor |  | Floor Mounted |  | No | Not Applicable | 150 | Not Applicable |  |  |  | 1.5 | No | [7 empty] | 30 kW |  |  |  | 50 |  | 124 | On/Off | Not Applicable | [6 empty] | 270 | 34.5 | 30.25 | 58.875 | 281 | 682 | 24 | 50.4375 |  |  |  |  | 52.625 |  |  | 6.9375 |  |  |  |  | 40.6875 | [7 empty] | 49.125 | 1 | 57 | 57 | UL1453 | Yes | Yes | Yes | No | Not Applicable | [5 empty] | 40304 | COM ELEC CF | 8979783
CEHD503033JCF-866 | CEHD50-30 | Bradford White | 671632144143 | Active | The ""-866"" indicates that these SKUs are designed and certified for Installation in Canada. | [9 empty] | No | Not Applicable | Not Applicable | Commercial Water Heating | Water Heating.Electric | 3 | 1 |  |  |  | 238-51313-00 |  |  |  | 238-36612-00 | [6 empty] | Electric | Electric Resistance | 600 | 3 |  | Indoor |  | Floor Mounted |  | No | Not Applicable | 150 | Not Applicable |  |  |  | 1.5 | No | [7 empty] | 30 kW |  |  |  | 50 |  | 124 | On/Off | Not Applicable | [6 empty] | 270 | 34.5 | 30.25 | 58.875 | 281 | 682 | 24 | 50.4375 |  |  |  |  | 52.625 |  |  | 6.9375 |  |  |  |  | 40.6875 | [7 empty] | 49.125 | 1 | 57 | 57 | UL174 | Yes | No | Yes | No | Not Applicable | 238-51917-00 |  |  |  |  | 40304 | COM ELEC CF
CEHD503033LCF | CEHD50-30 | Bradford White | 671632870738 | Active | [10 empty] | No | Not Applicable | Not Applicable | Commercial Water Heating | Water Heating.Electric | 3 | 1 |  |  |  | 238-51313-00 |  |  |  | 238-36612-00 | [6 empty] | Electric | Electric Resistance | 208 | 3 |  | Indoor |  | Floor Mounted |  | No | Not Applicable | 150 | Not Applicable |  |  |  | 1.5 | No | [7 empty] | 30 kW |  |  |  | 50 |  | 124 | On/Off | Not Applicable | [6 empty] | 270 | 34.5 | 30.25 | 58.875 | 281 | 682 | 24 | 50.4375 |  |  |  |  | 52.625 |  |  | 6.9375 |  |  |  |  | 40.6875 | [7 empty] | 49.125 | 1 | 57 | 57 | UL1453 | Yes | Yes | Yes | No | Not Applicable | [5 empty] | 40304 | COM ELEC CF | 8979783
CEHD503033LCF-866 | CEHD50-30 | Bradford White | 671632131259 | Active | The ""-866"" indicates that these SKUs are designed and certified for Installation in Canada. | [9 empty] | No | Not Applicable | Not Applicable | Commercial Water Heating | Water Heating.Electric | 3 | 1 |  |  |  | 238-51313-00 |  |  |  | 238-36612-00 | [6 empty] | Electric | Electric Resistance | 208 | 3 |  | Indoor |  | Floor Mounted |  | No | Not Applicable | 150 | Not Applicable |  |  |  | 1.5 | No | [7 empty] | 30 kW |  |  |  | 50 |  | 124 | On/Off | Not Applicable | [6 empty] | 270 | 34.5 | 30.25 | 58.875 | 281 | 682 | 24 | 50.4375 |  |  |  |  | 52.625 |  |  | 6.9375 |  |  |  |  | 40.6875 | [7 empty] | 49.125 | 1 | 57 | 57 | UL174 | Yes | No | Yes | No | Not Applicable | 238-51917-00 |  |  |  |  | 40304 | COM ELEC CF
CEHD503053HCF | CEHD50-30 | Bradford White | 671632321124 | Active | [10 empty] | No | Not Applicable | Not Applicable | Commercial Water Heating | Water Heating.Electric | 5 | 1 |  |  |  | 238-51313-00 |  |  |  | 238-36612-00 | [6 empty] | Electric | Electric Resistance | 480 | 3 |  | Indoor |  | Floor Mounted |  | No | Not Applicable | 150 | Not Applicable |  |  |  | 1.5 | No | [7 empty] | 30 kW |  |  |  | 50 |  | 124 | On/Off | Not Applicable | [6 empty] | 270 | 34.5 | 30.25 | 58.875 | 281 | 682 | 24 | 50.4375 |  |  |  |  | 52.625 |  |  | 6.9375 |  |  |  |  | 40.6875 | [7 empty] | 49.125 | 1 | 57 | 57 | UL1453 | Yes | Yes | Yes | No | Not Applicable | [5 empty] | 40304 | COM ELEC CF | 8979783
CEHD503053LCF | CEHD50-30 | Bradford White | 671632657223 | Active | [10 empty] | No | Not Applicable | Not Applicable | Commercial Water Heating | Water Heating.Electric | 5 | 1 |  |  |  | 238-51313-00 |  |  |  | 238-36612-00 | [6 empty] | Electric | Electric Resistance | 208 | 3 |  | Indoor |  | Floor Mounted |  | No | Not Applicable | 150 | Not Applicable |  |  |  | 1.5 | No | [7 empty] | 30 kW |  |  |  | 50 |  | 124 | On/Off | Not Applicable | [6 empty] | 270 | 34.5 | 30.25 | 58.875 | 281 | 682 | 24 | 50.4375 |  |  |  |  | 52.625 |  |  | 6.9375 |  |  |  |  | 40.6875 | [7 empty] | 49.125 | 1 | 57 | 57 | UL174 | Yes | Yes | Yes | No | Not Applicable | [5 empty] | 40304 | COM ELEC CF | 8979783
CEHD503631ECF | CEHD50-36 | Bradford White | 671632124404 | Active | [10 empty] | No | Not Applicable | Not Applicable | Commercial Water Heating | Water Heating.Electric | 3 | 1 |  |  |  | 238-51313-00 |  |  |  | 238-36612-00 | [6 empty] | Electric | Electric Resistance | 277 | 1 |  | Indoor |  | Floor Mounted |  | No | Not Applicable | 150 | Not Applicable |  |  |  | 1.5 | No | [7 empty] | 36 kW |  |  |  | 50 |  | 149 | On/Off | Not Applicable | [6 empty] | 270 | 34.5 | 30.25 | 58.875 | 281 | 682 | 24 | 50.4375 |  |  |  |  | 52.625 |  |  | 6.9375 |  |  |  |  | 40.6875 | [7 empty] | 49.125 | 1 | 57 | 57 | UL174 | Yes | Yes | Yes | No | Not Applicable | [5 empty] | 40304 | COM ELEC CF | 8979783
CEHD503633C9CF-866 | CEHD50-36 | Bradford White | 671632681280 | Active | The ""-866"" indicates that these SKUs are designed and certified for Installation in Canada. | [9 empty] | No | Not Applicable | Not Applicable | Commercial Water Heating | Water Heating.Electric | 3 | 1 |  |  |  | 238-51313-00 |  |  |  | 238-36612-00 | [6 empty] | Electric | Electric Resistance | 240 | 3 |  | Indoor |  | Floor Mounted |  | No | Not Applicable | 150 | Not Applicable |  |  |  | 1.5 | No | [7 empty] | 36 kW |  |  |  | 50 |  | 149 | On/Off | Not Applicable | [6 empty] | 270 | 34.5 | 30.25 | 58.875 | 281 | 682 | 24 | 50.4375 |  |  |  |  | 52.625 |  |  | 6.9375 |  |  |  |  | 40.6875 | [7 empty] | 49.125 | 1 | 57 | 57 | UL1453 | Yes | No | Yes | No | Not Applicable | 238-51917-00 |  |  |  |  | 40304 | COM ELEC CF
CEHD503633CCF | CEHD50-36 | Bradford White | 671632824236 | Active | [10 empty] | No | Not Applicable | Not Applicable | Commercial Water Heating | Water Heating.Electric | 3 | 1 |  |  |  | 238-51313-00 |  |  |  | 238-36612-00 | [6 empty] | Electric | Electric Resistance | 240 | 3 |  | Indoor |  | Floor Mounted |  | No | Not Applicable | 150 | Not Applicable |  |  |  | 1.5 | No | [7 empty] | 36 kW |  |  |  | 50 |  | 149 | On/Off | Not Applicable | [6 empty] | 270 | 34.5 | 30.25 | 58.875 | 281 | 682 | 24 | 50.4375 |  |  |  |  | 52.625 |  |  | 6.9375 |  |  |  |  | 40.6875 | [7 empty] | 49.125 | 1 | 57 | 57 | UL1453 | Yes | Yes | Yes | No | Not Applicable | [5 empty] | 40304 | COM ELEC CF | 8979783
CEHD503633CCF-866 | CEHD50-36 | Bradford White | 671632898077 | Active | The ""-866"" indicates that these SKUs are designed and certified for Installation in Canada. | [9 empty] | No | Not Applicable | Not Applicable | Commercial Water Heating | Water Heating.Electric | 3 | 1 |  |  |  | 238-51313-00 |  |  |  | 238-36612-00 | [6 empty] | Electric | Electric Resistance | 240 | 3 |  | Indoor |  | Floor Mounted |  | No | Not Applicable | 150 | Not Applicable |  |  |  | 1.5 | No | [7 empty] | 36 kW |  |  |  | 50 |  | 149 | On/Off | Not Applicable | [6 empty] | 270 | 34.5 | 30.25 | 58.875 | 281 | 682 | 24 | 50.4375 |  |  |  |  | 52.625 |  |  | 6.9375 |  |  |  |  | 40.6875 | [7 empty] | 49.125 | 1 | 57 | 57 | UL174 | Yes | No | Yes | No | Not Applicable | 238-51917-00 |  |  |  |  | 40304 | COM ELEC CF
CEHD503633GCF | CEHD50-36 | Bradford White | 671632864720 | Active | [10 empty] | No | Not Applicable | Not Applicable | Commercial Water Heating | Water Heating.Electric | 3 | 1 |  |  |  | 238-51313-00 |  |  |  | 238-36612-00 | [6 empty] | Electric | Electric Resistance | 415 | 3 |  | Indoor |  | Floor Mounted |  | No | Not Applicable | 150 | Not Applicable |  |  |  | 1.5 | No | [7 empty] | 36 kW |  |  |  | 50 |  | 149 | On/Off | Not Applicable | [6 empty] | 270 | 34.5 | 30.25 | 58.875 | 281 | 682 | 24 | 50.4375 |  |  |  |  | 52.625 |  |  | 6.9375 |  |  |  |  | 40.6875 | [7 empty] | 49.125 | 1 | 57 | 57 | UL1453 | Yes | Yes | Yes | No | Not Applicable | [5 empty] | 40304 | COM ELEC CF | 8979783
CEHD503633HCF | CEHD50-36 | Bradford White | 671632824212 | Active | [10 empty] | No | Not Applicable | Not Applicable | Commercial Water Heating | Water Heating.Electric | 3 | 1 |  |  |  | 238-51313-00 |  |  |  | 238-36612-00 | [6 empty] | Electric | Electric Resistance | 480 | 3 |  | Indoor |  | Floor Mounted |  | No | Not Applicable | 150 | Not Applicable |  |  |  | 1.5 | No | [7 empty] | 36 kW |  |  |  | 50 |  | 149 | On/Off | Not Applicable | [6 empty] | 270 | 34.5 | 30.25 | 58.875 | 281 | 682 | 24 | 50.4375 |  |  |  |  | 52.625 |  |  | 6.9375 |  |  |  |  | 40.6875 | [7 empty] | 49.125 | 1 | 57 | 57 | UL1453 | Yes | Yes | Yes | No | Not Applicable | [5 empty] | 40304 | COM ELEC CF | 8979783
CEHD503633HCF-866 | CEHD50-36 | Bradford White | 671632890804 | Active | The ""-866"" indicates that these SKUs are designed and certified for Installation in Canada. | [9 empty] | No | Not Applicable | Not Applicable | Commercial Water Heating | Water Heating.Electric | 3 | 1 |  |  |  | 238-51313-00 |  |  |  | 238-36612-00 | [6 empty] | Electric | Electric Resistance | 480 | 3 |  | Indoor |  | Floor Mounted |  | No | Not Applicable | 150 | Not Applicable |  |  |  | 1.5 | No | [7 empty] | 36 kW |  |  |  | 50 |  | 149 | On/Off | Not Applicable | [6 empty] | 270 | 34.5 | 30.25 | 58.875 | 281 | 682 | 24 | 50.4375 |  |  |  |  | 52.625 |  |  | 6.9375 |  |  |  |  | 40.6875 | [7 empty] | 49.125 | 1 | 57 | 57 | UL174 | Yes | No | Yes | No | Not Applicable | 238-51917-00 |  |  |  |  | 40304 | COM ELEC CF
CEHD503633JCF-866 | CEHD50-36 | Bradford White | 671632130917 | Active | The ""-866"" indicates that these SKUs are designed and certified for Installation in Canada. | [9 empty] | No | Not Applicable | Not Applicable | Commercial Water Heating | Water Heating.Electric | 3 | 1 |  |  |  | 238-51313-00 |  |  |  | 238-36612-00 | [6 empty] | Electric | Electric Resistance | 600 | 3 |  | Indoor |  | Floor Mounted |  | No | Not Applicable | 150 | Not Applicable |  |  |  | 1.5 | No | [7 empty] | 36 kW |  |  |  | 50 |  | 149 | On/Off | Not Applicable | [6 empty] | 270 | 34.5 | 30.25 | 58.875 | 281 | 682 | 24 | 50.4375 |  |  |  |  | 52.625 |  |  | 6.9375 |  |  |  |  | 40.6875 | [7 empty] | 49.125 | 1 | 57 | 57 | UL174 | Yes | No | Yes | No | Not Applicable | 238-51917-00 |  |  |  |  | 40304 | COM ELEC CF
CEHD503633LCF | CEHD50-36 | Bradford White | 671632824229 | Active | [10 empty] | No | Not Applicable | Not Applicable | Commercial Water Heating | Water Heating.Electric | 3 | 1 |  |  |  | 238-51313-00 |  |  |  | 238-36612-00 | [6 empty] | Electric | Electric Resistance | 208 | 3 |  | Indoor |  | Floor Mounted |  | No | Not Applicable | 150 | Not Applicable |  |  |  | 1.5 | No | [7 empty] | 36 kW |  |  |  | 50 |  | 149 | On/Off | Not Applicable | [6 empty] | 270 | 34.5 | 30.25 | 58.875 | 281 | 682 | 24 | 50.4375 |  |  |  |  | 52.625 |  |  | 6.9375 |  |  |  |  | 40.6875 | [7 empty] | 49.125 | 1 | 57 | 57 | UL1453 | Yes | Yes | Yes | No | Not Applicable | [5 empty] | 40304 | COM ELEC CF | 8979783
CEHD503633LCF-866 | CEHD50-36 | Bradford White | 671632323340 | Active | The ""-866"" indicates that these SKUs are designed and certified for Installation in Canada. | [9 empty] | No | Not Applicable | Not Applicable | Commercial Water Heating | Water Heating.Electric | 3 | 1 |  |  |  | 238-51313-00 |  |  |  | 238-36612-00 | [6 empty] | Electric | Electric Resistance | 208 | 3 |  | Indoor |  | Floor Mounted |  | No | Not Applicable | 150 | Not Applicable |  |  |  | 1.5 | No | [7 empty] | 36 kW |  |  |  | 50 |  | 149 | On/Off | Not Applicable | [6 empty] | 270 | 34.5 | 30.25 | 58.875 | 281 | 682 | 24 | 50.4375 |  |  |  |  | 52.625 |  |  | 6.9375 |  |  |  |  | 40.6875 | [7 empty] | 49.125 | 1 | 57 | 57 | UL174 | Yes | No | Yes | No | Not Applicable | 238-51917-00 |  |  |  |  | 40304 | COM ELEC CF
CEHD503653HCF | CEHD50-36 | Bradford White | 671632579150 | Active | [10 empty] | No | Not Applicable | Not Applicable | Commercial Water Heating | Water Heating.Electric | 5 | 1 |  |  |  | 238-51313-00 |  |  |  | 238-36612-00 | [6 empty] | Electric | Electric Resistance | 480 | 3 |  | Indoor |  | Floor Mounted |  | No | Not Applicable | 150 | Not Applicable |  |  |  | 1.5 | No | [7 empty] | 36 kW |  |  |  | 50 |  | 149 | On/Off | Not Applicable | [6 empty] | 270 | 34.5 | 30.25 | 58.875 | 281 | 682 | 24 | 50.4375 |  |  |  |  | 52.625 |  |  | 6.9375 |  |  |  |  | 40.6875 | [7 empty] | 49.125 | 1 | 57 | 57 | UL174 | Yes | Yes | Yes | No | Not Applicable | [5 empty] | 40304 | COM ELEC CF | 8979783
CEHD504533CCF | CEHD50-45 | Bradford White | 671632867059 | Active | [10 empty] | No | Not Applicable | Not Applicable | Commercial Water Heating | Water Heating.Electric | 3 | 1 |  |  |  | 238-51313-00 |  |  |  | 238-36612-00 | [6 empty] | Electric | Electric Resistance | 240 | 3 |  | Indoor |  | Floor Mounted |  | No | Not Applicable | 150 | Not Applicable |  |  |  | 1.5 | No | [7 empty] | 45 kW |  |  |  | 50 |  | 186 | On/Off | Not Applicable | [6 empty] | 270 | 34.5 | 30.25 | 58.875 | 281 | 682 | 24 | 50.4375 |  |  |  |  | 52.625 |  |  | 6.9375 |  |  |  |  | 40.6875 | [7 empty] | 49.125 | 1 | 57 | 57 | UL1453 | Yes | Yes | Yes | No | Not Applicable | [5 empty] | 40304 | COM ELEC CF | 8979783
CEHD504533CCF-866 | CEHD50-45 | Bradford White | 671632898084 | Active | The ""-866"" indicates that these SKUs are designed and certified for Installation in Canada. | [9 empty] | No | Not Applicable | Not Applicable | Commercial Water Heating | Water Heating.Electric | 3 | 1 |  |  |  | 238-51313-00 |  |  |  | 238-36612-00 | [6 empty] | Electric | Electric Resistance | 240 | 3 |  | Indoor |  | Floor Mounted |  | No | Not Applicable | 150 | Not Applicable |  |  |  | 1.5 | No | [7 empty] | 45 kW |  |  |  | 50 |  | 186 | On/Off | Not Applicable | [6 empty] | 270 | 34.5 | 30.25 | 58.875 | 281 | 682 | 24 | 50.4375 |  |  |  |  | 52.625 |  |  | 6.9375 |  |  |  |  | 40.6875 | [7 empty] | 49.125 | 1 | 57 | 57 | UL174 | Yes | No | Yes | No | Not Applicable | 238-51917-00 |  |  |  |  | 40304 | COM ELEC CF
CEHD504533FCF | CEHD50-45 | Bradford White | 671632905317 | Active | [10 empty] | No | Not Applicable | Not Applicable | Commercial Water Heating | Water Heating.Electric | 3 | 1 |  |  |  | 238-51313-00 |  |  |  | 238-36612-00 | [6 empty] | Electric | Electric Resistance | 380 | 3 |  | Indoor |  | Floor Mounted |  | No | Not Applicable | 150 | Not Applicable |  |  |  | 1.5 | No | [7 empty] | 45 kW |  |  |  | 50 |  | 186 | On/Off | Not Applicable | [6 empty] | 270 | 34.5 | 30.25 | 58.875 | 281 | 682 | 24 | 50.4375 |  |  |  |  | 52.625 |  |  | 6.9375 |  |  |  |  | 40.6875 | [7 empty] | 49.125 | 1 | 57 | 57 | UL1453 | Yes | Yes | Yes | No | Not Applicable | [5 empty] | 40304 | COM ELEC CF | 8979783
CEHD504533HCF | CEHD50-45 | Bradford White | 671632860982 | Active | [10 empty] | No | Not Applicable | Not Applicable | Commercial Water Heating | Water Heating.Electric | 3 | 1 |  |  |  | 238-51313-00 |  |  |  | 238-36612-00 | [6 empty] | Electric | Electric Resistance | 480 | 3 |  | Indoor |  | Floor Mounted |  | No | Not Applicable | 150 | Not Applicable |  |  |  | 1.5 | No | [7 empty] | 45 kW |  |  |  | 50 |  | 186 | On/Off | Not Applicable | [6 empty] | 270 | 34.5 | 30.25 | 58.875 | 281 | 682 | 24 | 50.4375 |  |  |  |  | 52.625 |  |  | 6.9375 |  |  |  |  | 40.6875 | [7 empty] | 49.125 | 1 | 57 | 57 | UL1453 | Yes | Yes | Yes | No | Not Applicable | [5 empty] | 40304 | COM ELEC CF | 8979783
CEHD504533JCF-866 | CEHD50-45 | Bradford White | 671632134045 | Active | The ""-866"" indicates that these SKUs are designed and certified for Installation in Canada. | [9 empty] | No | Not Applicable | Not Applicable | Commercial Water Heating | Water Heating.Electric | 3 | 1 |  |  |  | 238-51313-00 |  |  |  | 238-36612-00 | [6 empty] | Electric | Electric Resistance | 600 | 3 |  | Indoor |  | Floor Mounted |  | No | Not Applicable | 150 | Not Applicable |  |  |  | 1.5 | No | [7 empty] | 45 kW |  |  |  | 50 |  | 186 | On/Off | Not Applicable | [6 empty] | 270 | 34.5 | 30.25 | 58.875 | 281 | 682 | 24 | 50.4375 |  |  |  |  | 52.625 |  |  | 6.9375 |  |  |  |  | 40.6875 | [7 empty] | 49.125 | 1 | 57 | 57 | UL174 | Yes | No | Yes | No | Not Applicable | 238-51917-00 |  |  |  |  | 40304 | COM ELEC CF
CEHD504533LCF | CEHD50-45 | Bradford White | 671632867387 | Active | [10 empty] | No | Not Applicable | Not Applicable | Commercial Water Heating | Water Heating.Electric | 3 | 1 |  |  |  | 238-51313-00 |  |  |  | 238-36612-00 | [6 empty] | Electric | Electric Resistance | 208 | 3 |  | Indoor |  | Floor Mounted |  | No | Not Applicable | 150 | Not Applicable |  |  |  | 1.5 | No | [7 empty] | 45 kW |  |  |  | 50 |  | 186 | On/Off | Not Applicable | [6 empty] | 270 | 34.5 | 30.25 | 58.875 | 281 | 682 | 24 | 50.4375 |  |  |  |  | 52.625 |  |  | 6.9375 |  |  |  |  | 40.6875 | [7 empty] | 49.125 | 1 | 57 | 57 | UL1453 | Yes | Yes | Yes | No | Not Applicable | [5 empty] | 40304 | COM ELEC CF | 8979783
CEHD504533LCF-866 | CEHD50-45 | Bradford White | 671632912742 | Active | The ""-866"" indicates that these SKUs are designed and certified for Installation in Canada. | [9 empty] | No | Not Applicable | Not Applicable | Commercial Water Heating | Water Heating.Electric | 3 | 1 |  |  |  | 238-51313-00 |  |  |  | 238-36612-00 | [6 empty] | Electric | Electric Resistance | 208 | 3 |  | Indoor |  | Floor Mounted |  | No | Not Applicable | 150 | Not Applicable |  |  |  | 1.5 | No | [7 empty] | 45 kW |  |  |  | 50 |  | 186 | On/Off | Not Applicable | [6 empty] | 270 | 34.5 | 30.25 | 58.875 | 281 | 682 | 24 | 50.4375 |  |  |  |  | 52.625 |  |  | 6.9375 |  |  |  |  | 40.6875 | [7 empty] | 49.125 | 1 | 57 | 57 | UL174 | Yes | No | Yes | No | Not Applicable | 238-51917-00 |  |  |  |  | 40304 | COM ELEC CF
CEHD504553HCF | CEHD50-45 | Bradford White | 671632130573 | Active | [10 empty] | No | Not Applicable | Not Applicable | Commercial Water Heating | Water Heating.Electric | 5 | 1 |  |  |  | 238-51313-00 |  |  |  | 238-36612-00 | [6 empty] | Electric | Electric Resistance | 480 | 3 |  | Indoor |  | Floor Mounted |  | No | Not Applicable | 150 | Not Applicable |  |  |  | 1.5 | No | [7 empty] | 45 kW |  |  |  | 50 |  | 186 | On/Off | Not Applicable | [6 empty] | 270 | 34.5 | 30.25 | 58.875 | 281 | 682 | 24 | 50.4375 |  |  |  |  | 52.625 |  |  | 6.9375 |  |  |  |  | 40.6875 | [7 empty] | 49.125 | 1 | 57 | 57 | UL1453 | Yes | Yes | Yes | No | Not Applicable | [5 empty] | 40304 | COM ELEC CF | 8979783
CEHD504553LCF | CEHD50-45 | Bradford White | 671632317721 | Active | [10 empty] | No | Not Applicable | Not Applicable | Commercial Water Heating | Water Heating.Electric | 5 | 1 |  |  |  | 238-51313-00 |  |  |  | 238-36612-00 | [6 empty] | Electric | Electric Resistance | 208 | 3 |  | Indoor |  | Floor Mounted |  | No | Not Applicable | 150 | Not Applicable |  |  |  | 1.5 | No | [7 empty] | 45 kW |  |  |  | 50 |  | 186 | On/Off | Not Applicable | [6 empty] | 270 | 34.5 | 30.25 | 58.875 | 281 | 682 | 24 | 50.4375 |  |  |  |  | 52.625 |  |  | 6.9375 |  |  |  |  | 40.6875 | [7 empty] | 49.125 | 1 | 57 | 57 | UL1453 | Yes | Yes | Yes | No | Not Applicable | [5 empty] | 40304 | COM ELEC CF | 8979783
CEHD505433CCF | CEHD50-54 | Bradford White | 671632853908 | Active | [10 empty] | No | Not Applicable | Not Applicable | Commercial Water Heating | Water Heating.Electric | 3 | 1 |  |  |  | 238-51313-00 |  |  |  | 238-36612-00 | [6 empty] | Electric | Electric Resistance | 240 | 3 |  | Indoor |  | Floor Mounted |  | No | Not Applicable | 150 | Not Applicable |  |  |  | 1.5 | No | [7 empty] | 54 kW |  |  |  | 50 |  | 223 | On/Off | Not Applicable | [6 empty] | 270 | 34.5 | 30.25 | 58.875 | 281 | 682 | 24 | 50.4375 |  |  |  |  | 52.625 |  |  | 6.9375 |  |  |  |  | 40.6875 | [7 empty] | 49.125 | 1 | 57 | 57 | UL1453 | Yes | Yes | Yes | No | Not Applicable | [5 empty] | 40304 | COM ELEC CF | 8979783
CEHD505433CCF-866 | CEHD50-54 | Bradford White | 671632898091 | Active | The ""-866"" indicates that these SKUs are designed and certified for Installation in Canada. | [9 empty] | No | Not Applicable | Not Applicable | Commercial Water Heating | Water Heating.Electric | 3 | 1 |  |  |  | 238-51313-00 |  |  |  | 238-36612-00 | [6 empty] | Electric | Electric Resistance | 240 | 3 |  | Indoor |  | Floor Mounted |  | No | Not Applicable | 150 | Not Applicable |  |  |  | 1.5 | No | [7 empty] | 54 kW |  |  |  | 50 |  | 223 | On/Off | Not Applicable | [6 empty] | 270 | 34.5 | 30.25 | 58.875 | 281 | 682 | 24 | 50.4375 |  |  |  |  | 52.625 |  |  | 6.9375 |  |  |  |  | 40.6875 | [7 empty] | 49.125 | 1 | 57 | 57 | UL174 | Yes | No | Yes | No | Not Applicable | 238-51917-00 |  |  |  |  | 40304 | COM ELEC CF
CEHD505433FCF | CEHD50-54 | Bradford White | 671632891849 | Active | [10 empty] | No | Not Applicable | Not Applicable | Commercial Water Heating | Water Heating.Electric | 3 | 1 |  |  |  | 238-51313-00 |  |  |  | 238-36612-00 | [6 empty] | Electric | Electric Resistance | 380 | 3 |  | Indoor |  | Floor Mounted |  | No | Not Applicable | 150 | Not Applicable |  |  |  | 1.5 | No | [7 empty] | 54 kW |  |  |  | 50 |  | 223 | On/Off | Not Applicable | [6 empty] | 270 | 34.5 | 30.25 | 58.875 | 281 | 682 | 24 | 50.4375 |  |  |  |  | 52.625 |  |  | 6.9375 |  |  |  |  | 40.6875 | [7 empty] | 49.125 | 1 | 57 | 57 | UL1453 | Yes | Yes | Yes | No | Not Applicable | [5 empty] | 40304 | COM ELEC CF | 8979783
CEHD505433GCF | CEHD50-54 | Bradford White | 671632864737 | Active | [10 empty] | No | Not Applicable | Not Applicable | Commercial Water Heating | Water Heating.Electric | 3 | 1 |  |  |  | 238-51313-00 |  |  |  | 238-36612-00 | [6 empty] | Electric | Electric Resistance | 415 | 3 |  | Indoor |  | Floor Mounted |  | No | Not Applicable | 150 | Not Applicable |  |  |  | 1.5 | No | [7 empty] | 54 kW |  |  |  | 50 |  | 223 | On/Off | Not Applicable | [6 empty] | 270 | 34.5 | 30.25 | 58.875 | 281 | 682 | 24 | 50.4375 |  |  |  |  | 52.625 |  |  | 6.9375 |  |  |  |  | 40.6875 | [7 empty] | 49.125 | 1 | 57 | 57 | UL1453 | Yes | Yes | Yes | No | Not Applicable | [5 empty] | 40304 | COM ELEC CF | 8979783
CEHD505433HCF | CEHD50-54 | Bradford White | 671632801039 | Active | [10 empty] | No | Not Applicable | Not Applicable | Commercial Water Heating | Water Heating.Electric | 3 | 1 |  |  |  | 238-51313-00 |  |  |  | 238-36612-00 | [6 empty] | Electric | Electric Resistance | 480 | 3 |  | Indoor |  | Floor Mounted |  | No | Not Applicable | 150 | Not Applicable |  |  |  | 1.5 | No | [7 empty] | 54 kW |  |  |  | 50 |  | 223 | On/Off | Not Applicable | [6 empty] | 270 | 34.5 | 30.25 | 58.875 | 281 | 682 | 24 | 50.4375 |  |  |  |  | 52.625 |  |  | 6.9375 |  |  |  |  | 40.6875 | [7 empty] | 49.125 | 1 | 57 | 57 | UL1453 | Yes | Yes | Yes | No | Not Applicable | [5 empty] | 40304 | COM ELEC CF | 8979783
CEHD505433JCF-866 | CEHD50-54 | Bradford White | 671632320998 | Active | The ""-866"" indicates that these SKUs are designed and certified for Installation in Canada. | [9 empty] | No | Not Applicable | Not Applicable | Commercial Water Heating | Water Heating.Electric | 3 | 1 |  |  |  | 238-51313-00 |  |  |  | 238-36612-00 | [6 empty] | Electric | Electric Resistance | 600 | 3 |  | Indoor |  | Floor Mounted |  | No | Not Applicable | 150 | Not Applicable |  |  |  | 1.5 | No | [7 empty] | 54 kW |  |  |  | 50 |  | 223 | On/Off | Not Applicable | [6 empty] | 270 | 34.5 | 30.25 | 58.875 | 281 | 682 | 24 | 50.4375 |  |  |  |  | 52.625 |  |  | 6.9375 |  |  |  |  | 40.6875 | [7 empty] | 49.125 | 1 | 57 | 57 | UL174 | Yes | No | Yes | No | Not Applicable | 238-51917-00 |  |  |  |  | 40304 | COM ELEC CF
CEHD505433LCF | CEHD50-54 | Bradford White | 671632854448 | Active | [10 empty] | No | Not Applicable | Not Applicable | Commercial Water Heating | Water Heating.Electric | 3 | 1 |  |  |  | 238-51313-00 |  |  |  | 238-36612-00 | [6 empty] | Electric | Electric Resistance | 208 | 3 |  | Indoor |  | Floor Mounted |  | No | Not Applicable | 150 | Not Applicable |  |  |  | 1.5 | No | [7 empty] | 54 kW |  |  |  | 50 |  | 223 | On/Off | Not Applicable | [6 empty] | 270 | 34.5 | 30.25 | 58.875 | 281 | 682 | 24 | 50.4375 |  |  |  |  | 52.625 |  |  | 6.9375 |  |  |  |  | 40.6875 | [7 empty] | 49.125 | 1 | 57 | 57 | UL1453 | Yes | Yes | Yes | No | Not Applicable | [5 empty] | 40304 | COM ELEC CF | 8979783
CEHD505433LCF-866 | CEHD50-54 | Bradford White | 671632619665 | Active | The ""-866"" indicates that these SKUs are designed and certified for Installation in Canada. | [9 empty] | No | Not Applicable | Not Applicable | Commercial Water Heating | Water Heating.Electric | 3 | 1 |  |  |  | 238-51313-00 |  |  |  | 238-36612-00 | [6 empty] | Electric | Electric Resistance | 208 | 3 |  | Indoor |  | Floor Mounted |  | No | Not Applicable | 150 | Not Applicable |  |  |  | 1.5 | No | [7 empty] | 54 kW |  |  |  | 50 |  | 223 | On/Off | Not Applicable | [6 empty] | 270 | 34.5 | 30.25 | 58.875 | 281 | 682 | 24 | 50.4375 |  |  |  |  | 52.625 |  |  | 6.9375 |  |  |  |  | 40.6875 | [7 empty] | 49.125 | 1 | 57 | 57 | UL174 | Yes | No | Yes | No | Not Applicable | 238-51917-00 |  |  |  |  | 40304 | COM ELEC CF
CEHD505453HCF | CEHD50-54 | Bradford White | 671632574865 | Active | [10 empty] | No | Not Applicable | Not Applicable | Commercial Water Heating | Water Heating.Electric | 5 | 1 |  |  |  | 238-51313-00 |  |  |  | 238-36612-00 | [6 empty] | Electric | Electric Resistance | 480 | 3 |  | Indoor |  | Floor Mounted |  | No | Not Applicable | 150 | Not Applicable |  |  |  | 1.5 | No | [7 empty] | 54 kW |  |  |  | 50 |  | 223 | On/Off | Not Applicable | [6 empty] | 270 | 34.5 | 30.25 | 58.875 | 281 | 682 | 24 | 50.4375 |  |  |  |  | 52.625 |  |  | 6.9375 |  |  |  |  | 40.6875 | [7 empty] | 49.125 | 1 | 57 | 57 | UL174 | Yes | Yes | Yes | No | Not Applicable | [5 empty] | 40304 | COM ELEC CF | 8979783
CEHD50633CCF-866 | CEHD50-6 | Bradford White | 671632898008 | Active | The ""-866"" indicates that these SKUs are designed and certified for Installation in Canada. | [9 empty] | No | Not Applicable | Not Applicable | Commercial Water Heating | Water Heating.Electric | 3 | 1 |  |  |  | 238-51313-00 |  |  |  | 238-36612-00 | [6 empty] | Electric | Electric Resistance | 240 | 3 |  | Indoor |  | Floor Mounted |  | No | Not Applicable | 150 | Not Applicable |  |  |  | 1.5 | No | [7 empty] | 6 kW |  |  |  | 50 |  | 25 | On/Off | Not Applicable | [6 empty] | 270 | 34.5 | 30.25 | 58.875 | 281 | 682 | 24 | 50.4375 |  |  |  |  | 52.625 |  |  | 6.9375 |  |  |  |  | 40.6875 | [7 empty] | 49.125 | 1 | 57 | 57 | UL174 | Yes | No | Yes | No | Not Applicable | 238-51917-00 |  |  |  |  | 40304 | COM ELEC CF
CEHD50633JCF-866 | CEHD50-6 | Bradford White | 671632892358 | Active | The ""-866"" indicates that these SKUs are designed and certified for Installation in Canada. | [9 empty] | No | Not Applicable | Not Applicable | Commercial Water Heating | Water Heating.Electric | 3 | 1 |  |  |  | 238-51313-00 |  |  |  | 238-36612-00 | [6 empty] | Electric | Electric Resistance | 600 | 3 |  | Indoor |  | Floor Mounted |  | No | Not Applicable | 150 | Not Applicable |  |  |  | 1.5 | No | [7 empty] | 6 kW |  |  |  | 50 |  | 25 | On/Off | Not Applicable | [6 empty] | 270 | 34.5 | 30.25 | 58.875 | 281 | 682 | 24 | 50.4375 |  |  |  |  | 52.625 |  |  | 6.9375 |  |  |  |  | 40.6875 | [7 empty] | 49.125 | 1 | 57 | 57 | UL174 | Yes | No | Yes | No | Not Applicable | 238-51917-00 |  |  |  |  | 40304 | COM ELEC CF
CEHD50633LCF-866 | CEHD50-6 | Bradford White | 671632917549 | Active | The ""-866"" indicates that these SKUs are designed and certified for Installation in Canada. | [9 empty] | No | Not Applicable | Not Applicable | Commercial Water Heating | Water Heating.Electric | 3 | 1 |  |  |  | 238-51313-00 |  |  |  | 238-36612-00 | [6 empty] | Electric | Electric Resistance | 208 | 3 |  | Indoor |  | Floor Mounted |  | No | Not Applicable | 150 | Not Applicable |  |  |  | 1.5 | No | [7 empty] | 6 kW |  |  |  | 50 |  | 25 | On/Off | Not Applicable | [6 empty] | 270 | 34.5 | 30.25 | 58.875 | 281 | 682 | 24 | 50.4375 |  |  |  |  | 52.625 |  |  | 6.9375 |  |  |  |  | 40.6875 | [7 empty] | 49.125 | 1 | 57 | 57 | UL174 | Yes | No | Yes | No | Not Applicable | 238-51917-00 |  |  |  |  | 40304 | COM ELEC CF
CEHD50933CCF-866 | CEHD50-9 | Bradford White | 671632898015 | Active | The ""-866"" indicates that these SKUs are designed and certified for Installation in Canada. | [9 empty] | No | Not Applicable | Not Applicable | Commercial Water Heating | Water Heating.Electric | 3 | 1 |  |  |  | 238-51313-00 |  |  |  | 238-36612-00 | [6 empty] | Electric | Electric Resistance | 240 | 3 |  | Indoor |  | Floor Mounted |  | No | Not Applicable | 150 | Not Applicable |  |  |  | 1.5 | No | [7 empty] | 9 kW |  |  |  | 50 |  | 37 | On/Off | Not Applicable | [6 empty] | 270 | 34.5 | 30.25 | 58.875 | 281 | 682 | 24 | 50.4375 |  |  |  |  | 52.625 |  |  | 6.375 |  |  |  |  | 40.6875 | [7 empty] | 49.125 | 1 | 57 | 57 | UL174 | Yes | No | Yes | No | Not Applicable | 238-51917-00 |  |  |  |  | 40304 | COM ELEC CF
CEHD50933HCF-866 | CEHD50-9 | Bradford White | 671632898589 | Active | The ""-866"" indicates that these SKUs are designed and certified for Installation in Canada. | [9 empty] | No | Not Applicable | Not Applicable | Commercial Water Heating | Water Heating.Electric | 3 | 1 |  |  |  | 238-51313-00 |  |  |  | 238-36612-00 | [6 empty] | Electric | Electric Resistance | 480 | 3 |  | Indoor |  | Floor Mounted |  | No | Not Applicable | 150 | Not Applicable |  |  |  | 1.5 | No | [7 empty] | 9 kW |  |  |  | 50 |  | 37 | On/Off | Not Applicable | [6 empty] | 270 | 34.5 | 30.25 | 58.875 | 281 | 682 | 24 | 50.4375 |  |  |  |  | 52.625 |  |  | 6.375 |  |  |  |  | 40.6875 | [7 empty] | 49.125 | 1 | 57 | 57 | UL174 | Yes | No | Yes | No | Not Applicable | 238-51917-00 |  |  |  |  | 40304 | COM ELEC CF
CEHD50933JCF-866 | CEHD50-9 | Bradford White | 671632132843 | Active | The ""-866"" indicates that these SKUs are designed and certified for Installation in Canada. | [9 empty] | No | Not Applicable | Not Applicable | Commercial Water Heating | Water Heating.Electric | 3 | 1 |  |  |  | 238-51313-00 |  |  |  | 238-36612-00 | [6 empty] | Electric | Electric Resistance | 600 | 3 |  | Indoor |  | Floor Mounted |  | No | Not Applicable | 150 | Not Applicable |  |  |  | 1.5 | No | [7 empty] | 9 kW |  |  |  | 50 |  | 37 | On/Off | Not Applicable | [6 empty] | 270 | 34.5 | 30.25 | 58.875 | 281 | 682 | 24 | 50.4375 |  |  |  |  | 52.625 |  |  | 6.375 |  |  |  |  | 40.6875 | [7 empty] | 49.125 | 1 | 57 | 57 | UL174 | Yes | No | Yes | No | Not Applicable | 238-51917-00 |  |  |  |  | 40304 | COM ELEC CF
CEHD50933LCF-866 | CEHD50-9 | Bradford White | 671632320400 | Active | The ""-866"" indicates that these SKUs are designed and certified for Installation in Canada. | [9 empty] | No | Not Applicable | Not Applicable | Commercial Water Heating | Water Heating.Electric | 3 | 1 |  |  |  | 238-51313-00 |  |  |  | 238-36612-00 | [6 empty] | Electric | Electric Resistance | 208 | 3 |  | Indoor |  | Floor Mounted |  | No | Not Applicable | 150 | Not Applicable |  |  |  | 1.5 | No | [7 empty] | 9 kW |  |  |  | 50 |  | 37 | On/Off | Not Applicable | [6 empty] | 270 | 34.5 | 30.25 | 58.875 | 281 | 682 | 24 | 50.4375 |  |  |  |  | 52.625 |  |  | 6.375 |  |  |  |  | 40.6875 | [7 empty] | 49.125 | 1 | 57 | 57 | UL174 | Yes | No | Yes | No | Not Applicable | 238-51917-00 |  |  |  |  | 40304 | COM ELEC CF
CEHD50953LCF-866 | CEHD50-9 | Bradford White | 671632320394 | Active | The ""-866"" indicates that these SKUs are designed and certified for Installation in Canada. | [9 empty] | No | Not Applicable | Not Applicable | Commercial Water Heating | Water Heating.Electric | 3 | 1 |  |  |  | 238-51313-00 |  |  |  | 238-36612-00 | [6 empty] | Electric | Electric Resistance | 208 | 3 |  | Indoor |  | Floor Mounted |  | No | Not Applicable | 150 | Not Applicable |  |  |  | 1.5 | No | [7 empty] | 9 kW |  |  |  | 50 |  | 37 | On/Off | Not Applicable | [6 empty] | 270 | 34.5 | 30.25 | 58.875 | 281 | 682 | 24 | 50.4375 |  |  |  |  | 52.625 |  |  | 6.375 |  |  |  |  | 40.6875 | [7 empty] | 49.125 | 1 | 57 | 57 | UL174 | Yes | No | Yes | No | Not Applicable | 238-51917-00 |  |  |  |  | 40304 | COM ELEC CF
CEHD50A1233JCF-866 | CEHD50-12 | Bradford White | 671632679959 | Active | The ""-866"" indicates that these SKUs are designed and certified for Installation in Canada. | [9 empty] | No | Not Applicable | Not Applicable | Commercial Water Heating | Water Heating.Electric | 3 | 1 |  |  |  | 238-51313-00 |  |  |  | 238-36612-00 | [6 empty] | Electric | Electric Resistance | 600 | 3 |  | Indoor |  | Floor Mounted |  | Yes | HLW | 150 | Not Applicable |  |  |  | 1.5 | No | [7 empty] | 12 kW |  |  |  | 50 |  | 50 | On/Off | Not Applicable | [6 empty] | 302 | 34.5 | 30.25 | 58.875 | 314 | 714 | 24 | 50.4375 |  |  |  |  | 52.625 |  |  | 6.9375 |  |  |  |  | 40.6875 | [7 empty] | 49.125 | 1 | 57 | 57 | UL174 | Yes | No | Yes | No | Not Applicable | 238-51917-00 |  |  |  |  | 40304 | COM ELEC CF
CEHD50A13531ECF | CEHD50-135 | Bradford White | 671632552771 | Active | [10 empty] | No | Not Applicable | Not Applicable | Commercial Water Heating | Water Heating.Electric | 3 | 1 |  |  |  | 238-51313-00 |  |  |  | 238-36612-00 | [6 empty] | Electric | Electric Resistance | 277 | 1 |  | Indoor |  | Floor Mounted |  | Yes | HLW | 150 | Not Applicable |  |  |  | 1.5 | No | [7 empty] | 13.5 kW |  |  |  | 50 |  | 56 | On/Off | Not Applicable | [6 empty] | 302 | 34.5 | 30.25 | 58.875 | 314 | 714 | 24 | 50.4375 |  |  |  |  | 52.625 |  |  | 6.9375 |  |  |  |  | 40.6875 | [7 empty] | 49.125 | 1 | 57 | 57 | UL174 | Yes | Yes | Yes | No | Not Applicable | [5 empty] | 40304 | COM ELEC CF | 8979783
CEHD50A13533CCF | CEHD50-135 | Bradford White | 671632147229 | Active | [10 empty] | No | Not Applicable | Not Applicable | Commercial Water Heating | Water Heating.Electric | 3 | 1 |  |  |  | 238-51313-00 |  |  |  | 238-36612-00 | [6 empty] | Electric | Electric Resistance | 240 | 3 |  | Indoor |  | Floor Mounted |  | Yes | HLW | 150 | Not Applicable |  |  |  | 1.5 | No | [7 empty] | 13.5 kW |  |  |  | 50 |  | 56 | On/Off | Not Applicable | [6 empty] | 302 | 34.5 | 30.25 | 58.875 | 314 | 714 | 24 | 50.4375 |  |  |  |  | 52.625 |  |  | 6.9375 |  |  |  |  | 40.6875 | [7 empty] | 49.125 | 1 | 57 | 57 | UL1453 | Yes | Yes | Yes | No | Not Applicable | [5 empty] | 40304 | COM ELEC CF | 8979783
CEHD50A13533HCF | CEHD50-135 | Bradford White | 671632877744 | Active | [10 empty] | No | Not Applicable | Not Applicable | Commercial Water Heating | Water Heating.Electric | 3 | 1 |  |  |  | 238-51313-00 |  |  |  | 238-36612-00 | [6 empty] | Electric | Electric Resistance | 480 | 3 |  | Indoor |  | Floor Mounted |  | Yes | HLW | 150 | Not Applicable |  |  |  | 1.5 | No | [7 empty] | 13.5 kW |  |  |  | 50 |  | 56 | On/Off | Not Applicable | [6 empty] | 302 | 34.5 | 30.25 | 58.875 | 314 | 714 | 24 | 50.4375 |  |  |  |  | 52.625 |  |  | 6.9375 |  |  |  |  | 40.6875 | [7 empty] | 49.125 | 1 | 57 | 57 | UL1453 | Yes | Yes | Yes | No | Not Applicable | [5 empty] | 40304 | COM ELEC CF | 8979783
CEHD50A13533JCF | CEHD50-135 | Bradford White | 671632324347 | Active | [10 empty] | No | Not Applicable | Not Applicable | Commercial Water Heating | Water Heating.Electric | 3 | 1 |  |  |  | 238-51313-00 |  |  |  | 238-36612-00 | [6 empty] | Electric | Electric Resistance | 600 | 3 |  | Indoor |  | Floor Mounted |  | Yes | HLW | 150 | Not Applicable |  |  |  | 1.5 | No | [7 empty] | 13.5 kW |  |  |  | 50 |  | 56 | On/Off | Not Applicable | [6 empty] | 302 | 34.5 | 30.25 | 58.875 | 314 | 714 | 24 | 50.4375 |  |  |  |  | 52.625 |  |  | 6.9375 |  |  |  |  | 40.6875 | [7 empty] | 49.125 | 1 | 57 | 57 | UL1453 | Yes | Yes | Yes | No | Not Applicable | [5 empty] | 40304 | COM ELEC CF | 8979783
CEHD50A13533LCF | CEHD50-135 | Bradford White | 671632906833 | Active | [10 empty] | No | Not Applicable | Not Applicable | Commercial Water Heating | Water Heating.Electric | 3 | 1 |  |  |  | 238-51313-00 |  |  |  | 238-36612-00 | [6 empty] | Electric | Electric Resistance | 208 | 3 |  | Indoor |  | Floor Mounted |  | Yes | HLW | 150 | Not Applicable |  |  |  | 1.5 | No | [7 empty] | 13.5 kW |  |  |  | 50 |  | 56 | On/Off | Not Applicable | [6 empty] | 302 | 34.5 | 30.25 | 58.875 | 314 | 714 | 24 | 50.4375 |  |  |  |  | 52.625 |  |  | 6.9375 |  |  |  |  | 40.6875 | [7 empty] | 49.125 | 1 | 57 | 57 | UL1453 | Yes | Yes | Yes | No | Not Applicable | [5 empty] | 40304 | COM ELEC CF | 8979783
CEHD50A13553HCF | CEHD50-135 | Bradford White | 671632334056 | Active | [10 empty] | No | Not Applicable | Not Applicable | Commercial Water Heating | Water Heating.Electric | 5 | 1 |  |  |  | 238-51313-00 |  |  |  | 238-36612-00 | [6 empty] | Electric | Electric Resistance | 480 | 3 |  | Indoor |  | Floor Mounted |  | Yes | HLW | 150 | Not Applicable |  |  |  | 1.5 | No | [7 empty] | 13.5 kW |  |  |  | 50 |  | 56 | On/Off | Not Applicable | [6 empty] | 302 | 34.5 | 30.25 | 58.875 | 314 | 714 | 24 | 50.4375 |  |  |  |  | 52.625 |  |  | 6.9375 |  |  |  |  | 40.6875 | [7 empty] | 49.125 | 1 | 57 | 57 | UL1453 | Yes | Yes | Yes | No | Not Applicable | [5 empty] | 40304 | COM ELEC CF | 8979783
CEHD50A13553LCF | CEHD50-135 | Bradford White | 671632579006 | Active | [10 empty] | No | Not Applicable | Not Applicable | Commercial Water Heating | Water Heating.Electric | 5 | 1 |  |  |  | 238-51313-00 |  |  |  | 238-36612-00 | [6 empty] | Electric | Electric Resistance | 208 | 3 |  | Indoor |  | Floor Mounted |  | Yes | HLW | 150 | Not Applicable |  |  |  | 1.5 | No | [7 empty] | 13.5 kW |  |  |  | 50 |  | 56 | On/Off | Not Applicable | [6 empty] | 302 | 34.5 | 30.25 | 58.875 | 314 | 714 | 24 | 50.4375 |  |  |  |  | 52.625 |  |  | 6.9375 |  |  |  |  | 40.6875 | [7 empty] | 49.125 | 1 | 57 | 57 | UL174 | Yes | Yes | Yes | No | Not Applicable | [5 empty] | 40304 | COM ELEC CF | 8979783
CEHD50A1533CCF | CEHD50-15 | Bradford White | 671632652167 | Active | [10 empty] | No | Not Applicable | Not Applicable | Commercial Water Heating | Water Heating.Electric | 3 | 1 |  |  |  | 238-51313-00 |  |  |  | 238-36612-00 | [6 empty] | Electric | Electric Resistance | 240 | 3 |  | Indoor |  | Floor Mounted |  | Yes | HLW | 150 | Not Applicable |  |  |  | 1.5 | No | [7 empty] | 15 kW |  |  |  | 50 |  | 62 | On/Off | Not Applicable | [6 empty] | 302 | 34.5 | 30.25 | 58.875 | 314 | 714 | 24 | 50.4375 |  |  |  |  | 52.625 |  |  | 6.9375 |  |  |  |  | 40.6875 | [7 empty] | 49.125 | 1 | 57 | 57 | UL174 | Yes | Yes | Yes | No | Not Applicable | [5 empty] | 40304 | COM ELEC CF | 8979783
CEHD50A1533HCF | CEHD50-15 | Bradford White | 671632893959 | Active | [10 empty] | No | Not Applicable | Not Applicable | Commercial Water Heating | Water Heating.Electric | 3 | 1 |  |  |  | 238-51313-00 |  |  |  | 238-36612-00 | [6 empty] | Electric | Electric Resistance | 480 | 3 |  | Indoor |  | Floor Mounted |  | Yes | HLW | 150 | Not Applicable |  |  |  | 1.5 | No | [7 empty] | 15 kW |  |  |  | 50 |  | 62 | On/Off | Not Applicable | [6 empty] | 302 | 34.5 | 30.25 | 58.875 | 314 | 714 | 24 | 50.4375 |  |  |  |  | 52.625 |  |  | 6.9375 |  |  |  |  | 40.6875 | [7 empty] | 49.125 | 1 | 57 | 57 | UL1453 | Yes | Yes | Yes | No | Not Applicable | [5 empty] | 40304 | COM ELEC CF | 8979783
CEHD50A1533JCF-866 | CEHD50-15 | Bradford White | 671632130627 | Active | The ""-866"" indicates that these SKUs are designed and certified for Installation in Canada. | [9 empty] | No | Not Applicable | Not Applicable | Commercial Water Heating | Water Heating.Electric | 3 | 1 |  |  |  | 238-51313-00 |  |  |  | 238-36612-00 | [6 empty] | Electric | Electric Resistance | 600 | 3 |  | Indoor |  | Floor Mounted |  | Yes | HLW | 150 | Not Applicable |  |  |  | 1.5 | No | [7 empty] | 15 kW |  |  |  | 50 |  | 62 | On/Off | Not Applicable | [6 empty] | 302 | 34.5 | 30.25 | 58.875 | 314 | 714 | 24 | 50.4375 |  |  |  |  | 52.625 |  |  | 6.9375 |  |  |  |  | 40.6875 | [7 empty] | 49.125 | 1 | 57 | 57 | UL174 | Yes | No | Yes | No | Not Applicable | 238-51917-00 |  |  |  |  | 40304 | COM ELEC CF
CEHD50A1533LCF | CEHD50-15 | Bradford White | 671632857043 | Active | [10 empty] | No | Not Applicable | Not Applicable | Commercial Water Heating | Water Heating.Electric | 3 | 1 |  |  |  | 238-51313-00 |  |  |  | 238-36612-00 | [6 empty] | Electric | Electric Resistance | 208 | 3 |  | Indoor |  | Floor Mounted |  | Yes | HLW | 150 | Not Applicable |  |  |  | 1.5 | No | [7 empty] | 15 kW |  |  |  | 50 |  | 62 | On/Off | Not Applicable | [6 empty] | 302 | 34.5 | 30.25 | 58.875 | 314 | 714 | 24 | 50.4375 |  |  |  |  | 52.625 |  |  | 6.9375 |  |  |  |  | 40.6875 | [7 empty] | 49.125 | 1 | 57 | 57 | UL1453 | Yes | Yes | Yes | No | Not Applicable | [5 empty] | 40304 | COM ELEC CF | 8979783
CEHD50A1553LCF | CEHD50-15 | Bradford White | 671632669783 | Active | [10 empty] | No | Not Applicable | Not Applicable | Commercial Water Heating | Water Heating.Electric | 5 | 1 |  |  |  | 238-51313-00 |  |  |  | 238-36612-00 | [6 empty] | Electric | Electric Resistance | 208 | 3 |  | Indoor |  | Floor Mounted |  | Yes | HLW | 150 | Not Applicable |  |  |  | 1.5 | No | [7 empty] | 15 kW |  |  |  | 50 |  | 62 | On/Off | Not Applicable | [6 empty] | 302 | 34.5 | 30.25 | 58.875 | 314 | 714 | 24 | 50.4375 |  |  |  |  | 52.625 |  |  | 6.9375 |  |  |  |  | 40.6875 | [7 empty] | 49.125 | 1 | 57 | 57 | UL174 | Yes | Yes | Yes | No | Not Applicable | [5 empty] | 40304 | COM ELEC CF | 8979783
CEHD50A1831ECF | CEHD50-18 | Bradford White | 671632554966 | Active | [10 empty] | No | Not Applicable | Not Applicable | Commercial Water Heating | Water Heating.Electric | 3 | 1 |  |  |  | 238-51313-00 |  |  |  | 238-36612-00 | [6 empty] | Electric | Electric Resistance | 277 | 1 |  | Indoor |  | Floor Mounted |  | Yes | HLW | 150 | Not Applicable |  |  |  | 1.5 | No | [7 empty] | 18 kW |  |  |  | 50 |  | 74 | On/Off | Not Applicable | [6 empty] | 302 | 34.5 | 30.25 | 58.875 | 314 | 714 | 24 | 50.4375 |  |  |  |  | 52.625 |  |  | 6.9375 |  |  |  |  | 40.6875 | [7 empty] | 49.125 | 1 | 57 | 57 | UL174 | Yes | Yes | Yes | No | Not Applicable | [5 empty] | 40304 | COM ELEC CF | 8979783
CEHD50A1833CCF | CEHD50-18 | Bradford White | 671632897063 | Active | [10 empty] | No | Not Applicable | Not Applicable | Commercial Water Heating | Water Heating.Electric | 3 | 1 |  |  |  | 238-51313-00 |  |  |  | 238-36612-00 | [6 empty] | Electric | Electric Resistance | 240 | 3 |  | Indoor |  | Floor Mounted |  | Yes | HLW | 150 | Not Applicable |  |  |  | 1.5 | No | [7 empty] | 18 kW |  |  |  | 50 |  | 74 | On/Off | Not Applicable | [6 empty] | 302 | 34.5 | 30.25 | 58.875 | 314 | 714 | 24 | 50.4375 |  |  |  |  | 52.625 |  |  | 6.9375 |  |  |  |  | 40.6875 | [7 empty] | 49.125 | 1 | 57 | 57 | UL1453 | Yes | Yes | Yes | No | Not Applicable | [5 empty] | 40304 | COM ELEC CF | 8979783
CEHD50A1833HCF | CEHD50-18 | Bradford White | 671632888313 | Active | [10 empty] | No | Not Applicable | Not Applicable | Commercial Water Heating | Water Heating.Electric | 3 | 1 |  |  |  | 238-51313-00 |  |  |  | 238-36612-00 | [6 empty] | Electric | Electric Resistance | 480 | 3 |  | Indoor |  | Floor Mounted |  | Yes | HLW | 150 | Not Applicable |  |  |  | 1.5 | No | [7 empty] | 18 kW |  |  |  | 50 |  | 74 | On/Off | Not Applicable | [6 empty] | 302 | 34.5 | 30.25 | 58.875 | 314 | 714 | 24 | 50.4375 |  |  |  |  | 52.625 |  |  | 6.9375 |  |  |  |  | 40.6875 | [7 empty] | 49.125 | 1 | 57 | 57 | UL1453 | Yes | Yes | Yes | No | Not Applicable | [5 empty] | 40304 | COM ELEC CF | 8979783
CEHD50A1833JCF-866 | CEHD50-18 | Bradford White | 671632575428 | Active | The ""-866"" indicates that these SKUs are designed and certified for Installation in Canada. | [9 empty] | No | Not Applicable | Not Applicable | Commercial Water Heating | Water Heating.Electric | 3 | 1 |  |  |  | 238-51313-00 |  |  |  | 238-36612-00 | [6 empty] | Electric | Electric Resistance | 600 | 3 |  | Indoor |  | Floor Mounted |  | Yes | HLW | 150 | Not Applicable |  |  |  | 1.5 | No | [7 empty] | 18 kW |  |  |  | 50 |  | 74 | On/Off | Not Applicable | [6 empty] | 302 | 34.5 | 30.25 | 58.875 | 314 | 714 | 24 | 50.4375 |  |  |  |  | 52.625 |  |  | 6.9375 |  |  |  |  | 40.6875 | [7 empty] | 49.125 | 1 | 57 | 57 | UL174 | Yes | No | Yes | No | Not Applicable | 238-51917-00 |  |  |  |  | 40304 | COM ELEC CF
CEHD50A1833LCF | CEHD50-18 | Bradford White | 671632865123 | Active | [10 empty] | No | Not Applicable | Not Applicable | Commercial Water Heating | Water Heating.Electric | 3 | 1 |  |  |  | 238-51313-00 |  |  |  | 238-36612-00 | [6 empty] | Electric | Electric Resistance | 208 | 3 |  | Indoor |  | Floor Mounted |  | Yes | HLW | 150 | Not Applicable |  |  |  | 1.5 | No | [7 empty] | 18 kW |  |  |  | 50 |  | 74 | On/Off | Not Applicable | [6 empty] | 302 | 34.5 | 30.25 | 58.875 | 314 | 714 | 24 | 50.4375 |  |  |  |  | 52.625 |  |  | 6.9375 |  |  |  |  | 40.6875 | [7 empty] | 49.125 | 1 | 57 | 57 | UL1453 | Yes | Yes | Yes | No | Not Applicable | [5 empty] | 40304 | COM ELEC CF | 8979783
CEHD50A1853HCF | CEHD50-18 | Bradford White | 671632129966 | Active | [10 empty] | No | Not Applicable | Not Applicable | Commercial Water Heating | Water Heating.Electric | 5 | 1 |  |  |  | 238-51313-00 |  |  |  | 238-36612-00 | [6 empty] | Electric | Electric Resistance | 480 | 3 |  | Indoor |  | Floor Mounted |  | Yes | HLW | 150 | Not Applicable |  |  |  | 1.5 | No | [7 empty] | 18 kW |  |  |  | 50 |  | 74 | On/Off | Not Applicable | [6 empty] | 302 | 34.5 | 30.25 | 58.875 | 314 | 714 | 24 | 50.4375 |  |  |  |  | 52.625 |  |  | 6.9375 |  |  |  |  | 40.6875 | [7 empty] | 49.125 | 1 | 57 | 57 | UL1453 | Yes | Yes | Yes | No | Not Applicable | [5 empty] | 40304 | COM ELEC CF | 8979783
CEHD50A2433CCF | CEHD50-24 | Bradford White | 671632888634 | Active | [10 empty] | No | Not Applicable | Not Applicable | Commercial Water Heating | Water Heating.Electric | 3 | 1 |  |  |  | 238-51313-00 |  |  |  | 238-36612-00 | [6 empty] | Electric | Electric Resistance | 240 | 3 |  | Indoor |  | Floor Mounted |  | Yes | HLW | 150 | Not Applicable |  |  |  | 1.5 | No | [7 empty] | 24 kW |  |  |  | 50 |  | 99 | On/Off | Not Applicable | [6 empty] | 302 | 34.5 | 30.25 | 58.875 | 314 | 714 | 24 | 50.4375 |  |  |  |  | 52.625 |  |  | 6.9375 |  |  |  |  | 40.6875 | [7 empty] | 49.125 | 1 | 57 | 57 | UL1453 | Yes | Yes | Yes | No | Not Applicable | [5 empty] | 40304 | COM ELEC CF | 8979783
CEHD50A2433CCF-866 | CEHD50-24 | Bradford White | 671632558650 | Active | The ""-866"" indicates that these SKUs are designed and certified for Installation in Canada. | [9 empty] | No | Not Applicable | Not Applicable | Commercial Water Heating | Water Heating.Electric | 3 | 1 |  |  |  | 238-51313-00 |  |  |  | 238-36612-00 | [6 empty] | Electric | Electric Resistance | 240 | 3 |  | Indoor |  | Floor Mounted |  | Yes | HLW | 150 | Not Applicable |  |  |  | 1.5 | No | [7 empty] | 24 kW |  |  |  | 50 |  | 99 | On/Off | Not Applicable | [6 empty] | 302 | 34.5 | 30.25 | 58.875 | 314 | 714 | 24 | 50.4375 |  |  |  |  | 52.625 |  |  | 6.9375 |  |  |  |  | 40.6875 | [7 empty] | 49.125 | 1 | 57 | 57 | UL174 | Yes | No | Yes | No | Not Applicable | 238-51917-00 |  |  |  |  | 40304 | COM ELEC CF
CEHD50A2433HCF | CEHD50-24 | Bradford White | 671632869701 | Active | [10 empty] | No | Not Applicable | Not Applicable | Commercial Water Heating | Water Heating.Electric | 3 | 1 |  |  |  | 238-51313-00 |  |  |  | 238-36612-00 | [6 empty] | Electric | Electric Resistance | 480 | 3 |  | Indoor |  | Floor Mounted |  | Yes | HLW | 150 | Not Applicable |  |  |  | 1.5 | No | [7 empty] | 24 kW |  |  |  | 50 |  | 99 | On/Off | Not Applicable | [6 empty] | 302 | 34.5 | 30.25 | 58.875 | 314 | 714 | 24 | 50.4375 |  |  |  |  | 52.625 |  |  | 6.9375 |  |  |  |  | 40.6875 | [7 empty] | 49.125 | 1 | 57 | 57 | UL1453 | Yes | Yes | Yes | No | Not Applicable | [5 empty] | 40304 | COM ELEC CF | 8979783
CEHD50A2433JCF-866 | CEHD50-24 | Bradford White | 671632892501 | Active | The ""-866"" indicates that these SKUs are designed and certified for Installation in Canada. | [9 empty] | No | Not Applicable | Not Applicable | Commercial Water Heating | Water Heating.Electric | 3 | 1 |  |  |  | 238-51313-00 |  |  |  | 238-36612-00 | [6 empty] | Electric | Electric Resistance | 600 | 3 |  | Indoor |  | Floor Mounted |  | Yes | HLW | 150 | Not Applicable |  |  |  | 1.5 | No | [7 empty] | 24 kW |  |  |  | 50 |  | 99 | On/Off | Not Applicable | [6 empty] | 302 | 34.5 | 30.25 | 58.875 | 314 | 714 | 24 | 50.4375 |  |  |  |  | 52.625 |  |  | 6.9375 |  |  |  |  | 40.6875 | [7 empty] | 49.125 | 1 | 57 | 57 | UL174 | Yes | No | Yes | No | Not Applicable | 238-51917-00 |  |  |  |  | 40304 | COM ELEC CF
CEHD50A2433LCF | CEHD50-24 | Bradford White | 671632869343 | Active | [10 empty] | No | Not Applicable | Not Applicable | Commercial Water Heating | Water Heating.Electric | 3 | 1 |  |  |  | 238-51313-00 |  |  |  | 238-36612-00 | [6 empty] | Electric | Electric Resistance | 208 | 3 |  | Indoor |  | Floor Mounted |  | Yes | HLW | 150 | Not Applicable |  |  |  | 1.5 | No | [7 empty] | 24 kW |  |  |  | 50 |  | 99 | On/Off | Not Applicable | [6 empty] | 302 | 34.5 | 30.25 | 58.875 | 314 | 714 | 24 | 50.4375 |  |  |  |  | 52.625 |  |  | 6.9375 |  |  |  |  | 40.6875 | [7 empty] | 49.125 | 1 | 57 | 57 | UL1453 | Yes | Yes | Yes | No | Not Applicable | [5 empty] | 40304 | COM ELEC CF | 8979783
CEHD50A2433LCF-866 | CEHD50-24 | Bradford White | 671632633173 | Active | The ""-866"" indicates that these SKUs are designed and certified for Installation in Canada. | [9 empty] | No | Not Applicable | Not Applicable | Commercial Water Heating | Water Heating.Electric | 3 | 1 |  |  |  | 238-51313-00 |  |  |  | 238-36612-00 | [6 empty] | Electric | Electric Resistance | 208 | 3 |  | Indoor |  | Floor Mounted |  | Yes | HLW | 150 | Not Applicable |  |  |  | 1.5 | No | [7 empty] | 24 kW |  |  |  | 50 |  | 99 | On/Off | Not Applicable | [6 empty] | 302 | 34.5 | 30.25 | 58.875 | 314 | 714 | 24 | 50.4375 |  |  |  |  | 52.625 |  |  | 6.9375 |  |  |  |  | 40.6875 | [7 empty] | 49.125 | 1 | 57 | 57 | UL174 | Yes | No | Yes | No | Not Applicable | 238-51917-00 |  |  |  |  | 40304 | COM ELEC CF
CEHD50A2453HCF | CEHD50-24 | Bradford White | 671632677801 | Active | [10 empty] | No | Not Applicable | Not Applicable | Commercial Water Heating | Water Heating.Electric | 5 | 1 |  |  |  | 238-51313-00 |  |  |  | 238-36612-00 | [6 empty] | Electric | Electric Resistance | 480 | 3 |  | Indoor |  | Floor Mounted |  | Yes | HLW | 150 | Not Applicable |  |  |  | 1.5 | No | [7 empty] | 24 kW |  |  |  | 50 |  | 99 | On/Off | Not Applicable | [6 empty] | 302 | 34.5 | 30.25 | 58.875 | 314 | 714 | 24 | 50.4375 |  |  |  |  | 52.625 |  |  | 6.9375 |  |  |  |  | 40.6875 | [7 empty] | 49.125 | 1 | 57 | 57 | UL174 | Yes | Yes | Yes | No | Not Applicable | [5 empty] | 40304 | COM ELEC CF | 8979783
CEHD50A2733CCF | CEHD50-27 | Bradford White | 671632326259 | Active | [10 empty] | No | Not Applicable | Not Applicable | Commercial Water Heating | Water Heating.Electric | 3 | 1 |  |  |  | 238-51313-00 |  |  |  | 238-36612-00 | [6 empty] | Electric | Electric Resistance | 240 | 3 |  | Indoor |  | Floor Mounted |  | Yes | HLW | 150 | Not Applicable |  |  |  | 1.5 | No | [7 empty] | 27 kW |  |  |  | 50 |  | 112 | On/Off | Not Applicable | [6 empty] | 302 | 34.5 | 30.25 | 58.875 | 314 | 714 | 24 | 50.4375 |  |  |  |  | 52.625 |  |  | 6.9375 |  |  |  |  | 40.6875 | [7 empty] | 49.125 | 1 | 57 | 57 | UL1453 | Yes | Yes | Yes | No | Not Applicable | [5 empty] | 40304 | COM ELEC CF | 8979783
CEHD50A2733HCF | CEHD50-27 | Bradford White | 671632879038 | Active | [10 empty] | No | Not Applicable | Not Applicable | Commercial Water Heating | Water Heating.Electric | 3 | 1 |  |  |  | 238-51313-00 |  |  |  | 238-36612-00 | [6 empty] | Electric | Electric Resistance | 480 | 3 |  | Indoor |  | Floor Mounted |  | Yes | HLW | 150 | Not Applicable |  |  |  | 1.5 | No | [7 empty] | 27 kW |  |  |  | 50 |  | 112 | On/Off | Not Applicable | [6 empty] | 302 | 34.5 | 30.25 | 58.875 | 314 | 714 | 24 | 50.4375 |  |  |  |  | 52.625 |  |  | 6.9375 |  |  |  |  | 40.6875 | [7 empty] | 49.125 | 1 | 57 | 57 | UL1453 | Yes | Yes | Yes | No | Not Applicable | [5 empty] | 40304 | COM ELEC CF | 8979783
CEHD50A2733LCF | CEHD50-27 | Bradford White | 671632877621 | Active | [10 empty] | No | Not Applicable | Not Applicable | Commercial Water Heating | Water Heating.Electric | 3 | 1 |  |  |  | 238-51313-00 |  |  |  | 238-36612-00 | [6 empty] | Electric | Electric Resistance | 208 | 3 |  | Indoor |  | Floor Mounted |  | Yes | HLW | 150 | Not Applicable |  |  |  | 1.5 | No | [7 empty] | 27 kW |  |  |  | 50 |  | 112 | On/Off | Not Applicable | [6 empty] | 302 | 34.5 | 30.25 | 58.875 | 314 | 714 | 24 | 50.4375 |  |  |  |  | 52.625 |  |  | 6.9375 |  |  |  |  | 40.6875 | [7 empty] | 49.125 | 1 | 57 | 57 | UL1453 | Yes | Yes | Yes | No | Not Applicable | [5 empty] | 40304 | COM ELEC CF | 8979783
CEHD50A3033CCF | CEHD50-30 | Bradford White | 671632334520 | Active | [10 empty] | No | Not Applicable | Not Applicable | Commercial Water Heating | Water Heating.Electric | 3 | 1 |  |  |  | 238-51313-00 |  |  |  | 238-36612-00 | [6 empty] | Electric | Electric Resistance | 240 | 3 |  | Indoor |  | Floor Mounted |  | Yes | HLW | 150 | Not Applicable |  |  |  | 1.5 | No | [7 empty] | 30 kW |  |  |  | 50 |  | 124 | On/Off | Not Applicable | [6 empty] | 302 | 34.5 | 30.25 | 58.875 | 314 | 714 | 24 | 50.4375 |  |  |  |  | 52.625 |  |  | 6.9375 |  |  |  |  | 40.6875 | [7 empty] | 49.125 | 1 | 57 | 57 | UL1453 | Yes | Yes | Yes | No | Not Applicable | [5 empty] | 40304 | COM ELEC CF | 8979783
CEHD50A3033HCF | CEHD50-30 | Bradford White | 671632896134 | Active | [10 empty] | No | Not Applicable | Not Applicable | Commercial Water Heating | Water Heating.Electric | 3 | 1 |  |  |  | 238-51313-00 |  |  |  | 238-36612-00 | [6 empty] | Electric | Electric Resistance | 480 | 3 |  | Indoor |  | Floor Mounted |  | Yes | HLW | 150 | Not Applicable |  |  |  | 1.5 | No | [7 empty] | 30 kW |  |  |  | 50 |  | 124 | On/Off | Not Applicable | [6 empty] | 302 | 34.5 | 30.25 | 58.875 | 314 | 714 | 24 | 50.4375 |  |  |  |  | 52.625 |  |  | 6.9375 |  |  |  |  | 40.6875 | [7 empty] | 49.125 | 1 | 57 | 57 | UL1453 | Yes | Yes | Yes | No | Not Applicable | [5 empty] | 40304 | COM ELEC CF | 8979783
CEHD50A3033JCF-866 | CEHD50-30 | Bradford White | 671632575411 | Active | The ""-866"" indicates that these SKUs are designed and certified for Installation in Canada. | [9 empty] | No | Not Applicable | Not Applicable | Commercial Water Heating | Water Heating.Electric | 3 | 1 |  |  |  | 238-51313-00 |  |  |  | 238-36612-00 | [6 empty] | Electric | Electric Resistance | 600 | 3 |  | Indoor |  | Floor Mounted |  | Yes | HLW | 150 | Not Applicable |  |  |  | 1.5 | No | [7 empty] | 30 kW |  |  |  | 50 |  | 124 | On/Off | Not Applicable | [6 empty] | 302 | 34.5 | 30.25 | 58.875 | 314 | 714 | 24 | 50.4375 |  |  |  |  | 52.625 |  |  | 6.9375 |  |  |  |  | 40.6875 | [7 empty] | 49.125 | 1 | 57 | 57 | UL174 | Yes | No | Yes | No | Not Applicable | 238-51917-00 |  |  |  |  | 40304 | COM ELEC CF
CEHD50A3033LCF | CEHD50-30 | Bradford White | 671632892204 | Active | [10 empty] | No | Not Applicable | Not Applicable | Commercial Water Heating | Water Heating.Electric | 3 | 1 |  |  |  | 238-51313-00 |  |  |  | 238-36612-00 | [6 empty] | Electric | Electric Resistance | 208 | 3 |  | Indoor |  | Floor Mounted |  | Yes | HLW | 150 | Not Applicable |  |  |  | 1.5 | No | [7 empty] | 30 kW |  |  |  | 50 |  | 124 | On/Off | Not Applicable | [6 empty] | 302 | 34.5 | 30.25 | 58.875 | 314 | 714 | 24 | 50.4375 |  |  |  |  | 52.625 |  |  | 6.9375 |  |  |  |  | 40.6875 | [7 empty] | 49.125 | 1 | 57 | 57 | UL1453 | Yes | Yes | Yes | No | Not Applicable | [5 empty] | 40304 | COM ELEC CF | 8979783
CEHD50A3033LCF-866 | CEHD50-30 | Bradford White | 671632639540 | Active | The ""-866"" indicates that these SKUs are designed and certified for Installation in Canada. | [9 empty] | No | Not Applicable | Not Applicable | Commercial Water Heating | Water Heating.Electric | 3 | 1 |  |  |  | 238-51313-00 |  |  |  | 238-36612-00 | [6 empty] | Electric | Electric Resistance | 208 | 3 |  | Indoor |  | Floor Mounted |  | Yes | HLW | 150 | Not Applicable |  |  |  | 1.5 | No | [7 empty] | 30 kW |  |  |  | 50 |  | 124 | On/Off | Not Applicable | [6 empty] | 302 | 34.5 | 30.25 | 58.875 | 314 | 714 | 24 | 50.4375 |  |  |  |  | 52.625 |  |  | 6.9375 |  |  |  |  | 40.6875 | [7 empty] | 49.125 | 1 | 57 | 57 | UL174 | Yes | No | Yes | No | Not Applicable | 238-51917-00 |  |  |  |  | 40304 | COM ELEC CF
CEHD50A3633CCF | CEHD50-36 | Bradford White | 671632616848 | Active | [10 empty] | No | Not Applicable | Not Applicable | Commercial Water Heating | Water Heating.Electric | 3 | 1 |  |  |  | 238-51313-00 |  |  |  | 238-36612-00 | [6 empty] | Electric | Electric Resistance | 240 | 3 |  | Indoor |  | Floor Mounted |  | Yes | HLW | 150 | Not Applicable |  |  |  | 1.5 | No | [7 empty] | 36 kW |  |  |  | 50 |  | 149 | On/Off | Not Applicable | [6 empty] | 302 | 34.5 | 30.25 | 58.875 | 314 | 714 | 24 | 50.4375 |  |  |  |  | 52.625 |  |  | 6.9375 |  |  |  |  | 40.6875 | [7 empty] | 49.125 | 1 | 57 | 57 | UL174 | Yes | Yes | Yes | No | Not Applicable | [5 empty] | 40304 | COM ELEC CF | 8979783
CEHD50A3633HCF | CEHD50-36 | Bradford White | 671632896141 | Active | [10 empty] | No | Not Applicable | Not Applicable | Commercial Water Heating | Water Heating.Electric | 3 | 1 |  |  |  | 238-51313-00 |  |  |  | 238-36612-00 | [6 empty] | Electric | Electric Resistance | 480 | 3 |  | Indoor |  | Floor Mounted |  | Yes | HLW | 150 | Not Applicable |  |  |  | 1.5 | No | [7 empty] | 36 kW |  |  |  | 50 |  | 149 | On/Off | Not Applicable | [6 empty] | 302 | 34.5 | 30.25 | 58.875 | 314 | 714 | 24 | 50.4375 |  |  |  |  | 52.625 |  |  | 6.9375 |  |  |  |  | 40.6875 | [7 empty] | 49.125 | 1 | 57 | 57 | UL1453 | Yes | Yes | Yes | No | Not Applicable | [5 empty] | 40304 | COM ELEC CF | 8979783
CEHD50A3633JCF-866 | CEHD50-36 | Bradford White | 671632580507 | Active | The ""-866"" indicates that these SKUs are designed and certified for Installation in Canada. | [9 empty] | No | Not Applicable | Not Applicable | Commercial Water Heating | Water Heating.Electric | 3 | 1 |  |  |  | 238-51313-00 |  |  |  | 238-36612-00 | [6 empty] | Electric | Electric Resistance | 600 | 3 |  | Indoor |  | Floor Mounted |  | Yes | HLW | 150 | Not Applicable |  |  |  | 1.5 | No | [7 empty] | 36 kW |  |  |  | 50 |  | 149 | On/Off | Not Applicable | [6 empty] | 305 | 34.5 | 30.25 | 58.875 | 317 | 717 | 24 | 50.4375 |  |  |  |  | 52.625 |  |  | 6.9375 |  |  |  |  | 40.6875 | [7 empty] | 49.125 | 1 | 57 | 57 | UL174 | Yes | No | Yes | No | Not Applicable | 238-51917-00 |  |  |  |  | 40304 | COM ELEC CF
CEHD50A3633LCF | CEHD50-36 | Bradford White | 671632865130 | Active | [10 empty] | No | Not Applicable | Not Applicable | Commercial Water Heating | Water Heating.Electric | 3 | 1 |  |  |  | 238-51313-00 |  |  |  | 238-36612-00 | [6 empty] | Electric | Electric Resistance | 208 | 3 |  | Indoor |  | Floor Mounted |  | Yes | HLW | 150 | Not Applicable |  |  |  | 1.5 | No | [7 empty] | 36 kW |  |  |  | 50 |  | 149 | On/Off | Not Applicable | [6 empty] | 302 | 34.5 | 30.25 | 58.875 | 314 | 714 | 24 | 50.4375 |  |  |  |  | 52.625 |  |  | 6.9375 |  |  |  |  | 40.6875 | [7 empty] | 49.125 | 1 | 57 | 57 | UL1453 | Yes | Yes | Yes | No | Not Applicable | [5 empty] | 40304 | COM ELEC CF | 8979783
CEHD50A3633LCF-866 | CEHD50-36 | Bradford White | 671632917563 | Active | The ""-866"" indicates that these SKUs are designed and certified for Installation in Canada. | [9 empty] | No | Not Applicable | Not Applicable | Commercial Water Heating | Water Heating.Electric | 3 | 1 |  |  |  | 238-51313-00 |  |  |  | 238-36612-00 | [6 empty] | Electric | Electric Resistance | 208 | 3 |  | Indoor |  | Floor Mounted |  | Yes | HLW | 150 | Not Applicable |  |  |  | 1.5 | No | [7 empty] | 36 kW |  |  |  | 50 |  | 149 | On/Off | Not Applicable | [6 empty] | 305 | 34.5 | 30.25 | 58.875 | 317 | 717 | 24 | 50.4375 |  |  |  |  | 52.625 |  |  | 6.9375 |  |  |  |  | 40.6875 | [7 empty] | 49.125 | 1 | 57 | 57 | UL174 | Yes | No | Yes | No | Not Applicable | 238-51917-00 |  |  |  |  | 40304 | COM ELEC CF
CEHD50A4533CCF | CEHD50-45 | Bradford White | 671632877089 | Active | [10 empty] | No | Not Applicable | Not Applicable | Commercial Water Heating | Water Heating.Electric | 3 | 1 |  |  |  | 238-51313-00 |  |  |  | 238-36612-00 | [6 empty] | Electric | Electric Resistance | 240 | 3 |  | Indoor |  | Floor Mounted |  | Yes | HLW | 150 | Not Applicable |  |  |  | 1.5 | No | [7 empty] | 45 kW |  |  |  | 50 |  | 186 | On/Off | Not Applicable | [6 empty] | 302 | 34.5 | 30.25 | 58.875 | 314 | 714 | 24 | 50.4375 |  |  |  |  | 52.625 |  |  | 6.9375 |  |  |  |  | 40.6875 | [7 empty] | 49.125 | 1 | 57 | 57 | UL1453 | Yes | Yes | Yes | No | Not Applicable | [5 empty] | 40304 | COM ELEC CF | 8979783
CEHD50A4533HCF | CEHD50-45 | Bradford White | 671632858477 | Active | [10 empty] | No | Not Applicable | Not Applicable | Commercial Water Heating | Water Heating.Electric | 3 | 1 |  |  |  | 238-51313-00 |  |  |  | 238-36612-00 | [6 empty] | Electric | Electric Resistance | 480 | 3 |  | Indoor |  | Floor Mounted |  | Yes | HLW | 150 | Not Applicable |  |  |  | 1.5 | No | [7 empty] | 45 kW |  |  |  | 50 |  | 186 | On/Off | Not Applicable | [6 empty] | 302 | 34.5 | 30.25 | 58.875 | 314 | 714 | 24 | 50.4375 |  |  |  |  | 52.625 |  |  | 6.9375 |  |  |  |  | 40.6875 | [7 empty] | 49.125 | 1 | 57 | 57 | UL1453 | Yes | Yes | Yes | No | Not Applicable | [5 empty] | 40304 | COM ELEC CF | 8979783
CEHD50A4533LCF | CEHD50-45 | Bradford White | 671632877713 | Active | [10 empty] | No | Not Applicable | Not Applicable | Commercial Water Heating | Water Heating.Electric | 3 | 1 |  |  |  | 238-51313-00 |  |  |  | 238-36612-00 | [6 empty] | Electric | Electric Resistance | 208 | 3 |  | Indoor |  | Floor Mounted |  | Yes | HLW | 150 | Not Applicable |  |  |  | 1.5 | No | [7 empty] | 45 kW |  |  |  | 50 |  | 186 | On/Off | Not Applicable | [6 empty] | 302 | 34.5 | 30.25 | 58.875 | 314 | 714 | 24 | 50.4375 |  |  |  |  | 52.625 |  |  | 6.9375 |  |  |  |  | 40.6875 | [7 empty] | 49.125 | 1 | 57 | 57 | UL1453 | Yes | Yes | Yes | No | Not Applicable | [5 empty] | 40304 | COM ELEC CF | 8979783
CEHD50A4533LCF-866 | CEHD50-45 | Bradford White | 671632912728 | Active | The ""-866"" indicates that these SKUs are designed and certified for Installation in Canada. | [9 empty] | No | Not Applicable | Not Applicable | Commercial Water Heating | Water Heating.Electric | 3 | 1 |  |  |  | 238-51313-00 |  |  |  | 238-36612-00 | [6 empty] | Electric | Electric Resistance | 208 | 3 |  | Indoor |  | Floor Mounted |  | Yes | HLW | 150 | Not Applicable |  |  |  | 1.5 | No | [7 empty] | 45 kW |  |  |  | 50 |  | 186 | On/Off | Not Applicable | [6 empty] | 302 | 34.5 | 30.25 | 58.875 | 314 | 714 | 24 | 50.4375 |  |  |  |  | 52.625 |  |  | 6.9375 |  |  |  |  | 40.6875 | [7 empty] | 49.125 | 1 | 57 | 57 | UL174 | Yes | No | Yes | No | Not Applicable | 238-51917-00 |  |  |  |  | 40304 | COM ELEC CF
CEHD50A4535LCF | CEHD50-45 | Bradford White | 671632656196 | Active | [10 empty] | No | Not Applicable | Not Applicable | Commercial Water Heating | Water Heating.Electric | 5 | 1 |  |  |  | 238-51313-00 |  |  |  | 238-36612-00 | [6 empty] | Electric | Electric Resistance | 208 | 3 |  | Indoor |  | Floor Mounted |  | Yes | HLW | 150 | Not Applicable |  |  |  | 1.5 | No | [7 empty] | 45 kW |  |  |  | 50 |  | 186 | On/Off | Not Applicable | [6 empty] | 302 | 34.5 | 30.25 | 58.875 | 314 | 714 | 24 | 50.4375 |  |  |  |  | 52.625 |  |  | 6.9375 |  |  |  |  | 40.6875 | [7 empty] | 49.125 | 1 | 57 | 57 | UL1453 | Yes | Yes | Yes | No | Not Applicable | [5 empty] | 40304 | COM ELEC CF | 8979783
CEHD50A5433CCF | CEHD50-54 | Bradford White | 671632897124 | Active | [10 empty] | No | Not Applicable | Not Applicable | Commercial Water Heating | Water Heating.Electric | 3 | 1 |  |  |  | 238-51313-00 |  |  |  | 238-36612-00 | [6 empty] | Electric | Electric Resistance | 240 | 3 |  | Indoor |  | Floor Mounted |  | Yes | HLW | 150 | Not Applicable |  |  |  | 1.5 | No | [7 empty] | 54 kW |  |  |  | 50 |  | 223 | On/Off | Not Applicable | [6 empty] | 302 | 34.5 | 30.25 | 58.875 | 314 | 714 | 24 | 50.4375 |  |  |  |  | 52.625 |  |  | 6.9375 |  |  |  |  | 40.6875 | [7 empty] | 49.125 | 1 | 57 | 57 | UL1453 | Yes | Yes | Yes | No | Not Applicable | [5 empty] | 40304 | COM ELEC CF | 8979783
CEHD50A5433HCF | CEHD50-54 | Bradford White | 671632896158 | Active | [10 empty] | No | Not Applicable | Not Applicable | Commercial Water Heating | Water Heating.Electric | 3 | 1 |  |  |  | 238-51313-00 |  |  |  | 238-36612-00 | [6 empty] | Electric | Electric Resistance | 480 | 3 |  | Indoor |  | Floor Mounted |  | Yes | HLW | 150 | Not Applicable |  |  |  | 1.5 | No | [7 empty] | 54 kW |  |  |  | 50 |  | 223 | On/Off | Not Applicable | [6 empty] | 302 | 34.5 | 30.25 | 58.875 | 314 | 714 | 24 | 50.4375 |  |  |  |  | 52.625 |  |  | 6.9375 |  |  |  |  | 40.6875 | [7 empty] | 49.125 | 1 | 57 | 57 | UL1453 | Yes | Yes | Yes | No | Not Applicable | [5 empty] | 40304 | COM ELEC CF | 8979783
CEHD50A5433LCF | CEHD50-54 | Bradford White | 671632865147 | Active | [10 empty] | No | Not Applicable | Not Applicable | Commercial Water Heating | Water Heating.Electric | 3 | 1 |  |  |  | 238-51313-00 |  |  |  | 238-36612-00 | [6 empty] | Electric | Electric Resistance | 208 | 3 |  | Indoor |  | Floor Mounted |  | Yes | HLW | 150 | Not Applicable |  |  |  | 1.5 | No | [7 empty] | 54 kW |  |  |  | 50 |  | 223 | On/Off | Not Applicable | [6 empty] | 302 | 34.5 | 30.25 | 58.875 | 314 | 714 | 24 | 50.4375 |  |  |  |  | 52.625 |  |  | 6.9375 |  |  |  |  | 40.6875 | [7 empty] | 49.125 | 1 | 57 | 57 | UL1453 | Yes | Yes | Yes | No | Not Applicable | [5 empty] | 40304 | COM ELEC CF | 8979783
CEHD50A5453HCF | CEHD50-54 | Bradford White | 671632557639 | Active | [10 empty] | No | Not Applicable | Not Applicable | Commercial Water Heating | Water Heating.Electric | 5 | 1 |  |  |  | 238-51313-00 |  |  |  | 238-36612-00 | [6 empty] | Electric | Electric Resistance | 480 | 3 |  | Indoor |  | Floor Mounted |  | Yes | HLW | 150 | Not Applicable |  |  |  | 1.5 | No | [7 empty] | 54 kW |  |  |  | 50 |  | 223 | On/Off | Not Applicable | [6 empty] | 302 | 34.5 | 30.25 | 58.875 | 314 | 714 | 24 | 50.4375 |  |  |  |  | 52.625 |  |  | 6.9375 |  |  |  |  | 40.6875 | [7 empty] | 49.125 | 1 | 57 | 57 | UL174 | Yes | Yes | Yes | No | Not Applicable | [5 empty] | 40304 | COM ELEC CF | 8979783
CEHD50A633JCF | CEHD50-6 | Bradford White | 671632559398 | Active | [10 empty] | No | Not Applicable | Not Applicable | Commercial Water Heating | Water Heating.Electric | 3 | 1 |  |  |  | 238-51313-00 |  |  |  | 238-36612-00 | [6 empty] | Electric | Electric Resistance | 600 | 3 |  | Indoor |  | Floor Mounted |  | Yes | HLW | 150 | Not Applicable |  |  |  | 1.5 | No | [7 empty] | 6 kW |  |  |  | 50 |  | 25 | On/Off | Not Applicable | [6 empty] | 302 | 34.5 | 30.25 | 58.875 | 314 | 714 | 24 | 50.4375 |  |  |  |  | 52.625 |  |  | 6.9375 |  |  |  |  | 40.6875 | [7 empty] | 49.125 | 1 | 57 | 57 | UL174 | Yes | Yes | Yes | No | Not Applicable | [5 empty] | 40304 | COM ELEC CF | 8979783
CEHD50A633JCF-866 | CEHD50-6 | Bradford White | 671632559404 | Active | The ""-866"" indicates that these SKUs are designed and certified for Installation in Canada. | [9 empty] | No | Not Applicable | Not Applicable | Commercial Water Heating | Water Heating.Electric | 3 | 1 |  |  |  | 238-51313-00 |  |  |  | 238-36612-00 | [6 empty] | Electric | Electric Resistance | 600 | 3 |  | Indoor |  | Floor Mounted |  | Yes | HLW | 150 | Not Applicable |  |  |  | 1.5 | No | [7 empty] | 6 kW |  |  |  | 50 |  | 25 | On/Off | Not Applicable | [6 empty] | 302 | 34.5 | 30.25 | 58.875 | 314 | 714 | 24 | 50.4375 |  |  |  |  | 52.625 |  |  | 6.9375 |  |  |  |  | 40.6875 | [7 empty] | 49.125 | 1 | 57 | 57 | UL174 | Yes | No | Yes | No | Not Applicable | 238-51917-00 |  |  |  |  | 40304 | COM ELEC CF
CEHD50A633LCF-866 | CEHD50-6 | Bradford White | 671632536573 | Active | The ""-866"" indicates that these SKUs are designed and certified for Installation in Canada. | [9 empty] | No | Not Applicable | Not Applicable | Commercial Water Heating | Water Heating.Electric | 3 | 1 |  |  |  | 238-51313-00 |  |  |  | 238-36612-00 | [6 empty] | Electric | Electric Resistance | 208 | 3 |  | Indoor |  | Floor Mounted |  | Yes | HLW | 150 | Not Applicable |  |  |  | 1.5 | No | [7 empty] | 6 kW |  |  |  | 50 |  | 25 | On/Off | Not Applicable | [6 empty] | 302 | 34.5 | 30.25 | 58.875 | 314 | 714 | 24 | 50.4375 |  |  |  |  | 52.625 |  |  | 6.9375 |  |  |  |  | 40.6875 | [7 empty] | 49.125 | 1 | 57 | 57 | UL174 | Yes | No | Yes | No | Not Applicable | 238-51917-00 |  |  |  |  | 40304 | COM ELEC CF
CEHD50A933LCF-866 | CEHD50-9 | Bradford White | 671632917570 | Active | The ""-866"" indicates that these SKUs are designed and certified for Installation in Canada. | [9 empty] | No | Not Applicable | Not Applicable | Commercial Water Heating | Water Heating.Electric | 3 | 1 |  |  |  | 238-51313-00 |  |  |  | 238-36612-00 | [6 empty] | Electric | Electric Resistance | 208 | 3 |  | Indoor |  | Floor Mounted |  | Yes | HLW | 150 | Not Applicable |  |  |  | 1.5 | No | [7 empty] | 9 kW |  |  |  | 50 |  | 37 | On/Off | Not Applicable | [6 empty] | 305 | 34.5 | 30.25 | 58.875 | 317 | 717 | 24 | 50.4375 |  |  |  |  | 52.625 |  |  | 6.375 |  |  |  |  | 40.6875 | [7 empty] | 49.125 | 1 | 57 | 57 | UL174 | Yes | No | Yes | No | Not Applicable | 238-51917-00 |  |  |  |  | 40304 | COM ELEC CF
CEHD8012333CCF | CEHD80-123 | Bradford White | 671632620753 | Active | [10 empty] | No | Not Applicable | Not Applicable | Commercial Water Heating | Water Heating.Electric | 3 | 1 |  |  |  | 238-51313-00 |  |  |  | 238-36612-00 | [6 empty] | Electric | Electric Resistance | 240 | 3 |  | Indoor |  | Floor Mounted |  | No | Not Applicable | 150 | Not Applicable |  |  |  | 1.5 | No | [7 empty] | 12.3 kW |  |  |  | 80 |  | 51 | On/Off | Not Applicable | [6 empty] | 335 | 35 | 30.5 | 70.875 | 348 | 994 | 26 | 61.25 |  |  |  |  | 65.5 |  |  | 7 |  |  |  |  | 52.1875 | [7 empty] | 49.125 | 1 | 51 | 51 | UL1453 | Yes | Yes | Yes | No | Not Applicable | [5 empty] | 40304 | COM ELEC CF | 8979846
CEHD8012333HCF | CEHD80-123 | Bradford White | 671632620654 | Active | [10 empty] | No | Not Applicable | Not Applicable | Commercial Water Heating | Water Heating.Electric | 3 | 1 |  |  |  | 238-51313-00 |  |  |  | 238-36612-00 | [6 empty] | Electric | Electric Resistance | 480 | 3 |  | Indoor |  | Floor Mounted |  | No | Not Applicable | 150 | Not Applicable |  |  |  | 1.5 | No | [7 empty] | 12.3 kW |  |  |  | 80 |  | 51 | On/Off | Not Applicable | [6 empty] | 335 | 35 | 30.5 | 70.875 | 348 | 994 | 26 | 61.25 |  |  |  |  | 65.5 |  |  | 7 |  |  |  |  | 52.1875 | [7 empty] | 49.125 | 1 | 51 | 51 | UL1453 | Yes | Yes | Yes | No | Not Applicable | [5 empty] | 40304 | COM ELEC CF | 8979846
CEHD801233CCF-866 | CEHD80-12 | Bradford White | 671632898121 | Active | The ""-866"" indicates that these SKUs are designed and certified for Installation in Canada. | [9 empty] | No | Not Applicable | Not Applicable | Commercial Water Heating | Water Heating.Electric | 3 | 1 |  |  |  | 238-51313-00 |  |  |  | 238-36612-00 | [6 empty] | Electric | Electric Resistance | 240 | 3 |  | Indoor |  | Floor Mounted |  | No | Not Applicable | 150 | Not Applicable |  |  |  | 1.5 | No | [7 empty] | 12 kW |  |  |  | 80 |  | 50 | On/Off | Not Applicable | [6 empty] | 335 | 35 | 30.5 | 70.875 | 348 | 994 | 26 | 61.25 |  |  |  |  | 65.5 |  |  | 7 |  |  |  |  | 52.1875 | [7 empty] | 49.125 | 1 | 51 | 51 | UL174 | Yes | No | Yes | No | Not Applicable | 238-51917-00 |  |  |  |  | 40304 | COM ELEC CF
CEHD801233HCF | CEHD80-12 | Bradford White | 671632860869 | Phase Out | [10 empty] | No | Not Applicable |  | Commercial Water Heating | Water Heating.Electric | 3 | 1 |  |  |  | 238-51313-00 |  |  |  | 238-36612-00 | [6 empty] | Electric | Electric Resistance | 480 | 3 |  | Indoor |  | Floor Mounted |  | No | Not Applicable | 150 | Not Applicable |  |  |  | 1.5 | No | [7 empty] | 12 kW |  |  |  | 80 |  | 50 | On/Off | Not Applicable | [6 empty] | 335 | 35 | 30.5 | 70.875 | 348 | 994 | 26 | 61.25 |  |  |  |  | 65.5 |  |  | 7 |  |  |  |  | 52.1875 | [7 empty] | 49.125 | 1 | 51 | 51 | UL1453 | Yes | No | Yes | No | Not Applicable
CEHD801233JCF-866 | CEHD80-12 | Bradford White | 671632903658 | Active | The ""-866"" indicates that these SKUs are designed and certified for Installation in Canada. | [9 empty] | No | Not Applicable | Not Applicable | Commercial Water Heating | Water Heating.Electric | 3 | 1 |  |  |  | 238-51313-00 |  |  |  | 238-36612-00 | [6 empty] | Electric | Electric Resistance | 600 | 3 |  | Indoor |  | Floor Mounted |  | No | Not Applicable | 150 | Not Applicable |  |  |  | 1.5 | No | [7 empty] | 12 kW |  |  |  | 80 |  | 50 | On/Off | Not Applicable | [6 empty] | 335 | 35 | 30.5 | 70.875 | 348 | 994 | 26 | 61.25 |  |  |  |  | 65.5 |  |  | 7 |  |  |  |  | 52.1875 | [7 empty] | 49.125 | 1 | 51 | 51 | UL174 | Yes | No | Yes | No | Not Applicable | 238-51917-00 |  |  |  |  | 40304 | COM ELEC CF
CEHD801233LCF-866 | CEHD80-12 | Bradford White | 671632897599 | Active | The ""-866"" indicates that these SKUs are designed and certified for Installation in Canada. | [9 empty] | No | Not Applicable | Not Applicable | Commercial Water Heating | Water Heating.Electric | 3 | 1 |  |  |  | 238-51313-00 |  |  |  | 238-36612-00 | [6 empty] | Electric | Electric Resistance | 208 | 3 |  | Indoor |  | Floor Mounted |  | No | Not Applicable | 150 | Not Applicable |  |  |  | 1.5 | No | [7 empty] | 12 kW |  |  |  | 80 |  | 50 | On/Off | Not Applicable | [6 empty] | 335 | 35 | 30.5 | 70.875 | 348 | 994 | 26 | 61.25 |  |  |  |  | 65.5 |  |  | 7 |  |  |  |  | 52.1875 | [7 empty] | 49.125 | 1 | 51 | 51 | UL174 | Yes | No | Yes | No | Not Applicable | 238-51917-00 |  |  |  |  | 40304 | COM ELEC CF
CEHD8013531ECF | CEHD80-135 | Bradford White | 671632573370 | Active | [10 empty] | No | Not Applicable | Not Applicable | Commercial Water Heating | Water Heating.Electric | 3 | 1 |  |  |  | 238-51313-00 |  |  |  | 238-36612-00 | [6 empty] | Electric | Electric Resistance | 277 | 1 |  | Indoor |  | Floor Mounted |  | No | Not Applicable | 150 | Not Applicable |  |  |  | 1.5 | No | [7 empty] | 13.5 kW |  |  |  | 80 |  | 56 | On/Off | Not Applicable | [6 empty] | 335 | 35 | 30.5 | 70.875 | 348 | 994 | 26 | 61.25 |  |  |  |  | 65.5 |  |  | 7 |  |  |  |  | 52.1875 | [7 empty] | 49.125 | 1 | 51 | 51 | UL174 | Yes | Yes | Yes | No | Not Applicable | [5 empty] | 40304 | COM ELEC CF | 8979846
CEHD8013533CCF | CEHD80-135 | Bradford White | 671632126644 | Active | [10 empty] | No | Not Applicable | Not Applicable | Commercial Water Heating | Water Heating.Electric | 3 | 1 |  |  |  | 238-51313-00 |  |  |  | 238-36612-00 | [6 empty] | Electric | Electric Resistance | 240 | 3 |  | Indoor |  | Floor Mounted |  | No | Not Applicable | 150 | Not Applicable |  |  |  | 1.5 | No | [7 empty] | 13.5 kW |  |  |  | 80 |  | 56 | On/Off | Not Applicable | [6 empty] | 335 | 35 | 30.5 | 70.875 | 348 | 994 | 26 | 61.25 |  |  |  |  | 65.5 |  |  | 7 |  |  |  |  | 52.1875 | [7 empty] | 49.125 | 1 | 51 | 51 | UL174 | Yes | Yes | Yes | No | Not Applicable | [5 empty] | 40304 | COM ELEC CF | 8979846
CEHD8013533CCF-866 | CEHD80-135 | Bradford White | 671632649167 | Active | The ""-866"" indicates that these SKUs are designed and certified for Installation in Canada. | [9 empty] | No | Not Applicable | Not Applicable | Commercial Water Heating | Water Heating.Electric | 3 | 1 |  |  |  | 238-51313-00 |  |  |  | 238-36612-00 | [6 empty] | Electric | Electric Resistance | 240 | 3 |  | Indoor |  | Floor Mounted |  | No | Not Applicable | 150 | Not Applicable |  |  |  | 1.5 | No | [7 empty] | 13.5 kW |  |  |  | 80 |  | 56 | On/Off | Not Applicable | [6 empty] | 335 | 35 | 30.5 | 70.875 | 348 | 994 | 26 | 61.25 |  |  |  |  | 65.5 |  |  | 7 |  |  |  |  | 52.1875 | [7 empty] | 49.125 | 1 | 51 | 51 | UL174 | Yes | No | Yes | No | Not Applicable | 238-51917-00 |  |  |  |  | 40304 | COM ELEC CF
CEHD8013533FCF-866 | CEHD80-135 | Bradford White | 671632574018 | Active | The ""-866"" indicates that these SKUs are designed and certified for Installation in Canada. | [9 empty] | No | Not Applicable | Not Applicable | Commercial Water Heating | Water Heating.Electric | 3 | 1 |  |  |  | 238-51313-00 |  |  |  | 238-36612-00 | [6 empty] | Electric | Electric Resistance | 380 | 3 |  | Indoor |  | Floor Mounted |  | No | Not Applicable | 150 | Not Applicable |  |  |  | 1.5 | No | [7 empty] | 13.5 kW |  |  |  | 80 |  | 56 | On/Off | Not Applicable | [6 empty] | 335 | 35 | 30.5 | 70.875 | 348 | 994 | 26 | 61.25 |  |  |  |  | 65.5 |  |  | 7 |  |  |  |  | 52.1875 | [7 empty] | 49.125 | 1 | 51 | 51 | UL174 | Yes | No | Yes | No | Not Applicable | 238-51917-00 |  |  |  |  | 40304 | COM ELEC CF
CEHD8013533HCF | CEHD80-135 | Bradford White | 671632878420 | Active | [10 empty] | No | Not Applicable | Not Applicable | Commercial Water Heating | Water Heating.Electric | 3 | 1 |  |  |  | 238-51313-00 |  |  |  | 238-36612-00 | [6 empty] | Electric | Electric Resistance | 480 | 3 |  | Indoor |  | Floor Mounted |  | No | Not Applicable | 150 | Not Applicable |  |  |  | 1.5 | No | [7 empty] | 13.5 kW |  |  |  | 80 |  | 56 | On/Off | Not Applicable | [6 empty] | 335 | 35 | 30.5 | 70.875 | 348 | 994 | 26 | 61.25 |  |  |  |  | 65.5 |  |  | 7 |  |  |  |  | 52.1875 | [7 empty] | 49.125 | 1 | 51 | 51 | UL1453 | Yes | Yes | Yes | No | Not Applicable | [5 empty] | 40304 | COM ELEC CF | 8979846
CEHD8013533JCF-866 | CEHD80-135 | Bradford White | 671632557813 | Active | The ""-866"" indicates that these SKUs are designed and certified for Installation in Canada. | [9 empty] | No | Not Applicable | Not Applicable | Commercial Water Heating | Water Heating.Electric | 3 | 1 |  |  |  | 238-51313-00 |  |  |  | 238-36612-00 | [6 empty] | Electric | Electric Resistance | 600 | 3 |  | Indoor |  | Floor Mounted |  | No | Not Applicable | 150 | Not Applicable |  |  |  | 1.5 | No | [7 empty] | 13.5 kW |  |  |  | 80 |  | 56 | On/Off | Not Applicable | [6 empty] | 335 | 35 | 30.5 | 70.875 | 348 | 994 | 26 | 61.25 |  |  |  |  | 65.5 |  |  | 7 |  |  |  |  | 52.1875 | [7 empty] | 49.125 | 1 | 51 | 51 | UL174 | Yes | No | Yes | No | Not Applicable | 238-51917-00 |  |  |  |  | 40304 | COM ELEC CF
CEHD8013533LCF | CEHD80-135 | Bradford White | 671632861590 | Active | [10 empty] | No | Not Applicable | Not Applicable | Commercial Water Heating | Water Heating.Electric | 3 | 1 |  |  |  | 238-51313-00 |  |  |  | 238-36612-00 | [6 empty] | Electric | Electric Resistance | 208 | 3 |  | Indoor |  | Floor Mounted |  | No | Not Applicable | 150 | Not Applicable |  |  |  | 1.5 | No | [7 empty] | 13.5 kW |  |  |  | 80 |  | 56 | On/Off | Not Applicable | [6 empty] | 335 | 35 | 30.5 | 70.875 | 348 | 994 | 26 | 61.25 |  |  |  |  | 65.5 |  |  | 7 |  |  |  |  | 52.1875 | [7 empty] | 49.125 | 1 | 51 | 51 | UL1453 | Yes | Yes | Yes | No | Not Applicable | [5 empty] | 40304 | COM ELEC CF | 8979846
CEHD8013533LCF-866 | CEHD80-135 | Bradford White | 671632130238 | Active | The ""-866"" indicates that these SKUs are designed and certified for Installation in Canada. | [9 empty] | No | Not Applicable | Not Applicable | Commercial Water Heating | Water Heating.Electric | 3 | 1 |  |  |  | 238-51313-00 |  |  |  | 238-36612-00 | [6 empty] | Electric | Electric Resistance | 208 | 3 |  | Indoor |  | Floor Mounted |  | No | Not Applicable | 150 | Not Applicable |  |  |  | 1.5 | No | [7 empty] | 13.5 kW |  |  |  | 80 |  | 56 | On/Off | Not Applicable | [6 empty] | 335 | 35 | 30.5 | 70.875 | 348 | 994 | 26 | 61.25 |  |  |  |  | 65.5 |  |  | 7 |  |  |  |  | 52.1875 | [7 empty] | 49.125 | 1 | 51 | 51 | UL174 | Yes | No | Yes | No | Not Applicable | 238-51917-00 |  |  |  |  | 40304 | COM ELEC CF
CEHD8013553HCF | CEHD80-135 | Bradford White | 671632535088 | Active | [10 empty] | No | Not Applicable | Not Applicable | Commercial Water Heating | Water Heating.Electric | 5 | 1 |  |  |  | 238-51313-00 |  |  |  | 238-36612-00 | [6 empty] | Electric | Electric Resistance | 480 | 3 |  | Indoor |  | Floor Mounted |  | No | Not Applicable | 150 | Not Applicable |  |  |  | 1.5 | No | [7 empty] | 13.5 kW |  |  |  | 80 |  | 56 | On/Off | Not Applicable | [6 empty] | 335 | 35 | 30.5 | 70.875 | 348 | 994 | 26 | 61.25 |  |  |  |  | 65.5 |  |  | 7 |  |  |  |  | 52.1875 | [7 empty] | 49.125 | 1 | 51 | 51 | UL1453 | Yes | Yes | Yes | No | Not Applicable | [5 empty] | 40304 | COM ELEC CF | 8979846
CEHD8013553LCF | CEHD80-135 | Bradford White | 671632668595 | Active | [10 empty] | No | Not Applicable | Not Applicable | Commercial Water Heating | Water Heating.Electric | 5 | 1 |  |  |  | 238-51313-00 |  |  |  | 238-36612-00 | [6 empty] | Electric | Electric Resistance | 208 | 3 |  | Indoor |  | Floor Mounted |  | No | Not Applicable | 150 | Not Applicable |  |  |  | 1.5 | No | [7 empty] | 13.5 kW |  |  |  | 80 |  | 56 | On/Off | Not Applicable | [6 empty] | 335 | 35 | 30.5 | 70.875 | 348 | 994 | 26 | 61.25 |  |  |  |  | 65.5 |  |  | 7 |  |  |  |  | 52.1875 | [7 empty] | 49.125 | 1 | 51 | 51 | UL174 | Yes | Yes | Yes | No | Not Applicable | [5 empty] | 40304 | COM ELEC CF | 8979846
CEHD801531ECF | CEHD80-15 | Bradford White | 671632133048 | Active | [10 empty] | No | Not Applicable | Not Applicable | Commercial Water Heating | Water Heating.Electric | 3 | 1 |  |  |  | 238-51313-00 |  |  |  | 238-36612-00 | [6 empty] | Electric | Electric Resistance | 277 | 1 |  | Indoor |  | Floor Mounted |  | No | Not Applicable | 150 | Not Applicable |  |  |  | 1.5 | No | [7 empty] | 15 kW |  |  |  | 80 |  | 62 | On/Off | Not Applicable | [6 empty] | 335 | 35 | 30.5 | 70.875 | 348 | 994 | 26 | 61.25 |  |  |  |  | 65.5 |  |  | 7 |  |  |  |  | 52.1875 | [7 empty] | 49.125 | 1 | 51 | 51 | UL1453 | Yes | Yes | Yes | No | Not Applicable | [5 empty] | 40304 | COM ELEC CF | 8979846
CEHD801533CCF | CEHD80-15 | Bradford White | 671632883745 | Active | [10 empty] | No | Not Applicable | Not Applicable | Commercial Water Heating | Water Heating.Electric | 3 | 1 |  |  |  | 238-51313-00 |  |  |  | 238-36612-00 | [6 empty] | Electric | Electric Resistance | 240 | 3 |  | Indoor |  | Floor Mounted |  | No | Not Applicable | 150 | Not Applicable |  |  |  | 1.5 | No | [7 empty] | 15 kW |  |  |  | 80 |  | 62 | On/Off | Not Applicable | [6 empty] | 335 | 35 | 30.5 | 70.875 | 348 | 994 | 26 | 61.25 |  |  |  |  | 65.5 |  |  | 7 |  |  |  |  | 52.1875 | [7 empty] | 49.125 | 1 | 51 | 51 | UL1453 | Yes | Yes | Yes | No | Not Applicable | [5 empty] | 40304 | COM ELEC CF | 8979846
CEHD801533CCF-866 | CEHD80-15 | Bradford White | 671632898138 | Active | The ""-866"" indicates that these SKUs are designed and certified for Installation in Canada. | [9 empty] | No | Not Applicable | Not Applicable | Commercial Water Heating | Water Heating.Electric | 3 | 1 |  |  |  | 238-51313-00 |  |  |  | 238-36612-00 | [6 empty] | Electric | Electric Resistance | 240 | 3 |  | Indoor |  | Floor Mounted |  | No | Not Applicable | 150 | Not Applicable |  |  |  | 1.5 | No | [7 empty] | 15 kW |  |  |  | 80 |  | 62 | On/Off | Not Applicable | [6 empty] | 335 | 35 | 30.5 | 70.875 | 348 | 994 | 26 | 61.25 |  |  |  |  | 65.5 |  |  | 7 |  |  |  |  | 52.1875 | [7 empty] | 49.125 | 1 | 51 | 51 | UL174 | Yes | No | Yes | No | Not Applicable | 238-51917-00 |  |  |  |  | 40304 | COM ELEC CF
CEHD801533GCF | CEHD80-15 | Bradford White | 671632559312 | Active | [10 empty] | No | Not Applicable | Not Applicable | Commercial Water Heating | Water Heating.Electric | 3 | 1 |  |  |  | 238-51313-00 |  |  |  | 238-36612-00 | [6 empty] | Electric | Electric Resistance | 415 | 3 |  | Indoor |  | Floor Mounted |  | No | Not Applicable | 150 | Not Applicable |  |  |  | 1.5 | No | [7 empty] | 15 kW |  |  |  | 80 |  | 62 | On/Off | Not Applicable | [6 empty] | 335 | 35 | 30.5 | 70.875 | 348 | 994 | 26 | 61.25 |  |  |  |  | 65.5 |  |  | 7 |  |  |  |  | 52.1875 | [7 empty] | 49.125 | 1 | 51 | 51 | UL174 | Yes | Yes | Yes | No | Not Applicable | [5 empty] | 40304 | COM ELEC CF | 8979846
CEHD801533HCF | CEHD80-15 | Bradford White | 671632855025 | Active | [10 empty] | No | Not Applicable | Not Applicable | Commercial Water Heating | Water Heating.Electric | 3 | 1 |  |  |  | 238-51313-00 |  |  |  | 238-36612-00 | [6 empty] | Electric | Electric Resistance | 480 | 3 |  | Indoor |  | Floor Mounted |  | No | Not Applicable | 150 | Not Applicable |  |  |  | 1.5 | No | [7 empty] | 15 kW |  |  |  | 80 |  | 62 | On/Off | Not Applicable | [6 empty] | 335 | 35 | 30.5 | 70.875 | 348 | 994 | 26 | 61.25 |  |  |  |  | 65.5 |  |  | 7 |  |  |  |  | 52.1875 | [7 empty] | 49.125 | 1 | 51 | 51 | UL1453 | Yes | Yes | Yes | No | Not Applicable | [5 empty] | 40304 | COM ELEC CF | 8979846
CEHD801533HCF-866 | CEHD80-15 | Bradford White | 671632627448 | Active | The ""-866"" indicates that these SKUs are designed and certified for Installation in Canada. | [9 empty] | No | Not Applicable | Not Applicable | Commercial Water Heating | Water Heating.Electric | 3 | 1 |  |  |  | 238-51313-00 |  |  |  | 238-36612-00 | [6 empty] | Electric | Electric Resistance | 480 | 3 |  | Indoor |  | Floor Mounted |  | No | Not Applicable | 150 | Not Applicable |  |  |  | 1.5 | No | [7 empty] | 15 kW |  |  |  | 80 |  | 62 | On/Off | Not Applicable | [6 empty] | 335 | 35 | 30.5 | 70.875 | 348 | 994 | 26 | 61.25 |  |  |  |  | 65.5 |  |  | 7 |  |  |  |  | 52.1875 | [7 empty] | 49.125 | 1 | 51 | 51 | UL174 | Yes | No | Yes | No | Not Applicable | 238-51917-00 |  |  |  |  | 40304 | COM ELEC CF
CEHD801533JCF-866 | CEHD80-15 | Bradford White | 671632124237 | Active | The ""-866"" indicates that these SKUs are designed and certified for Installation in Canada. | [9 empty] | No | Not Applicable | Not Applicable | Commercial Water Heating | Water Heating.Electric | 3 | 1 |  |  |  | 238-51313-00 |  |  |  | 238-36612-00 | [6 empty] | Electric | Electric Resistance | 600 | 3 |  | Indoor |  | Floor Mounted |  | No | Not Applicable | 150 | Not Applicable |  |  |  | 1.5 | No | [7 empty] | 15 kW |  |  |  | 80 |  | 62 | On/Off | Not Applicable | [6 empty] | 335 | 35 | 30.5 | 70.875 | 348 | 994 | 26 | 61.25 |  |  |  |  | 65.5 |  |  | 7 |  |  |  |  | 52.1875 | [7 empty] | 49.125 | 1 | 51 | 51 | UL174 | Yes | No | Yes | No | Not Applicable | 238-51917-00 |  |  |  |  | 40304 | COM ELEC CF
CEHD801533LCF | CEHD80-15 | Bradford White | 671632869114 | Active | [10 empty] | No | Not Applicable | Not Applicable | Commercial Water Heating | Water Heating.Electric | 3 | 1 |  |  |  | 238-51313-00 |  |  |  | 238-36612-00 | [6 empty] | Electric | Electric Resistance | 208 | 3 |  | Indoor |  | Floor Mounted |  | No | Not Applicable | 150 | Not Applicable |  |  |  | 1.5 | No | [7 empty] | 15 kW |  |  |  | 80 |  | 62 | On/Off | Not Applicable | [6 empty] | 335 | 35 | 30.5 | 70.875 | 348 | 994 | 26 | 61.25 |  |  |  |  | 65.5 |  |  | 7 |  |  |  |  | 52.1875 | [7 empty] | 49.125 | 1 | 51 | 51 | UL1453 | Yes | Yes | Yes | No | Not Applicable | [5 empty] | 40304 | COM ELEC CF | 8979846
CEHD801533LCF-866 | CEHD80-15 | Bradford White | 671632642816 | Active | The ""-866"" indicates that these SKUs are designed and certified for Installation in Canada. | [9 empty] | No | Not Applicable | Not Applicable | Commercial Water Heating | Water Heating.Electric | 3 | 1 |  |  |  | 238-51313-00 |  |  |  | 238-36612-00 | [6 empty] | Electric | Electric Resistance | 208 | 3 |  | Indoor |  | Floor Mounted |  | No | Not Applicable | 150 | Not Applicable |  |  |  | 1.5 | No | [7 empty] | 15 kW |  |  |  | 80 |  | 62 | On/Off | Not Applicable | [6 empty] | 335 | 35 | 30.5 | 70.875 | 348 | 994 | 26 | 61.25 |  |  |  |  | 65.5 |  |  | 7 |  |  |  |  | 52.1875 | [7 empty] | 49.125 | 1 | 51 | 51 | UL174 | Yes | No | Yes | No | Not Applicable | 238-51917-00 |  |  |  |  | 40304 | COM ELEC CF
CEHD801553HCF | CEHD80-15 | Bradford White | 671632884599 | Active | [10 empty] | No | Not Applicable | Not Applicable | Commercial Water Heating | Water Heating.Electric | 5 | 1 |  |  |  | 238-51313-00 |  |  |  | 238-36612-00 | [6 empty] | Electric | Electric Resistance | 480 | 3 |  | Indoor |  | Floor Mounted |  | No | Not Applicable | 150 | Not Applicable |  |  |  | 1.5 | No | [7 empty] | 15 kW |  |  |  | 80 |  | 62 | On/Off | Not Applicable | [6 empty] | 335 | 35 | 30.5 | 70.875 | 348 | 994 | 26 | 61.25 |  |  |  |  | 65.5 |  |  | 7 |  |  |  |  | 52.1875 | [7 empty] | 49.125 | 1 | 51 | 51 | UL1453 | Yes | Yes | Yes | No | Not Applicable | [5 empty] | 40304 | COM ELEC CF | 8979846
CEHD801831ECF | CEHD80-18 | Bradford White | 671632130047 | Active | [10 empty] | No | Not Applicable | Not Applicable | Commercial Water Heating | Water Heating.Electric | 3 | 1 |  |  |  | 238-51313-00 |  |  |  | 238-36612-00 | [6 empty] | Electric | Electric Resistance | 277 | 1 |  | Indoor |  | Floor Mounted |  | No | Not Applicable | 150 | Not Applicable |  |  |  | 1.5 | No | [7 empty] | 18 kW |  |  |  | 80 |  | 74 | On/Off | Not Applicable | [6 empty] | 335 | 35 | 30.5 | 70.875 | 348 | 994 | 26 | 61.25 |  |  |  |  | 65.5 |  |  | 7 |  |  |  |  | 52.1875 | [7 empty] | 49.125 | 1 | 51 | 51 | UL1453 | Yes | Yes | Yes | No | Not Applicable | [5 empty] | 40304 | COM ELEC CF | 8979846
CEHD801833C6CF-866 | CEHD80-18 | Bradford White | 671632681297 | Active | The ""-866"" indicates that these SKUs are designed and certified for Installation in Canada. | [9 empty] | No | Not Applicable | Not Applicable | Commercial Water Heating | Water Heating.Electric | 3 | 1 |  |  |  | 238-51313-00 |  |  |  | 238-36612-00 | [6 empty] | Electric | Electric Resistance | 240 | 3 |  | Indoor |  | Floor Mounted |  | No | Not Applicable | 150 | Not Applicable |  |  |  | 1.5 | No | [7 empty] | 18 kW |  |  |  | 80 |  | 74 | On/Off | Not Applicable | [6 empty] | 335 | 35 | 30.5 | 70.875 | 348 | 994 | 26 | 61.25 |  |  |  |  | 65.5 |  |  | 7 |  |  |  |  | 52.1875 | [7 empty] | 49.125 | 1 | 51 | 51 | UL1453 | Yes | No | Yes | No | Not Applicable | 238-51917-00 |  |  |  |  | 40304 | COM ELEC CF
CEHD801833CCF | CEHD80-18 | Bradford White | 671632853915 | Active | [10 empty] | No | Not Applicable | Not Applicable | Commercial Water Heating | Water Heating.Electric | 3 | 1 |  |  |  | 238-51313-00 |  |  |  | 238-36612-00 | [6 empty] | Electric | Electric Resistance | 240 | 3 |  | Indoor |  | Floor Mounted |  | No | Not Applicable | 150 | Not Applicable |  |  |  | 1.5 | No | [7 empty] | 18 kW |  |  |  | 80 |  | 74 | On/Off | Not Applicable | [6 empty] | 335 | 35 | 30.5 | 70.875 | 348 | 994 | 26 | 61.25 |  |  |  |  | 65.5 |  |  | 7 |  |  |  |  | 52.1875 | [7 empty] | 49.125 | 1 | 51 | 51 | UL1453 | Yes | Yes | Yes | No | Not Applicable | [5 empty] | 40304 | COM ELEC CF | 8979846
CEHD801833CCF-866 | CEHD80-18 | Bradford White | 671632897315 | Active | The ""-866"" indicates that these SKUs are designed and certified for Installation in Canada. | [9 empty] | No | Not Applicable | Not Applicable | Commercial Water Heating | Water Heating.Electric | 3 | 1 |  |  |  | 238-51313-00 |  |  |  | 238-36612-00 | [6 empty] | Electric | Electric Resistance | 240 | 3 |  | Indoor |  | Floor Mounted |  | No | Not Applicable | 150 | Not Applicable |  |  |  | 1.5 | No | [7 empty] | 18 kW |  |  |  | 80 |  | 74 | On/Off | Not Applicable | [6 empty] | 335 | 35 | 30.5 | 70.875 | 348 | 994 | 26 | 61.25 |  |  |  |  | 65.5 |  |  | 7 |  |  |  |  | 52.1875 | [7 empty] | 49.125 | 1 | 51 | 51 | UL174 | Yes | No | Yes | No | Not Applicable | 238-51917-00 |  |  |  |  | 40304 | COM ELEC CF
CEHD801833GCF | CEHD80-18 | Bradford White | 671632627981 | Active | [10 empty] | No | Not Applicable | Not Applicable | Commercial Water Heating | Water Heating.Electric | 3 | 1 |  |  |  | 238-51313-00 |  |  |  | 238-36612-00 | [6 empty] | Electric | Electric Resistance | 415 | 3 |  | Indoor |  | Floor Mounted |  | No | Not Applicable | 150 | Not Applicable |  |  |  | 1.5 | No | [7 empty] | 18 kW |  |  |  | 80 |  | 74 | On/Off | Not Applicable | [6 empty] | 335 | 35 | 30.5 | 70.875 | 348 | 994 | 26 | 61.25 |  |  |  |  | 65.5 |  |  | 7 |  |  |  |  | 52.1875 | [7 empty] | 49.125 | 1 | 51 | 51 | UL174 | Yes | Yes | Yes | No | Not Applicable | [5 empty] | 40304 | COM ELEC CF | 8979846
CEHD801833HCF | CEHD80-18 | Bradford White | 671632855674 | Active | [10 empty] | No | Not Applicable | Not Applicable | Commercial Water Heating | Water Heating.Electric | 3 | 1 |  |  |  | 238-51313-00 |  |  |  | 238-36612-00 | [6 empty] | Electric | Electric Resistance | 480 | 3 |  | Indoor |  | Floor Mounted |  | No | Not Applicable | 150 | Not Applicable |  |  |  | 1.5 | No | [7 empty] | 18 kW |  |  |  | 80 |  | 74 | On/Off | Not Applicable | [6 empty] | 335 | 35 | 30.5 | 70.875 | 348 | 994 | 26 | 61.25 |  |  |  |  | 65.5 |  |  | 7 |  |  |  |  | 52.1875 | [7 empty] | 49.125 | 1 | 51 | 51 | UL1453 | Yes | Yes | Yes | No | Not Applicable | [5 empty] | 40304 | COM ELEC CF | 8979846
CEHD801833HCF-866 | CEHD80-18 | Bradford White | 671632640669 | Active | The ""-866"" indicates that these SKUs are designed and certified for Installation in Canada. | [9 empty] | No | Not Applicable | Not Applicable | Commercial Water Heating | Water Heating.Electric | 3 | 1 |  |  |  | 238-51313-00 |  |  |  | 238-36612-00 | [6 empty] | Electric | Electric Resistance | 480 | 3 |  | Indoor |  | Floor Mounted |  | No | Not Applicable | 150 | Not Applicable |  |  |  | 1.5 | No | [7 empty] | 18 kW |  |  |  | 80 |  | 74 | On/Off | Not Applicable | [6 empty] | 335 | 35 | 30.5 | 70.875 | 348 | 994 | 26 | 61.25 |  |  |  |  | 65.5 |  |  | 7 |  |  |  |  | 52.1875 | [7 empty] | 49.125 | 1 | 51 | 51 | UL174 | Yes | No | Yes | No | Not Applicable | 238-51917-00 |  |  |  |  | 40304 | COM ELEC CF
CEHD801833JCF-866 | CEHD80-18 | Bradford White | 671632131389 | Active | The ""-866"" indicates that these SKUs are designed and certified for Installation in Canada. | [9 empty] | No | Not Applicable | Not Applicable | Commercial Water Heating | Water Heating.Electric | 3 | 1 |  |  |  | 238-51313-00 |  |  |  | 238-36612-00 | [6 empty] | Electric | Electric Resistance | 600 | 3 |  | Indoor |  | Floor Mounted |  | No | Not Applicable | 150 | Not Applicable |  |  |  | 1.5 | No | [7 empty] | 18 kW |  |  |  | 80 |  | 74 | On/Off | Not Applicable | [6 empty] | 335 | 35 | 30.5 | 70.875 | 348 | 994 | 26 | 61.25 |  |  |  |  | 65.5 |  |  | 7 |  |  |  |  | 52.1875 | [7 empty] | 49.125 | 1 | 51 | 51 | UL174 | Yes | No | Yes | No | Not Applicable | 238-51917-00 |  |  |  |  | 40304 | COM ELEC CF
CEHD801833LCF | CEHD80-18 | Bradford White | 671632824205 | Active | [10 empty] | No | Not Applicable | Not Applicable | Commercial Water Heating | Water Heating.Electric | 3 | 1 |  |  |  | 238-51313-00 |  |  |  | 238-36612-00 | [6 empty] | Electric | Electric Resistance | 208 | 3 |  | Indoor |  | Floor Mounted |  | No | Not Applicable | 150 | Not Applicable |  |  |  | 1.5 | No | [7 empty] | 18 kW |  |  |  | 80 |  | 74 | On/Off | Not Applicable | [6 empty] | 335 | 35 | 30.5 | 70.875 | 348 | 994 | 26 | 61.25 |  |  |  |  | 65.5 |  |  | 7 |  |  |  |  | 52.1875 | [7 empty] | 49.125 | 1 | 51 | 51 | UL1453 | Yes | Yes | Yes | No | Not Applicable | [5 empty] | 40304 | COM ELEC CF | 8979846
CEHD801833LCF-866 | CEHD80-18 | Bradford White | 671632127023 | Active | The ""-866"" indicates that these SKUs are designed and certified for Installation in Canada. | [9 empty] | No | Not Applicable | Not Applicable | Commercial Water Heating | Water Heating.Electric | 3 | 1 |  |  |  | 238-51313-00 |  |  |  | 238-36612-00 | [6 empty] | Electric | Electric Resistance | 208 | 3 |  | Indoor |  | Floor Mounted |  | No | Not Applicable | 150 | Not Applicable |  |  |  | 1.5 | No | [7 empty] | 18 kW |  |  |  | 80 |  | 74 | On/Off | Not Applicable | [6 empty] | 335 | 35 | 30.5 | 70.875 | 348 | 994 | 26 | 61.25 |  |  |  |  | 65.5 |  |  | 7 |  |  |  |  | 52.1875 | [7 empty] | 49.125 | 1 | 51 | 51 | UL174 | Yes | No | Yes | No | Not Applicable | 238-51917-00 |  |  |  |  | 40304 | COM ELEC CF
CEHD801853CCF | CEHD80-18 | Bradford White | 671632904815 | Active | [10 empty] | No | Not Applicable | Not Applicable | Commercial Water Heating | Water Heating.Electric | 5 | 1 |  |  |  | 238-51313-00 |  |  |  | 238-36612-00 | [6 empty] | Electric | Electric Resistance | 240 | 3 |  | Indoor |  | Floor Mounted |  | No | Not Applicable | 150 | Not Applicable |  |  |  | 1.5 | No | [7 empty] | 18 kW |  |  |  | 80 |  | 74 | On/Off | Not Applicable | [6 empty] | 335 | 35 | 30.5 | 70.875 | 348 | 994 | 26 | 61.25 |  |  |  |  | 65.5 |  |  | 7 |  |  |  |  | 52.1875 | [7 empty] | 49.125 | 1 | 51 | 51 | UL1453 | Yes | Yes | Yes | No | Not Applicable | [5 empty] | 40304 | COM ELEC CF | 8979846
CEHD801853HCF | CEHD80-18 | Bradford White | 671632901548 | Active | [10 empty] | No | Not Applicable | Not Applicable | Commercial Water Heating | Water Heating.Electric | 5 | 1 |  |  |  | 238-51313-00 |  |  |  | 238-36612-00 | [6 empty] | Electric | Electric Resistance | 480 | 3 |  | Indoor |  | Floor Mounted |  | No | Not Applicable | 150 | Not Applicable |  |  |  | 1.5 | No | [7 empty] | 18 kW |  |  |  | 80 |  | 74 | On/Off | Not Applicable | [6 empty] | 335 | 35 | 30.5 | 70.875 | 348 | 994 | 26 | 61.25 |  |  |  |  | 65.5 |  |  | 7 |  |  |  |  | 52.1875 | [7 empty] | 49.125 | 1 | 51 | 51 | UL1453 | Yes | Yes | Yes | No | Not Applicable | [5 empty] | 40304 | COM ELEC CF | 8979846
CEHD802431ECF | CEHD80-24 | Bradford White | 671632558322 | Active | [10 empty] | No | Not Applicable | Not Applicable | Commercial Water Heating | Water Heating.Electric | 3 | 1 |  |  |  | 238-51313-00 |  |  |  | 238-36612-00 | [6 empty] | Electric | Electric Resistance | 277 | 1 |  | Indoor |  | Floor Mounted |  | No | Not Applicable | 150 | Not Applicable |  |  |  | 1.5 | No | [7 empty] | 24 kW |  |  |  | 80 |  | 99 | On/Off | Not Applicable | [6 empty] | 335 | 35 | 30.5 | 70.875 | 348 | 994 | 26 | 61.25 |  |  |  |  | 65.5 |  |  | 7 |  |  |  |  | 52.1875 | [7 empty] | 49.125 | 1 | 51 | 51 | UL174 | Yes | Yes | Yes | No | Not Applicable | [5 empty] | 40304 | COM ELEC CF | 8979846
CEHD802433CCF | CEHD80-24 | Bradford White | 671632853922 | Active | [10 empty] | No | Not Applicable | Not Applicable | Commercial Water Heating | Water Heating.Electric | 3 | 1 |  |  |  | 238-51313-00 |  |  |  | 238-36612-00 | [6 empty] | Electric | Electric Resistance | 240 | 3 |  | Indoor |  | Floor Mounted |  | No | Not Applicable | 150 | Not Applicable |  |  |  | 1.5 | No | [7 empty] | 24 kW |  |  |  | 80 |  | 99 | On/Off | Not Applicable | [6 empty] | 335 | 35 | 30.5 | 70.875 | 348 | 994 | 26 | 61.25 |  |  |  |  | 65.5 |  |  | 7 |  |  |  |  | 52.1875 | [7 empty] | 49.125 | 1 | 51 | 51 | UL1453 | Yes | Yes | Yes | No | Not Applicable | [5 empty] | 40304 | COM ELEC CF | 8979846
CEHD802433CCF-866 | CEHD80-24 | Bradford White | 671632898145 | Active | The ""-866"" indicates that these SKUs are designed and certified for Installation in Canada. | [9 empty] | No | Not Applicable | Not Applicable | Commercial Water Heating | Water Heating.Electric | 3 | 1 |  |  |  | 238-51313-00 |  |  |  | 238-36612-00 | [6 empty] | Electric | Electric Resistance | 240 | 3 |  | Indoor |  | Floor Mounted |  | No | Not Applicable | 150 | Not Applicable |  |  |  | 1.5 | No | [7 empty] | 24 kW |  |  |  | 80 |  | 99 | On/Off | Not Applicable | [6 empty] | 335 | 35 | 30.5 | 70.875 | 348 | 994 | 26 | 61.25 |  |  |  |  | 65.5 |  |  | 7 |  |  |  |  | 52.1875 | [7 empty] | 49.125 | 1 | 51 | 51 | UL174 | Yes | No | Yes | No | Not Applicable | 238-51917-00 |  |  |  |  | 40304 | COM ELEC CF
CEHD802433GCF | CEHD80-24 | Bradford White | 671632323272 | Active | [10 empty] | No | Not Applicable | Not Applicable | Commercial Water Heating | Water Heating.Electric | 3 | 1 |  |  |  | 238-51313-00 |  |  |  | 238-36612-00 | [6 empty] | Electric | Electric Resistance | 415 | 3 |  | Indoor |  | Floor Mounted |  | No | Not Applicable | 150 | Not Applicable |  |  |  | 1.5 | No | [7 empty] | 24 kW |  |  |  | 80 |  | 99 | On/Off | Not Applicable | [6 empty] | 335 | 35 | 30.5 | 70.875 | 348 | 994 | 26 | 61.25 |  |  |  |  | 65.5 |  |  | 7 |  |  |  |  | 52.1875 | [7 empty] | 49.125 | 1 | 51 | 51 | UL1453 | Yes | Yes | Yes | No | Not Applicable | [5 empty] | 40304 | COM ELEC CF | 8979846
CEHD802433HCF | CEHD80-24 | Bradford White | 671632865376 | Active | [10 empty] | No | Not Applicable | Not Applicable | Commercial Water Heating | Water Heating.Electric | 3 | 1 |  |  |  | 238-51313-00 |  |  |  | 238-36612-00 | [6 empty] | Electric | Electric Resistance | 480 | 3 |  | Indoor |  | Floor Mounted |  | No | Not Applicable | 150 | Not Applicable |  |  |  | 1.5 | No | [7 empty] | 24 kW |  |  |  | 80 |  | 99 | On/Off | Not Applicable | [6 empty] | 335 | 35 | 30.5 | 70.875 | 348 | 994 | 26 | 61.25 |  |  |  |  | 65.5 |  |  | 7 |  |  |  |  | 52.1875 | [7 empty] | 49.125 | 1 | 51 | 51 | UL1453 | Yes | Yes | Yes | No | Not Applicable | [5 empty] | 40304 | COM ELEC CF | 8979846
CEHD802433JCF-866 | CEHD80-24 | Bradford White | 671632892211 | Active | The ""-866"" indicates that these SKUs are designed and certified for Installation in Canada. | [9 empty] | No | Not Applicable | Not Applicable | Commercial Water Heating | Water Heating.Electric | 3 | 1 |  |  |  | 238-51313-00 |  |  |  | 238-36612-00 | [6 empty] | Electric | Electric Resistance | 600 | 3 |  | Indoor |  | Floor Mounted |  | No | Not Applicable | 150 | Not Applicable |  |  |  | 1.5 | No | [7 empty] | 24 kW |  |  |  | 80 |  | 99 | On/Off | Not Applicable | [6 empty] | 335 | 35 | 30.5 | 70.875 | 348 | 994 | 26 | 61.25 |  |  |  |  | 65.5 |  |  | 7 |  |  |  |  | 52.1875 | [7 empty] | 49.125 | 1 | 51 | 51 | UL174 | Yes | No | Yes | No | Not Applicable | 238-51917-00 |  |  |  |  | 40304 | COM ELEC CF
CEHD802433LCF | CEHD80-24 | Bradford White | 671632857234 | Active | [10 empty] | No | Not Applicable | Not Applicable | Commercial Water Heating | Water Heating.Electric | 3 | 1 |  |  |  | 238-51313-00 |  |  |  | 238-36612-00 | [6 empty] | Electric | Electric Resistance | 208 | 3 |  | Indoor |  | Floor Mounted |  | No | Not Applicable | 150 | Not Applicable |  |  |  | 1.5 | No | [7 empty] | 24 kW |  |  |  | 80 |  | 99 | On/Off | Not Applicable | [6 empty] | 335 | 35 | 30.5 | 70.875 | 348 | 994 | 26 | 61.25 |  |  |  |  | 65.5 |  |  | 7 |  |  |  |  | 52.1875 | [7 empty] | 49.125 | 1 | 51 | 51 | UL1453 | Yes | Yes | Yes | No | Not Applicable | [5 empty] | 40304 | COM ELEC CF | 8979846
CEHD802433LCF-866 | CEHD80-24 | Bradford White | 671632892365 | Active | The ""-866"" indicates that these SKUs are designed and certified for Installation in Canada. | [9 empty] | No | Not Applicable | Not Applicable | Commercial Water Heating | Water Heating.Electric | 3 | 1 |  |  |  | 238-51313-00 |  |  |  | 238-36612-00 | [6 empty] | Electric | Electric Resistance | 208 | 3 |  | Indoor |  | Floor Mounted |  | No | Not Applicable | 150 | Not Applicable |  |  |  | 1.5 | No | [7 empty] | 24 kW |  |  |  | 80 |  | 99 | On/Off | Not Applicable | [6 empty] | 335 | 35 | 30.5 | 70.875 | 348 | 994 | 26 | 61.25 |  |  |  |  | 65.5 |  |  | 7 |  |  |  |  | 52.1875 | [7 empty] | 49.125 | 1 | 51 | 51 | UL174 | Yes | No | Yes | No | Not Applicable | 238-51917-00 |  |  |  |  | 40304 | COM ELEC CF
CEHD802453CCF | CEHD80-24 | Bradford White | 671632646692 | Active | [10 empty] | No | Not Applicable | Not Applicable | Commercial Water Heating | Water Heating.Electric | 5 | 1 |  |  |  | 238-51313-00 |  |  |  | 238-36612-00 | [6 empty] | Electric | Electric Resistance | 240 | 3 |  | Indoor |  | Floor Mounted |  | No | Not Applicable | 150 | Not Applicable |  |  |  | 1.5 | No | [7 empty] | 24 kW |  |  |  | 80 |  | 99 | On/Off | Not Applicable | [6 empty] | 335 | 35 | 30.5 | 70.875 | 348 | 994 | 26 | 61.25 |  |  |  |  | 65.5 |  |  | 7 |  |  |  |  | 52.1875 | [7 empty] | 49.125 | 1 | 51 | 51 | UL174 | Yes | Yes | Yes | No | Not Applicable | [5 empty] | 40304 | COM ELEC CF | 8979846
CEHD802453HCF | CEHD80-24 | Bradford White | 671632320592 | Active | [10 empty] | No | Not Applicable | Not Applicable | Commercial Water Heating | Water Heating.Electric | 5 | 1 |  |  |  | 238-51313-00 |  |  |  | 238-36612-00 | [6 empty] | Electric | Electric Resistance | 480 | 3 |  | Indoor |  | Floor Mounted |  | No | Not Applicable | 150 | Not Applicable |  |  |  | 1.5 | No | [7 empty] | 24 kW |  |  |  | 80 |  | 99 | On/Off | Not Applicable | [6 empty] | 335 | 35 | 30.5 | 70.875 | 348 | 994 | 26 | 61.25 |  |  |  |  | 65.5 |  |  | 7 |  |  |  |  | 52.1875 | [7 empty] | 49.125 | 1 | 51 | 51 | UL1453 | Yes | Yes | Yes | No | Not Applicable | [5 empty] | 40304 | COM ELEC CF | 8979846
CEHD802453LCF | CEHD80-24 | Bradford White | 671632560646 | Active | [10 empty] | No | Not Applicable | Not Applicable | Commercial Water Heating | Water Heating.Electric | 5 | 1 |  |  |  | 238-51313-00 |  |  |  | 238-36612-00 | [6 empty] | Electric | Electric Resistance | 208 | 3 |  | Indoor |  | Floor Mounted |  | No | Not Applicable | 150 | Not Applicable |  |  |  | 1.5 | No | [7 empty] | 24 kW |  |  |  | 80 |  | 99 | On/Off | Not Applicable | [6 empty] | 335 | 35 | 30.5 | 70.875 | 348 | 994 | 26 | 61.25 |  |  |  |  | 65.5 |  |  | 7 |  |  |  |  | 52.1875 | [7 empty] | 49.125 | 1 | 51 | 51 | UL174 | Yes | Yes | Yes | No | Not Applicable | [5 empty] | 40304 | COM ELEC CF | 8979846
CEHD802731ECF | CEHD80-27 | Bradford White | 671632130696 | Active | [10 empty] | No | Not Applicable | Not Applicable | Commercial Water Heating | Water Heating.Electric | 3 | 1 |  |  |  | 238-51313-00 |  |  |  | 238-36612-00 | [6 empty] | Electric | Electric Resistance | 277 | 1 |  | Indoor |  | Floor Mounted |  | No | Not Applicable | 150 | Not Applicable |  |  |  | 1.5 | No | [7 empty] | 27 kW |  |  |  | 80 |  | 112 | On/Off | Not Applicable | [6 empty] | 335 | 35 | 30.5 | 70.875 | 348 | 994 | 26 | 61.25 |  |  |  |  | 65.5 |  |  | 7 |  |  |  |  | 52.1875 | [7 empty] | 49.125 | 1 | 51 | 51 | UL174 | Yes | Yes | Yes | No | Not Applicable | [5 empty] | 40304 | COM ELEC CF | 8979846
CEHD802733CCF | CEHD80-27 | Bradford White | 671632864980 | Active | [10 empty] | No | Not Applicable | Not Applicable | Commercial Water Heating | Water Heating.Electric | 3 | 1 |  |  |  | 238-51313-00 |  |  |  | 238-36612-00 | [6 empty] | Electric | Electric Resistance | 240 | 3 |  | Indoor |  | Floor Mounted |  | No | Not Applicable | 150 | Not Applicable |  |  |  | 1.5 | No | [7 empty] | 27 kW |  |  |  | 80 |  | 112 | On/Off | Not Applicable | [6 empty] | 335 | 35 | 30.5 | 70.875 | 348 | 994 | 26 | 61.25 |  |  |  |  | 65.5 |  |  | 7 |  |  |  |  | 52.1875 | [7 empty] | 49.125 | 1 | 51 | 51 | UL1453 | Yes | Yes | Yes | No | Not Applicable | [5 empty] | 40304 | COM ELEC CF | 8979846
CEHD802733CCF-866 | CEHD80-27 | Bradford White | 671632898152 | Active | The ""-866"" indicates that these SKUs are designed and certified for Installation in Canada. | [9 empty] | No | Not Applicable | Not Applicable | Commercial Water Heating | Water Heating.Electric | 3 | 1 |  |  |  | 238-51313-00 |  |  |  | 238-36612-00 | [6 empty] | Electric | Electric Resistance | 240 | 3 |  | Indoor |  | Floor Mounted |  | No | Not Applicable | 150 | Not Applicable |  |  |  | 1.5 | No | [7 empty] | 27 kW |  |  |  | 80 |  | 112 | On/Off | Not Applicable | [6 empty] | 335 | 35 | 30.5 | 70.875 | 348 | 994 | 26 | 61.25 |  |  |  |  | 65.5 |  |  | 7 |  |  |  |  | 52.1875 | [7 empty] | 49.125 | 1 | 51 | 51 | UL174 | Yes | No | Yes | No | Not Applicable | 238-51917-00 |  |  |  |  | 40304 | COM ELEC CF
CEHD802733HCF | CEHD80-27 | Bradford White | 671632874712 | Active | [10 empty] | No | Not Applicable | Not Applicable | Commercial Water Heating | Water Heating.Electric | 3 | 1 |  |  |  | 238-51313-00 |  |  |  | 238-36612-00 | [6 empty] | Electric | Electric Resistance | 480 | 3 |  | Indoor |  | Floor Mounted |  | No | Not Applicable | 150 | Not Applicable |  |  |  | 1.5 | No | [7 empty] | 27 kW |  |  |  | 80 |  | 112 | On/Off | Not Applicable | [6 empty] | 335 | 35 | 30.5 | 70.875 | 348 | 994 | 26 | 61.25 |  |  |  |  | 65.5 |  |  | 7 |  |  |  |  | 52.1875 | [7 empty] | 49.125 | 1 | 51 | 51 | UL1453 | Yes | Yes | Yes | No | Not Applicable | [5 empty] | 40304 | COM ELEC CF | 8979846
CEHD802733JCF-866 | CEHD80-27 | Bradford White | 671632127917 | Active | The ""-866"" indicates that these SKUs are designed and certified for Installation in Canada. | [9 empty] | No | Not Applicable | Not Applicable | Commercial Water Heating | Water Heating.Electric | 3 | 1 |  |  |  | 238-51313-00 |  |  |  | 238-36612-00 | [6 empty] | Electric | Electric Resistance | 600 | 3 |  | Indoor |  | Floor Mounted |  | No | Not Applicable | 150 | Not Applicable |  |  |  | 1.5 | No | [7 empty] | 27 kW |  |  |  | 80 |  | 112 | On/Off | Not Applicable | [6 empty] | 335 | 35 | 30.5 | 70.875 | 348 | 994 | 26 | 61.25 |  |  |  |  | 65.5 |  |  | 7 |  |  |  |  | 52.1875 | [7 empty] | 49.125 | 1 | 51 | 51 | UL174 | Yes | No | Yes | No | Not Applicable | 238-51917-00 |  |  |  |  | 40304 | COM ELEC CF
CEHD802733LCF | CEHD80-27 | Bradford White | 671632861415 | Active | [10 empty] | No | Not Applicable | Not Applicable | Commercial Water Heating | Water Heating.Electric | 3 | 1 |  |  |  | 238-51313-00 |  |  |  | 238-36612-00 | [6 empty] | Electric | Electric Resistance | 208 | 3 |  | Indoor |  | Floor Mounted |  | No | Not Applicable | 150 | Not Applicable |  |  |  | 1.5 | No | [7 empty] | 27 kW |  |  |  | 80 |  | 112 | On/Off | Not Applicable | [6 empty] | 335 | 35 | 30.5 | 70.875 | 348 | 994 | 26 | 61.25 |  |  |  |  | 65.5 |  |  | 7 |  |  |  |  | 52.1875 | [7 empty] | 49.125 | 1 | 51 | 51 | UL1453 | Yes | Yes | Yes | No | Not Applicable | [5 empty] | 40304 | COM ELEC CF | 8979846
CEHD802733LCF-866 | CEHD80-27 | Bradford White | 671632626090 | Active | The ""-866"" indicates that these SKUs are designed and certified for Installation in Canada. | [9 empty] | No | Not Applicable | Not Applicable | Commercial Water Heating | Water Heating.Electric | 3 | 1 |  |  |  | 238-51313-00 |  |  |  | 238-36612-00 | [6 empty] | Electric | Electric Resistance | 208 | 3 |  | Indoor |  | Floor Mounted |  | No | Not Applicable | 150 | Not Applicable |  |  |  | 1.5 | No | [7 empty] | 27 kW |  |  |  | 80 |  | 112 | On/Off | Not Applicable | [6 empty] | 335 | 35 | 30.5 | 70.875 | 348 | 994 | 26 | 61.25 |  |  |  |  | 65.5 |  |  | 7 |  |  |  |  | 52.1875 | [7 empty] | 49.125 | 1 | 51 | 51 | UL174 | Yes | No | Yes | No | Not Applicable | 238-51917-00 |  |  |  |  | 40304 | COM ELEC CF
CEHD802753CCF | CEHD80-27 | Bradford White | 671632131952 | Active | [10 empty] | No | Not Applicable | Not Applicable | Commercial Water Heating | Water Heating.Electric | 5 | 1 |  |  |  | 238-51313-00 |  |  |  | 238-36612-00 | [6 empty] | Electric | Electric Resistance | 240 | 3 |  | Indoor |  | Floor Mounted |  | No | Not Applicable | 150 | Not Applicable |  |  |  | 1.5 | No | [7 empty] | 27 kW |  |  |  | 80 |  | 112 | On/Off | Not Applicable | [6 empty] | 335 | 35 | 30.5 | 70.875 | 348 | 994 | 26 | 61.25 |  |  |  |  | 65.5 |  |  | 7 |  |  |  |  | 52.1875 | [7 empty] | 49.125 | 1 | 51 | 51 | UL1453 | Yes | Yes | Yes | No | Not Applicable | [5 empty] | 40304 | COM ELEC CF | 8979846
CEHD802753LCF | CEHD80-27 | Bradford White | 671632634569 | Active | [10 empty] | No | Not Applicable | Not Applicable | Commercial Water Heating | Water Heating.Electric | 5 | 1 |  |  |  | 238-51313-00 |  |  |  | 238-36612-00 | [6 empty] | Electric | Electric Resistance | 208 | 3 |  | Indoor |  | Floor Mounted |  | No | Not Applicable | 150 | Not Applicable |  |  |  | 1.5 | No | [7 empty] | 27 kW |  |  |  | 80 |  | 112 | On/Off | Not Applicable | [6 empty] | 335 | 35 | 30.5 | 70.875 | 348 | 994 | 26 | 61.25 |  |  |  |  | 65.5 |  |  | 7 |  |  |  |  | 52.1875 | [7 empty] | 49.125 | 1 | 51 | 51 | UL174 | Yes | Yes | Yes | No | Not Applicable | [5 empty] | 40304 | COM ELEC CF | 8979846
CEHD803031ECF | CEHD80-30 | Bradford White | 671632143702 | Active | [10 empty] | No | Not Applicable | Not Applicable | Commercial Water Heating | Water Heating.Electric | 3 | 1 |  |  |  | 238-51313-00 |  |  |  | 238-36612-00 | [6 empty] | Electric | Electric Resistance | 277 | 1 |  | Indoor |  | Floor Mounted |  | No | Not Applicable | 150 | Not Applicable |  |  |  | 1.5 | No | [7 empty] | 30 kW |  |  |  | 80 |  | 124 | On/Off | Not Applicable | [6 empty] | 335 | 35 | 30.5 | 70.875 | 348 | 994 | 26 | 61.25 |  |  |  |  | 65.5 |  |  | 7 |  |  |  |  | 52.1875 | [7 empty] | 49.125 | 1 | 51 | 51 | UL1453 | Yes | Yes | Yes | No | Not Applicable | [5 empty] | 40304 | COM ELEC CF | 8979846
CEHD803033CCF | CEHD80-30 | Bradford White | 671632861262 | Active | [10 empty] | No | Not Applicable | Not Applicable | Commercial Water Heating | Water Heating.Electric | 3 | 1 |  |  |  | 238-51313-00 |  |  |  | 238-36612-00 | [6 empty] | Electric | Electric Resistance | 240 | 3 |  | Indoor |  | Floor Mounted |  | No | Not Applicable | 150 | Not Applicable |  |  |  | 1.5 | No | [7 empty] | 30 kW |  |  |  | 80 |  | 124 | On/Off | Not Applicable | [6 empty] | 335 | 35 | 30.5 | 70.875 | 348 | 994 | 26 | 61.25 |  |  |  |  | 65.5 |  |  | 7 |  |  |  |  | 52.1875 | [7 empty] | 49.125 | 1 | 51 | 51 | UL1453 | Yes | Yes | Yes | No | Not Applicable | [5 empty] | 40304 | COM ELEC CF | 8979846
CEHD803033CCF-866 | CEHD80-30 | Bradford White | 671632898169 | Active | The ""-866"" indicates that these SKUs are designed and certified for Installation in Canada. | [9 empty] | No | Not Applicable | Not Applicable | Commercial Water Heating | Water Heating.Electric | 3 | 1 |  |  |  | 238-51313-00 |  |  |  | 238-36612-00 | [6 empty] | Electric | Electric Resistance | 240 | 3 |  | Indoor |  | Floor Mounted |  | No | Not Applicable | 150 | Not Applicable |  |  |  | 1.5 | No | [7 empty] | 30 kW |  |  |  | 80 |  | 124 | On/Off | Not Applicable | [6 empty] | 335 | 35 | 30.5 | 70.875 | 348 | 994 | 26 | 61.25 |  |  |  |  | 65.5 |  |  | 7 |  |  |  |  | 52.1875 | [7 empty] | 49.125 | 1 | 51 | 51 | UL174 | Yes | No | Yes | No | Not Applicable | 238-51917-00 |  |  |  |  | 40304 | COM ELEC CF
CEHD803033FCF | CEHD80-30 | Bradford White | 671632325795 | Active | [10 empty] | No | Not Applicable | Not Applicable | Commercial Water Heating | Water Heating.Electric | 3 | 1 |  |  |  | 238-51313-00 |  |  |  | 238-36612-00 | [6 empty] | Electric | Electric Resistance | 380 | 3 |  | Indoor |  | Floor Mounted |  | No | Not Applicable | 150 | Not Applicable |  |  |  | 1.5 | No | [7 empty] | 30 kW |  |  |  | 80 |  | 124 | On/Off | Not Applicable | [6 empty] | 335 | 35 | 30.5 | 70.875 | 348 | 994 | 26 | 61.25 |  |  |  |  | 65.5 |  |  | 7 |  |  |  |  | 52.1875 | [7 empty] | 49.125 | 1 | 51 | 51 | UL1453 | Yes | Yes | Yes | No | Not Applicable | [5 empty] | 40304 | COM ELEC CF | 8979846
CEHD803033GCF | CEHD80-30 | Bradford White | 671632559343 | Active | [10 empty] | No | Not Applicable | Not Applicable | Commercial Water Heating | Water Heating.Electric | 3 | 1 |  |  |  | 238-51313-00 |  |  |  | 238-36612-00 | [6 empty] | Electric | Electric Resistance | 415 | 3 |  | Indoor |  | Floor Mounted |  | No | Not Applicable | 150 | Not Applicable |  |  |  | 1.5 | No | [7 empty] | 30 kW |  |  |  | 80 |  | 124 | On/Off | Not Applicable | [6 empty] | 335 | 35 | 30.5 | 70.875 | 348 | 994 | 26 | 61.25 |  |  |  |  | 65.5 |  |  | 7 |  |  |  |  | 52.1875 | [7 empty] | 49.125 | 1 | 51 | 51 | UL174 | Yes | Yes | Yes | No | Not Applicable | [5 empty] | 40304 | COM ELEC CF | 8979846
CEHD803033HCF | CEHD80-30 | Bradford White | 671632873654 | Active | [10 empty] | No | Not Applicable | Not Applicable | Commercial Water Heating | Water Heating.Electric | 3 | 1 |  |  |  | 238-51313-00 |  |  |  | 238-36612-00 | [6 empty] | Electric | Electric Resistance | 480 | 3 |  | Indoor |  | Floor Mounted |  | No | Not Applicable | 150 | Not Applicable |  |  |  | 1.5 | No | [7 empty] | 30 kW |  |  |  | 80 |  | 124 | On/Off | Not Applicable | [6 empty] | 335 | 35 | 30.5 | 70.875 | 348 | 994 | 26 | 61.25 |  |  |  |  | 65.5 |  |  | 7 |  |  |  |  | 52.1875 | [7 empty] | 49.125 | 1 | 51 | 51 | UL1453 | Yes | Yes | Yes | No | Not Applicable | [5 empty] | 40304 | COM ELEC CF | 8979846
CEHD803033JCF-866 | CEHD80-30 | Bradford White | 671632125630 | Active | The ""-866"" indicates that these SKUs are designed and certified for Installation in Canada. | [9 empty] | No | Not Applicable | Not Applicable | Commercial Water Heating | Water Heating.Electric | 3 | 1 |  |  |  | 238-51313-00 |  |  |  | 238-36612-00 | [6 empty] | Electric | Electric Resistance | 600 | 3 |  | Indoor |  | Floor Mounted |  | No | Not Applicable | 150 | Not Applicable |  |  |  | 1.5 | No | [7 empty] | 30 kW |  |  |  | 80 |  | 124 | On/Off | Not Applicable | [6 empty] | 335 | 35 | 30.5 | 70.875 | 348 | 994 | 26 | 61.25 |  |  |  |  | 65.5 |  |  | 7 |  |  |  |  | 52.1875 | [7 empty] | 49.125 | 1 | 51 | 51 | UL174 | Yes | No | Yes | No | Not Applicable | 238-51917-00 |  |  |  |  | 40304 | COM ELEC CF
CEHD803033LCF | CEHD80-30 | Bradford White | 671632864966 | Active | [10 empty] | No | Not Applicable | Not Applicable | Commercial Water Heating | Water Heating.Electric | 3 | 1 |  |  |  | 238-51313-00 |  |  |  | 238-36612-00 | [6 empty] | Electric | Electric Resistance | 208 | 3 |  | Indoor |  | Floor Mounted |  | No | Not Applicable | 150 | Not Applicable |  |  |  | 1.5 | No | [7 empty] | 30 kW |  |  |  | 80 |  | 124 | On/Off | Not Applicable | [6 empty] | 335 | 35 | 30.5 | 70.875 | 348 | 994 | 26 | 61.25 |  |  |  |  | 65.5 |  |  | 7 |  |  |  |  | 52.1875 | [7 empty] | 49.125 | 1 | 51 | 51 | UL1453 | Yes | Yes | Yes | No | Not Applicable | [5 empty] | 40304 | COM ELEC CF | 8979846
CEHD803033LCF-866 | CEHD80-30 | Bradford White | 671632128655 | Active | The ""-866"" indicates that these SKUs are designed and certified for Installation in Canada. | [9 empty] | No | Not Applicable | Not Applicable | Commercial Water Heating | Water Heating.Electric | 3 | 1 |  |  |  | 238-51313-00 |  |  |  | 238-36612-00 | [6 empty] | Electric | Electric Resistance | 208 | 3 |  | Indoor |  | Floor Mounted |  | No | Not Applicable | 150 | Not Applicable |  |  |  | 1.5 | No | [7 empty] | 30 kW |  |  |  | 80 |  | 124 | On/Off | Not Applicable | [6 empty] | 335 | 35 | 30.5 | 70.875 | 348 | 994 | 26 | 61.25 |  |  |  |  | 65.5 |  |  | 7 |  |  |  |  | 52.1875 | [7 empty] | 49.125 | 1 | 51 | 51 | UL174 | Yes | No | Yes | No | Not Applicable | 238-51917-00 |  |  |  |  | 40304 | COM ELEC CF
CEHD803631ECF | CEHD80-36 | Bradford White | 671632904303 | Active | [10 empty] | No | Not Applicable | Not Applicable | Commercial Water Heating | Water Heating.Electric | 3 | 1 |  |  |  | 238-51313-00 |  |  |  | 238-36612-00 | [6 empty] | Electric | Electric Resistance | 277 | 1 |  | Indoor |  | Floor Mounted |  | No | Not Applicable | 150 | Not Applicable |  |  |  | 1.5 | No | [7 empty] | 36 kW |  |  |  | 80 |  | 149 | On/Off | Not Applicable | [6 empty] | 335 | 35 | 30.5 | 70.875 | 348 | 994 | 26 | 61.25 |  |  |  |  | 65.5 |  |  | 7 |  |  |  |  | 52.1875 | [7 empty] | 49.125 | 1 | 51 | 51 | UL1453 | Yes | Yes | Yes | No | Not Applicable | [5 empty] | 40304 | COM ELEC CF | 8979846
CEHD803633C9CF-866 | CEHD80-36 | Bradford White | 671632681358 | Active | The ""-866"" indicates that these SKUs are designed and certified for Installation in Canada. | [9 empty] | No | Not Applicable | Not Applicable | Commercial Water Heating | Water Heating.Electric | 3 | 1 |  |  |  | 238-51313-00 |  |  |  | 238-36612-00 | [6 empty] | Electric | Electric Resistance | 240 | 3 |  | Indoor |  | Floor Mounted |  | No | Not Applicable | 150 | Not Applicable |  |  |  | 1.5 | No | [7 empty] | 36 kW |  |  |  | 80 |  | 149 | On/Off | Not Applicable | [6 empty] | 335 | 35 | 30.5 | 70.875 | 348 | 994 | 26 | 61.25 |  |  |  |  | 65.5 |  |  | 7 |  |  |  |  | 52.1875 | [7 empty] | 49.125 | 1 | 51 | 51 | UL1453 | Yes | No | Yes | No | Not Applicable | 238-51917-00 |  |  |  |  | 40304 | COM ELEC CF
CEHD803633CCF | CEHD80-36 | Bradford White | 671632824199 | Active | [10 empty] | No | Not Applicable | Not Applicable | Commercial Water Heating | Water Heating.Electric | 3 | 1 |  |  |  | 238-51313-00 |  |  |  | 238-36612-00 | [6 empty] | Electric | Electric Resistance | 240 | 3 |  | Indoor |  | Floor Mounted |  | No | Not Applicable | 150 | Not Applicable |  |  |  | 1.5 | No | [7 empty] | 36 kW |  |  |  | 80 |  | 149 | On/Off | Not Applicable | [6 empty] | 335 | 35 | 30.5 | 70.875 | 348 | 994 | 26 | 61.25 |  |  |  |  | 65.5 |  |  | 7 |  |  |  |  | 52.1875 | [7 empty] | 49.125 | 1 | 51 | 51 | UL1453 | Yes | Yes | Yes | No | Not Applicable | [5 empty] | 40304 | COM ELEC CF | 8979846
CEHD803633CCF-866 | CEHD80-36 | Bradford White | 671632898176 | Active | The ""-866"" indicates that these SKUs are designed and certified for Installation in Canada. | [9 empty] | No | Not Applicable | Not Applicable | Commercial Water Heating | Water Heating.Electric | 3 | 1 |  |  |  | 238-51313-00 |  |  |  | 238-36612-00 | [6 empty] | Electric | Electric Resistance | 240 | 3 |  | Indoor |  | Floor Mounted |  | No | Not Applicable | 150 | Not Applicable |  |  |  | 1.5 | No | [7 empty] | 36 kW |  |  |  | 80 |  | 149 | On/Off | Not Applicable | [6 empty] | 335 | 35 | 30.5 | 70.875 | 348 | 994 | 26 | 61.25 |  |  |  |  | 65.5 |  |  | 7 |  |  |  |  | 52.1875 | [7 empty] | 49.125 | 1 | 51 | 51 | UL174 | Yes | No | Yes | No | Not Applicable | 238-51917-00 |  |  |  |  | 40304 | COM ELEC CF
CEHD803633FCF | CEHD80-36 | Bradford White | 671632864751 | Active | [10 empty] | No | Not Applicable | Not Applicable | Commercial Water Heating | Water Heating.Electric | 3 | 1 |  |  |  | 238-51313-00 |  |  |  | 238-36612-00 | [6 empty] | Electric | Electric Resistance | 380 | 3 |  | Indoor |  | Floor Mounted |  | No | Not Applicable | 150 | Not Applicable |  |  |  | 1.5 | No | [7 empty] | 36 kW |  |  |  | 80 |  | 149 | On/Off | Not Applicable | [6 empty] | 335 | 35 | 30.5 | 70.875 | 348 | 994 | 26 | 61.25 |  |  |  |  | 65.5 |  |  | 7 |  |  |  |  | 52.1875 | [7 empty] | 49.125 | 1 | 51 | 51 | UL1453 | Yes | Yes | Yes | No | Not Applicable | [5 empty] | 40304 | COM ELEC CF | 8979846
CEHD803633H9CF | CEHD80-36 | Bradford White | 671632676323 | Active | [10 empty] | No | Not Applicable | Not Applicable | Commercial Water Heating | Water Heating.Electric | 3 | 1 |  |  |  | 238-51313-00 |  |  |  | 238-36612-00 | [6 empty] | Electric | Electric Resistance | 480 | 3 |  | Indoor |  | Floor Mounted |  | No | Not Applicable | 150 | Not Applicable |  |  |  | 1.5 | No | [7 empty] | 36 kW |  |  |  | 80 |  | 149 | On/Off | Not Applicable | [6 empty] | 335 | 35 | 30.5 | 70.875 | 348 | 994 | 26 | 61.25 |  |  |  |  | 65.5 |  |  | 7 |  |  |  |  | 52.1875 | [7 empty] | 49.125 | 1 | 51 | 51 | UL1453 | Yes | Yes | Yes | No | Not Applicable | [5 empty] | 40304 | COM ELEC CF
CEHD803633HCF | CEHD80-36 | Bradford White | 671632824182 | Active | [10 empty] | No | Not Applicable | Not Applicable | Commercial Water Heating | Water Heating.Electric | 3 | 1 |  |  |  | 238-51313-00 |  |  |  | 238-36612-00 | [6 empty] | Electric | Electric Resistance | 480 | 3 |  | Indoor |  | Floor Mounted |  | No | Not Applicable | 150 | Not Applicable |  |  |  | 1.5 | No | [7 empty] | 36 kW |  |  |  | 80 |  | 149 | On/Off | Not Applicable | [6 empty] | 335 | 35 | 30.5 | 70.875 | 348 | 994 | 26 | 61.25 |  |  |  |  | 65.5 |  |  | 7 |  |  |  |  | 52.1875 | [7 empty] | 49.125 | 1 | 51 | 51 | UL1453 | Yes | Yes | Yes | No | Not Applicable | [5 empty] | 40304 | COM ELEC CF | 8979846
CEHD803633JCF-866 | CEHD80-36 | Bradford White | 671632892518 | Active | The ""-866"" indicates that these SKUs are designed and certified for Installation in Canada. | [9 empty] | No | Not Applicable | Not Applicable | Commercial Water Heating | Water Heating.Electric | 3 | 1 |  |  |  | 238-51313-00 |  |  |  | 238-36612-00 | [6 empty] | Electric | Electric Resistance | 600 | 3 |  | Indoor |  | Floor Mounted |  | No | Not Applicable | 150 | Not Applicable |  |  |  | 1.5 | No | [7 empty] | 36 kW |  |  |  | 80 |  | 149 | On/Off | Not Applicable | [6 empty] | 335 | 35 | 30.5 | 70.875 | 348 | 994 | 26 | 61.25 |  |  |  |  | 65.5 |  |  | 7 |  |  |  |  | 52.1875 | [7 empty] | 49.125 | 1 | 51 | 51 | UL174 | Yes | No | Yes | No | Not Applicable | 238-51917-00 |  |  |  |  | 40304 | COM ELEC CF
CEHD803633LCF | CEHD80-36 | Bradford White | 671632795062 | Active | [10 empty] | No | Not Applicable | Not Applicable | Commercial Water Heating | Water Heating.Electric | 3 | 1 |  |  |  | 238-51313-00 |  |  |  | 238-36612-00 | [6 empty] | Electric | Electric Resistance | 208 | 3 |  | Indoor |  | Floor Mounted |  | No | Not Applicable | 150 | Not Applicable |  |  |  | 1.5 | No | [7 empty] | 36 kW |  |  |  | 80 |  | 149 | On/Off | Not Applicable | [6 empty] | 335 | 35 | 30.5 | 70.875 | 348 | 994 | 26 | 61.25 |  |  |  |  | 65.5 |  |  | 7 |  |  |  |  | 52.1875 | [7 empty] | 49.125 | 1 | 51 | 51 | UL1453 | Yes | Yes | Yes | No | Not Applicable | [5 empty] | 40304 | COM ELEC CF | 8979846
CEHD803633LCF-866 | CEHD80-36 | Bradford White | 671632892525 | Active | The ""-866"" indicates that these SKUs are designed and certified for Installation in Canada. | [9 empty] | No | Not Applicable | Not Applicable | Commercial Water Heating | Water Heating.Electric | 3 | 1 |  |  |  | 238-51313-00 |  |  |  | 238-36612-00 | [6 empty] | Electric | Electric Resistance | 208 | 3 |  | Indoor |  | Floor Mounted |  | No | Not Applicable | 150 | Not Applicable |  |  |  | 1.5 | No | [7 empty] | 36 kW |  |  |  | 80 |  | 149 | On/Off | Not Applicable | [6 empty] | 335 | 35 | 30.5 | 70.875 | 348 | 994 | 26 | 61.25 |  |  |  |  | 65.5 |  |  | 7 |  |  |  |  | 52.1875 | [7 empty] | 49.125 | 1 | 51 | 51 | UL174 | Yes | No | Yes | No | Not Applicable | 238-51917-00 |  |  |  |  | 40304 | COM ELEC CF
CEHD803653CCF | CEHD80-36 | Bradford White | 671632671755 | Active | [10 empty] | No | Not Applicable | Not Applicable | Commercial Water Heating | Water Heating.Electric | 5 | 1 |  |  |  | 238-51313-00 |  |  |  | 238-36612-00 | [6 empty] | Electric | Electric Resistance | 240 | 3 |  | Indoor |  | Floor Mounted |  | No | Not Applicable | 150 | Not Applicable |  |  |  | 1.5 | No | [7 empty] | 36 kW |  |  |  | 80 |  | 149 | On/Off | Not Applicable | [6 empty] | 335 | 35 | 30.5 | 70.875 | 348 | 994 | 26 | 61.25 |  |  |  |  | 65.5 |  |  | 7 |  |  |  |  | 52.1875 | [7 empty] | 49.125 | 1 | 51 | 51 | UL174 | Yes | Yes | Yes | No | Not Applicable | [5 empty] | 40304 | COM ELEC CF | 8979846
CEHD803653HCF | CEHD80-36 | Bradford White | 671632327201 | Active | [10 empty] | No | Not Applicable | Not Applicable | Commercial Water Heating | Water Heating.Electric | 5 | 1 |  |  |  | 238-51313-00 |  |  |  | 238-36612-00 | [6 empty] | Electric | Electric Resistance | 480 | 3 |  | Indoor |  | Floor Mounted |  | No | Not Applicable | 150 | Not Applicable |  |  |  | 1.5 | No | [7 empty] | 36 kW |  |  |  | 80 |  | 149 | On/Off | Not Applicable | [6 empty] | 335 | 35 | 30.5 | 70.875 | 348 | 994 | 26 | 61.25 |  |  |  |  | 65.5 |  |  | 7 |  |  |  |  | 52.1875 | [7 empty] | 49.125 | 1 | 51 | 51 | UL1453 | Yes | Yes | Yes | No | Not Applicable | [5 empty] | 40304 | COM ELEC CF | 8979846
CEHD803653LCF | CEHD80-36 | Bradford White | 671632328031 | Active | [10 empty] | No | Not Applicable | Not Applicable | Commercial Water Heating | Water Heating.Electric | 5 | 1 |  |  |  | 238-51313-00 |  |  |  | 238-36612-00 | [6 empty] | Electric | Electric Resistance | 208 | 3 |  | Indoor |  | Floor Mounted |  | No | Not Applicable | 150 | Not Applicable |  |  |  | 1.5 | No | [7 empty] | 36 kW |  |  |  | 80 |  | 149 | On/Off | Not Applicable | [6 empty] | 335 | 35 | 30.5 | 70.875 | 348 | 994 | 26 | 61.25 |  |  |  |  | 65.5 |  |  | 7 |  |  |  |  | 52.1875 | [7 empty] | 49.125 | 1 | 51 | 51 | UL1453 | Yes | Yes | Yes | No | Not Applicable | [5 empty] | 40304 | COM ELEC CF | 8979846
CEHD804531ECF | CEHD80-45 | Bradford White | 671632913282 | Active | [10 empty] | No | Not Applicable | Not Applicable | Commercial Water Heating | Water Heating.Electric | 3 | 1 |  |  |  | 238-51313-00 |  |  |  | 238-36612-00 | [6 empty] | Electric | Electric Resistance | 277 | 1 |  | Indoor |  | Floor Mounted |  | No | Not Applicable | 150 | Not Applicable |  |  |  | 1.5 | No | [7 empty] | 45 kW |  |  |  | 80 |  | 186 | On/Off | Not Applicable | [6 empty] | 335 | 35 | 30.5 | 70.875 | 348 | 994 | 26 | 61.25 |  |  |  |  | 65.5 |  |  | 7 |  |  |  |  | 52.1875 | [7 empty] | 49.125 | 1 | 51 | 51 | UL1453 | Yes | Yes | Yes | No | Not Applicable | [5 empty] | 40304 | COM ELEC CF | 8979846
CEHD804533CCF | CEHD80-45 | Bradford White | 671632877942 | Active | [10 empty] | No | Not Applicable | Not Applicable | Commercial Water Heating | Water Heating.Electric | 3 | 1 |  |  |  | 238-51313-00 |  |  |  | 238-36612-00 | [6 empty] | Electric | Electric Resistance | 240 | 3 |  | Indoor |  | Floor Mounted |  | No | Not Applicable | 150 | Not Applicable |  |  |  | 1.5 | No | [7 empty] | 45 kW |  |  |  | 80 |  | 186 | On/Off | Not Applicable | [6 empty] | 335 | 35 | 30.5 | 70.875 | 348 | 994 | 26 | 61.25 |  |  |  |  | 65.5 |  |  | 7 |  |  |  |  | 52.1875 | [7 empty] | 49.125 | 1 | 51 | 51 | UL1453 | Yes | Yes | Yes | No | Not Applicable | [5 empty] | 40304 | COM ELEC CF | 8979846
CEHD804533CCF-866 | CEHD80-45 | Bradford White | 671632898183 | Active | The ""-866"" indicates that these SKUs are designed and certified for Installation in Canada. | [9 empty] | No | Not Applicable | Not Applicable | Commercial Water Heating | Water Heating.Electric | 3 | 1 |  |  |  | 238-51313-00 |  |  |  | 238-36612-00 | [6 empty] | Electric | Electric Resistance | 240 | 3 |  | Indoor |  | Floor Mounted |  | No | Not Applicable | 150 | Not Applicable |  |  |  | 1.5 | No | [7 empty] | 45 kW |  |  |  | 80 |  | 186 | On/Off | Not Applicable | [6 empty] | 335 | 35 | 30.5 | 70.875 | 348 | 994 | 26 | 61.25 |  |  |  |  | 65.5 |  |  | 7 |  |  |  |  | 52.1875 | [7 empty] | 49.125 | 1 | 51 | 51 | UL174 | Yes | No | Yes | No | Not Applicable | 238-51917-00 |  |  |  |  | 40304 | COM ELEC CF
CEHD804533HCF | CEHD80-45 | Bradford White | 671632868735 | Active | [10 empty] | No | Not Applicable | Not Applicable | Commercial Water Heating | Water Heating.Electric | 3 | 1 |  |  |  | 238-51313-00 |  |  |  | 238-36612-00 | [6 empty] | Electric | Electric Resistance | 480 | 3 |  | Indoor |  | Floor Mounted |  | No | Not Applicable | 150 | Not Applicable |  |  |  | 1.5 | No | [7 empty] | 45 kW |  |  |  | 80 |  | 186 | On/Off | Not Applicable | [6 empty] | 335 | 35 | 30.5 | 70.875 | 348 | 994 | 26 | 61.25 |  |  |  |  | 65.5 |  |  | 7 |  |  |  |  | 52.1875 | [7 empty] | 49.125 | 1 | 51 | 51 | UL1453 | Yes | Yes | Yes | No | Not Applicable | [5 empty] | 40304 | COM ELEC CF | 8979846
CEHD804533HCF-866 | CEHD80-45 | Bradford White | 671632650026 | Active | The ""-866"" indicates that these SKUs are designed and certified for Installation in Canada. | [9 empty] | No | Not Applicable | Not Applicable | Commercial Water Heating | Water Heating.Electric | 3 | 1 |  |  |  | 238-51313-00 |  |  |  | 238-36612-00 | [6 empty] | Electric | Electric Resistance | 480 | 3 |  | Indoor |  | Floor Mounted |  | No | Not Applicable | 150 | Not Applicable |  |  |  | 1.5 | No | [7 empty] | 45 kW |  |  |  | 80 |  | 186 | On/Off | Not Applicable | [6 empty] | 335 | 35 | 30.5 | 70.875 | 348 | 994 | 26 | 61.25 |  |  |  |  | 65.5 |  |  | 7 |  |  |  |  | 52.1875 | [7 empty] | 49.125 | 1 | 51 | 51 | UL174 | Yes | No | Yes | No | Not Applicable | 238-51917-00 |  |  |  |  | 40304 | COM ELEC CF
CEHD804533JCF-866 | CEHD80-45 | Bradford White | 671632129263 | Active | The ""-866"" indicates that these SKUs are designed and certified for Installation in Canada. | [9 empty] | No | Not Applicable | Not Applicable | Commercial Water Heating | Water Heating.Electric | 3 | 1 |  |  |  | 238-51313-00 |  |  |  | 238-36612-00 | [6 empty] | Electric | Electric Resistance | 600 | 3 |  | Indoor |  | Floor Mounted |  | No | Not Applicable | 150 | Not Applicable |  |  |  | 1.5 | No | [7 empty] | 45 kW |  |  |  | 80 |  | 186 | On/Off | Not Applicable | [6 empty] | 378 | 35 | 30.5 | 70.875 | 393 | 1037 | 26 | 61.25 |  |  |  |  | 65.5 |  |  | 7 |  |  |  |  | 52.1875 | [7 empty] | 49.125 | 1 | 51 | 51 | UL174 | Yes | No | Yes | No | Not Applicable | 238-51917-00 |  |  |  |  | 40304 | COM ELEC CF
CEHD804533LCF | CEHD80-45 | Bradford White | 671632857548 | Active | [10 empty] | No | Not Applicable | Not Applicable | Commercial Water Heating | Water Heating.Electric | 3 | 1 |  |  |  | 238-51313-00 |  |  |  | 238-36612-00 | [6 empty] | Electric | Electric Resistance | 208 | 3 |  | Indoor |  | Floor Mounted |  | No | Not Applicable | 150 | Not Applicable |  |  |  | 1.5 | No | [7 empty] | 45 kW |  |  |  | 80 |  | 186 | On/Off | Not Applicable | [6 empty] | 335 | 35 | 30.5 | 70.875 | 348 | 994 | 26 | 61.25 |  |  |  |  | 65.5 |  |  | 7 |  |  |  |  | 52.1875 | [7 empty] | 49.125 | 1 | 51 | 51 | UL1453 | Yes | Yes | Yes | No | Not Applicable | [5 empty] | 40304 | COM ELEC CF | 8979846
CEHD804533LCF-866 | CEHD80-45 | Bradford White | 671632999330 | Active | The ""-866"" indicates that these SKUs are designed and certified for Installation in Canada. | [9 empty] | No | Not Applicable | Not Applicable | Commercial Water Heating | Water Heating.Electric | 3 | 1 |  |  |  | 238-51313-00 |  |  |  | 238-36612-00 | [6 empty] | Electric | Electric Resistance | 208 | 3 |  | Indoor |  | Floor Mounted |  | No | Not Applicable | 150 | Not Applicable |  |  |  | 1.5 | No | [7 empty] | 45 kW |  |  |  | 80 |  | 186 | On/Off | Not Applicable | [6 empty] | 335 | 35 | 30.5 | 70.875 | 348 | 994 | 26 | 61.25 |  |  |  |  | 65.5 |  |  | 7 |  |  |  |  | 52.1875 | [7 empty] | 49.125 | 1 | 51 | 51 | UL174 | Yes | No | Yes | No | Not Applicable | 238-51917-00 |  |  |  |  | 40304 | COM ELEC CF
CEHD804553CCF | CEHD80-45 | Bradford White | 671632680450 | Active | [10 empty] | No | Not Applicable | Not Applicable | Commercial Water Heating | Water Heating.Electric | 5 | 1 |  |  |  | 238-51313-00 |  |  |  | 238-36612-00 | [6 empty] | Electric | Electric Resistance | 240 | 3 |  | Indoor |  | Floor Mounted |  | No | Not Applicable | 150 | Not Applicable |  |  |  | 1.5 | No | [7 empty] | 45 kW |  |  |  | 80 |  | 186 | On/Off | Not Applicable | [6 empty] | 335 | 35 | 30.5 | 70.875 | 348 | 994 | 26 | 61.25 |  |  |  |  | 65.5 |  |  | 7 |  |  |  |  | 52.1875 | [7 empty] | 49.125 | 1 | 51 | 51 | UL174 | Yes | Yes | Yes | No | Not Applicable | [5 empty] | 40304 | COM ELEC CF | 8979846
CEHD804553HCF | CEHD80-45 | Bradford White | 671632647590 | Active | [10 empty] | No | Not Applicable | Not Applicable | Commercial Water Heating | Water Heating.Electric | 5 | 1 |  |  |  | 238-51313-00 |  |  |  | 238-36612-00 | [6 empty] | Electric | Electric Resistance | 480 | 3 |  | Indoor |  | Floor Mounted |  | No | Not Applicable | 150 | Not Applicable |  |  |  | 1.5 | No | [7 empty] | 45 kW |  |  |  | 80 |  | 186 | On/Off | Not Applicable | [6 empty] | 335 | 35 | 30.5 | 70.875 | 348 | 994 | 26 | 61.25 |  |  |  |  | 65.5 |  |  | 7 |  |  |  |  | 52.1875 | [7 empty] | 49.125 | 1 | 51 | 51 | UL174 | Yes | Yes | Yes | No | Not Applicable | [5 empty] | 40304 | COM ELEC CF | 8979846
CEHD804553LCF | CEHD80-45 | Bradford White | 671632534845 | Active | [10 empty] | No | Not Applicable | Not Applicable | Commercial Water Heating | Water Heating.Electric | 5 | 1 |  |  |  | 238-51313-00 |  |  |  | 238-36612-00 | [6 empty] | Electric | Electric Resistance | 208 | 3 |  | Indoor |  | Floor Mounted |  | No | Not Applicable | 150 | Not Applicable |  |  |  | 1.5 | No | [7 empty] | 45 kW |  |  |  | 80 |  | 186 | On/Off | Not Applicable | [6 empty] | 335 | 35 | 30.5 | 70.875 | 348 | 994 | 26 | 61.25 |  |  |  |  | 65.5 |  |  | 7 |  |  |  |  | 52.1875 | [7 empty] | 49.125 | 1 | 51 | 51 | UL1453 | Yes | Yes | Yes | No | Not Applicable | [5 empty] | 40304 | COM ELEC CF | 8979846
CEHD805433CCF | CEHD80-54 | Bradford White | 671632853939 | Active | [10 empty] | No | Not Applicable | Not Applicable | Commercial Water Heating | Water Heating.Electric | 3 | 1 |  |  |  | 238-51313-00 |  |  |  | 238-36612-00 | [6 empty] | Electric | Electric Resistance | 240 | 3 |  | Indoor |  | Floor Mounted |  | No | Not Applicable | 150 | Not Applicable |  |  |  | 1.5 | No | [7 empty] | 54 kW |  |  |  | 80 |  | 223 | On/Off | Not Applicable | [6 empty] | 335 | 35 | 30.5 | 70.875 | 348 | 994 | 26 | 61.25 |  |  |  |  | 65.5 |  |  | 7 |  |  |  |  | 52.1875 | [7 empty] | 49.125 | 1 | 51 | 51 | UL1453 | Yes | Yes | Yes | No | Not Applicable | [5 empty] | 40304 | COM ELEC CF | 8979846
CEHD805433CCF-866 | CEHD80-54 | Bradford White | 671632898190 | Active | The ""-866"" indicates that these SKUs are designed and certified for Installation in Canada. | [9 empty] | No | Not Applicable | Not Applicable | Commercial Water Heating | Water Heating.Electric | 3 | 1 |  |  |  | 238-51313-00 |  |  |  | 238-36612-00 | [6 empty] | Electric | Electric Resistance | 240 | 3 |  | Indoor |  | Floor Mounted |  | No | Not Applicable | 150 | Not Applicable |  |  |  | 1.5 | No | [7 empty] | 54 kW |  |  |  | 80 |  | 223 | On/Off | Not Applicable | [6 empty] | 335 | 35 | 30.5 | 70.875 | 348 | 994 | 26 | 61.25 |  |  |  |  | 65.5 |  |  | 7 |  |  |  |  | 52.1875 | [7 empty] | 49.125 | 1 | 51 | 51 | UL174 | Yes | No | Yes | No | Not Applicable | 238-51917-00 |  |  |  |  | 40304 | COM ELEC CF
CEHD805433FCF | CEHD80-54 | Bradford White | 671632864768 | Active | [10 empty] | No | Not Applicable | Not Applicable | Commercial Water Heating | Water Heating.Electric | 3 | 1 |  |  |  | 238-51313-00 |  |  |  | 238-36612-00 | [6 empty] | Electric | Electric Resistance | 380 | 3 |  | Indoor |  | Floor Mounted |  | No | Not Applicable | 150 | Not Applicable |  |  |  | 1.5 | No | [7 empty] | 54 kW |  |  |  | 80 |  | 223 | On/Off | Not Applicable | [6 empty] | 335 | 35 | 30.5 | 70.875 | 348 | 994 | 26 | 61.25 |  |  |  |  | 65.5 |  |  | 7 |  |  |  |  | 52.1875 | [7 empty] | 49.125 | 1 | 51 | 51 | UL1453 | Yes | Yes | Yes | No | Not Applicable | [5 empty] | 40304 | COM ELEC CF | 8979846
CEHD805433GCF | CEHD80-54 | Bradford White | 671632323265 | Active | [10 empty] | No | Not Applicable | Not Applicable | Commercial Water Heating | Water Heating.Electric | 3 | 1 |  |  |  | 238-51313-00 |  |  |  | 238-36612-00 | [6 empty] | Electric | Electric Resistance | 415 | 3 |  | Indoor |  | Floor Mounted |  | No | Not Applicable | 150 | Not Applicable |  |  |  | 1.5 | No | [7 empty] | 54 kW |  |  |  | 80 |  | 223 | On/Off | Not Applicable | [6 empty] | 335 | 35 | 30.5 | 70.875 | 348 | 994 | 26 | 61.25 |  |  |  |  | 65.5 |  |  | 7 |  |  |  |  | 52.1875 | [7 empty] | 49.125 | 1 | 51 | 51 | UL1453 | Yes | Yes | Yes | No | Not Applicable | [5 empty] | 40304 | COM ELEC CF | 8979846
CEHD805433HCF | CEHD80-54 | Bradford White | 671632824175 | Active | [10 empty] | No | Not Applicable | Not Applicable | Commercial Water Heating | Water Heating.Electric | 3 | 1 |  |  |  | 238-51313-00 |  |  |  | 238-36612-00 | [6 empty] | Electric | Electric Resistance | 480 | 3 |  | Indoor |  | Floor Mounted |  | No | Not Applicable | 150 | Not Applicable |  |  |  | 1.5 | No | [7 empty] | 54 kW |  |  |  | 80 |  | 223 | On/Off | Not Applicable | [6 empty] | 335 | 35 | 30.5 | 70.875 | 348 | 994 | 26 | 61.25 |  |  |  |  | 65.5 |  |  | 7 |  |  |  |  | 52.1875 | [7 empty] | 49.125 | 1 | 51 | 51 | UL1453 | Yes | Yes | Yes | No | Not Applicable | [5 empty] | 40304 | COM ELEC CF | 8979846
CEHD805433HCF-866 | CEHD80-54 | Bradford White | 671632890859 | Active | The ""-866"" indicates that these SKUs are designed and certified for Installation in Canada. | [9 empty] | No | Not Applicable | Not Applicable | Commercial Water Heating | Water Heating.Electric | 3 | 1 |  |  |  | 238-51313-00 |  |  |  | 238-36612-00 | [6 empty] | Electric | Electric Resistance | 480 | 3 |  | Indoor |  | Floor Mounted |  | No | Not Applicable | 150 | Not Applicable |  |  |  | 1.5 | No | [7 empty] | 54 kW |  |  |  | 80 |  | 223 | On/Off | Not Applicable | [6 empty] | 335 | 35 | 30.5 | 70.875 | 348 | 994 | 26 | 61.25 |  |  |  |  | 65.5 |  |  | 7 |  |  |  |  | 52.1875 | [7 empty] | 49.125 | 1 | 51 | 51 | UL174 | Yes | No | Yes | No | Not Applicable | 238-51917-00 |  |  |  |  | 40304 | COM ELEC CF
CEHD805433JCF-866 | CEHD80-54 | Bradford White | 671632324064 | Active | The ""-866"" indicates that these SKUs are designed and certified for Installation in Canada. | [9 empty] | No | Not Applicable | Not Applicable | Commercial Water Heating | Water Heating.Electric | 3 | 1 |  |  |  | 238-51313-00 |  |  |  | 238-36612-00 | [6 empty] | Electric | Electric Resistance | 600 | 3 |  | Indoor |  | Floor Mounted |  | No | Not Applicable | 150 | Not Applicable |  |  |  | 1.5 | No | [7 empty] | 54 kW |  |  |  | 80 |  | 223 | On/Off | Not Applicable | [6 empty] | 335 | 35 | 30.5 | 70.875 | 348 | 994 | 26 | 61.25 |  |  |  |  | 65.5 |  |  | 7 |  |  |  |  | 52.1875 | [7 empty] | 49.125 | 1 | 51 | 51 | UL174 | Yes | No | Yes | No | Not Applicable | 238-51917-00 |  |  |  |  | 40304 | COM ELEC CF
CEHD805433LCF | CEHD80-54 | Bradford White | 671632854455 | Active | [10 empty] | No | Not Applicable | Not Applicable | Commercial Water Heating | Water Heating.Electric | 3 | 1 |  |  |  | 238-51313-00 |  |  |  | 238-36612-00 | [6 empty] | Electric | Electric Resistance | 208 | 3 |  | Indoor |  | Floor Mounted |  | No | Not Applicable | 150 | Not Applicable |  |  |  | 1.5 | No | [7 empty] | 54 kW |  |  |  | 80 |  | 223 | On/Off | Not Applicable | [6 empty] | 335 | 35 | 30.5 | 70.875 | 348 | 994 | 26 | 61.25 |  |  |  |  | 65.5 |  |  | 7 |  |  |  |  | 52.1875 | [7 empty] | 49.125 | 1 | 51 | 51 | UL1453 | Yes | Yes | Yes | No | Not Applicable | [5 empty] | 40304 | COM ELEC CF | 8979846
CEHD805433LCF-866 | CEHD80-54 | Bradford White | 671632651986 | Active | The ""-866"" indicates that these SKUs are designed and certified for Installation in Canada. | [9 empty] | No | Not Applicable | Not Applicable | Commercial Water Heating | Water Heating.Electric | 3 | 1 |  |  |  | 238-51313-00 |  |  |  | 238-36612-00 | [6 empty] | Electric | Electric Resistance | 208 | 3 |  | Indoor |  | Floor Mounted |  | No | Not Applicable | 150 | Not Applicable |  |  |  | 1.5 | No | [7 empty] | 54 kW |  |  |  | 80 |  | 223 | On/Off | Not Applicable | [6 empty] | 335 | 35 | 30.5 | 70.875 | 348 | 994 | 26 | 61.25 |  |  |  |  | 65.5 |  |  | 7 |  |  |  |  | 52.1875 | [7 empty] | 49.125 | 1 | 51 | 51 | UL174 | Yes | No | Yes | No | Not Applicable | 238-51917-00 |  |  |  |  | 40304 | COM ELEC CF
CEHD80633CCF-866 | CEHD80-6 | Bradford White | 671632898107 | Active | The ""-866"" indicates that these SKUs are designed and certified for Installation in Canada. | [9 empty] | No | Not Applicable | Not Applicable | Commercial Water Heating | Water Heating.Electric | 3 | 1 |  |  |  | 238-51313-00 |  |  |  | 238-36612-00 | [6 empty] | Electric | Electric Resistance | 240 | 3 |  | Indoor |  | Floor Mounted |  | No | Not Applicable | 150 | Not Applicable |  |  |  | 1.5 | No | [7 empty] | 6 kW |  |  |  | 80 |  | 25 | On/Off | Not Applicable | [6 empty] | 335 | 35 | 30.5 | 70.875 | 348 | 994 | 26 | 61.25 |  |  |  |  | 65.5 |  |  | 7 |  |  |  |  | 52.1875 | [7 empty] | 49.125 | 1 | 51 | 51 | UL174 | Yes | No | Yes | No | Not Applicable | 238-51917-00 |  |  |  |  | 40304 | COM ELEC CF
CEHD80633HCF-866 | CEHD80-6 | Bradford White | 671632648641 | Active | The ""-866"" indicates that these SKUs are designed and certified for Installation in Canada. | [9 empty] | No | Not Applicable | Not Applicable | Commercial Water Heating | Water Heating.Electric | 3 | 1 |  |  |  | 238-51313-00 |  |  |  | 238-36612-00 | [6 empty] | Electric | Electric Resistance | 480 | 3 |  | Indoor |  | Floor Mounted |  | No | Not Applicable | 150 | Not Applicable |  |  |  | 1.5 | No | [7 empty] | 6 kW |  |  |  | 80 |  | 25 | On/Off | Not Applicable | [6 empty] | 335 | 35 | 30.5 | 70.875 | 348 | 994 | 26 | 61.25 |  |  |  |  | 65.5 |  |  | 7 |  |  |  |  | 52.1875 | [7 empty] | 49.125 | 1 | 51 | 51 | UL174 | Yes | No | Yes | No | Not Applicable | 238-51917-00 |  |  |  |  | 40304 | COM ELEC CF
CEHD80633JCF-866 | CEHD80-6 | Bradford White | 671632892419 | Active | The ""-866"" indicates that these SKUs are designed and certified for Installation in Canada. | [9 empty] | No | Not Applicable | Not Applicable | Commercial Water Heating | Water Heating.Electric | 3 | 1 |  |  |  | 238-51313-00 |  |  |  | 238-36612-00 | [6 empty] | Electric | Electric Resistance | 600 | 3 |  | Indoor |  | Floor Mounted |  | No | Not Applicable | 150 | Not Applicable |  |  |  | 1.5 | No | [7 empty] | 6 kW |  |  |  | 80 |  | 25 | On/Off | Not Applicable | [6 empty] | 335 | 35 | 30.5 | 70.875 | 348 | 994 | 26 | 61.25 |  |  |  |  | 65.5 |  |  | 7 |  |  |  |  | 52.1875 | [7 empty] | 49.125 | 1 | 51 | 51 | UL174 | Yes | No | Yes | No | Not Applicable | 238-51917-00 |  |  |  |  | 40304 | COM ELEC CF
CEHD80633LCF-866 | CEHD80-6 | Bradford White | 671632892532 | Active | The ""-866"" indicates that these SKUs are designed and certified for Installation in Canada. | [9 empty] | No | Not Applicable | Not Applicable | Commercial Water Heating | Water Heating.Electric | 3 | 1 |  |  |  | 238-51313-00 |  |  |  | 238-36612-00 | [6 empty] | Electric | Electric Resistance | 208 | 3 |  | Indoor |  | Floor Mounted |  | No | Not Applicable | 150 | Not Applicable |  |  |  | 1.5 | No | [7 empty] | 6 kW |  |  |  | 80 |  | 25 | On/Off | Not Applicable | [6 empty] | 335 | 35 | 30.5 | 70.875 | 348 | 994 | 26 | 61.25 |  |  |  |  | 65.5 |  |  | 7 |  |  |  |  | 52.1875 | [7 empty] | 49.125 | 1 | 51 | 51 | UL174 | Yes | No | Yes | No | Not Applicable | 238-51917-00 |  |  |  |  | 40304 | COM ELEC CF
CEHD80933CCF-866 | CEHD80-9 | Bradford White | 671632898114 | Active | The ""-866"" indicates that these SKUs are designed and certified for Installation in Canada. | [9 empty] | No | Not Applicable | Not Applicable | Commercial Water Heating | Water Heating.Electric | 3 | 1 |  |  |  | 238-51313-00 |  |  |  | 238-36612-00 | [6 empty] | Electric | Electric Resistance | 240 | 3 |  | Indoor |  | Floor Mounted |  | No | Not Applicable | 150 | Not Applicable |  |  |  | 1.5 | No | [7 empty] | 9 kW |  |  |  | 80 |  | 37 | On/Off | Not Applicable | [6 empty] | 335 | 35 | 30.5 | 70.875 | 348 | 994 | 26 | 61.25 |  |  |  |  | 65.5 |  |  | 7 |  |  |  |  | 52.1875 | [7 empty] | 49.125 | 1 | 51 | 51 | UL174 | Yes | No | Yes | No | Not Applicable | 238-51917-00 |  |  |  |  | 40304 | COM ELEC CF
CEHD80933JCF-866 | CEHD80-9 | Bradford White | 671632892549 | Active | The ""-866"" indicates that these SKUs are designed and certified for Installation in Canada. | [9 empty] | No | Not Applicable | Not Applicable | Commercial Water Heating | Water Heating.Electric | 3 | 1 |  |  |  | 238-51313-00 |  |  |  | 238-36612-00 | [6 empty] | Electric | Electric Resistance | 600 | 3 |  | Indoor |  | Floor Mounted |  | No | Not Applicable | 150 | Not Applicable |  |  |  | 1.5 | No | [7 empty] | 9 kW |  |  |  | 80 |  | 37 | On/Off | Not Applicable | [6 empty] | 335 | 35 | 30.5 | 70.875 | 348 | 994 | 26 | 61.25 |  |  |  |  | 65.5 |  |  | 7 |  |  |  |  | 52.1875 | [7 empty] | 49.125 | 1 | 51 | 51 | UL174 | Yes | No | Yes | No | Not Applicable | 238-51917-00 |  |  |  |  | 40304 | COM ELEC CF
CEHD80933LCF-866 | CEHD80-9 | Bradford White | 671632900282 | Active | The ""-866"" indicates that these SKUs are designed and certified for Installation in Canada. | [9 empty] | No | Not Applicable | Not Applicable | Commercial Water Heating | Water Heating.Electric | 3 | 1 |  |  |  | 238-51313-00 |  |  |  | 238-36612-00 | [6 empty] | Electric | Electric Resistance | 208 | 3 |  | Indoor |  | Floor Mounted |  | No | Not Applicable | 150 | Not Applicable |  |  |  | 1.5 | No | [7 empty] | 9 kW |  |  |  | 80 |  | 37 | On/Off | Not Applicable | [6 empty] | 335 | 35 | 30.5 | 70.875 | 348 | 994 | 26 | 61.25 |  |  |  |  | 65.5 |  |  | 7 |  |  |  |  | 52.1875 | [7 empty] | 49.125 | 1 | 51 | 51 | UL174 | Yes | No | Yes | No | Not Applicable | 238-51917-00 |  |  |  |  | 40304 | COM ELEC CF
CEHD80A1233JCF-866 | CEHD80-12 | Bradford White | 671632127986 | Active | The ""-866"" indicates that these SKUs are designed and certified for Installation in Canada. | [9 empty] | No | Not Applicable | Not Applicable | Commercial Water Heating | Water Heating.Electric | 3 | 1 |  |  |  | 238-51313-00 |  |  |  | 238-36612-00 | [6 empty] | Electric | Electric Resistance | 600 | 3 |  | Indoor |  | Floor Mounted |  | Yes | HLW | 150 | Not Applicable |  |  |  | 1.5 | No | [7 empty] | 12 kW |  |  |  | 80 |  | 50 | On/Off | Not Applicable | [6 empty] | 378 | 35 | 30.5 | 70.875 | 393 | 1037 | 26 | 61.25 |  |  |  |  | 65.5 |  |  | 7 |  |  |  |  | 52.1875 | [7 empty] | 49.125 | 1 | 51 | 51 | UL174 | Yes | No | Yes | No | Not Applicable | 238-51917-00 |  |  |  |  | 40304 | COM ELEC CF
CEHD80A13531ECF | CEHD80-135 | Bradford White | 671632552788 | Active | [10 empty] | No | Not Applicable | Not Applicable | Commercial Water Heating | Water Heating.Electric | 3 | 1 |  |  |  | 238-51313-00 |  |  |  | 238-36612-00 | [6 empty] | Electric | Electric Resistance | 277 | 1 |  | Indoor |  | Floor Mounted |  | Yes | HLW | 150 | Not Applicable |  |  |  | 1.5 | No | [7 empty] | 13.5 kW |  |  |  | 80 |  | 56 | On/Off | Not Applicable | [6 empty] | 378 | 35 | 30.5 | 70.875 | 393 | 1037 | 26 | 61.25 |  |  |  |  | 65.5 |  |  | 7 |  |  |  |  | 52.1875 | [7 empty] | 49.125 | 1 | 51 | 51 | UL1453 | Yes | Yes | Yes | No | Not Applicable | [5 empty] | 40304 | COM ELEC CF | 8979846
CEHD80A13533FCF-866 | CEHD80-135 | Bradford White | 671632574032 | Active | The ""-866"" indicates that these SKUs are designed and certified for Installation in Canada. | [9 empty] | No | Not Applicable | Not Applicable | Commercial Water Heating | Water Heating.Electric | 3 | 1 |  |  |  | 238-51313-00 |  |  |  | 238-36612-00 | [6 empty] | Electric | Electric Resistance | 380 | 3 |  | Indoor |  | Floor Mounted |  | Yes | HLW | 150 | Not Applicable |  |  |  | 1.5 | No | [7 empty] | 13.5 kW |  |  |  | 80 |  | 56 | On/Off | Not Applicable | [6 empty] | 378 | 35 | 30.5 | 70.875 | 393 | 1037 | 26 | 61.25 |  |  |  |  | 65.5 |  |  | 7 |  |  |  |  | 52.1875 | [7 empty] | 49.125 | 1 | 51 | 51 | UL174 | Yes | No | Yes | No | Not Applicable | 238-51917-00 |  |  |  |  | 40304 | COM ELEC CF
CEHD80A13533HCF | CEHD80-135 | Bradford White | 671632896196 | Active | [10 empty] | No | Not Applicable | Not Applicable | Commercial Water Heating | Water Heating.Electric | 3 | 1 |  |  |  | 238-51313-00 |  |  |  | 238-36612-00 | [6 empty] | Electric | Electric Resistance | 480 | 3 |  | Indoor |  | Floor Mounted |  | Yes | HLW | 150 | Not Applicable |  |  |  | 1.5 | No | [7 empty] | 13.5 kW |  |  |  | 80 |  | 56 | On/Off | Not Applicable | [6 empty] | 378 | 35 | 30.5 | 70.875 | 393 | 1037 | 26 | 61.25 |  |  |  |  | 65.5 |  |  | 7 |  |  |  |  | 52.1875 | [7 empty] | 49.125 | 1 | 51 | 51 | UL1453 | Yes | Yes | Yes | No | Not Applicable | [5 empty] | 40304 | COM ELEC CF | 8979846
CEHD80A13533LCF | CEHD80-135 | Bradford White | 671632912605 | Active | [10 empty] | No | Not Applicable | Not Applicable | Commercial Water Heating | Water Heating.Electric | 3 | 1 |  |  |  | 238-51313-00 |  |  |  | 238-36612-00 | [6 empty] | Electric | Electric Resistance | 208 | 3 |  | Indoor |  | Floor Mounted |  | Yes | HLW | 150 | Not Applicable |  |  |  | 1.5 | No | [7 empty] | 13.5 kW |  |  |  | 80 |  | 56 | On/Off | Not Applicable | [6 empty] | 378 | 35 | 30.5 | 70.875 | 393 | 1037 | 26 | 61.25 |  |  |  |  | 65.5 |  |  | 7 |  |  |  |  | 52.1875 | [7 empty] | 49.125 | 1 | 51 | 51 | UL1453 | Yes | Yes | Yes | No | Not Applicable | [5 empty] | 40304 | COM ELEC CF | 8979846
CEHD80A13553CCF | CEHD80-135 | Bradford White | 671632653683 | Active | [10 empty] | No | Not Applicable | Not Applicable | Commercial Water Heating | Water Heating.Electric | 5 | 1 |  |  |  | 238-51313-00 |  |  |  | 238-36612-00 | [6 empty] | Electric | Electric Resistance | 240 | 3 |  | Indoor |  | Floor Mounted |  | Yes | HLW | 150 | Not Applicable |  |  |  | 1.5 | No | [7 empty] | 13.5 kW |  |  |  | 80 |  | 56 | On/Off | Not Applicable | [6 empty] | 378 | 35 | 30.5 | 70.875 | 393 | 1037 | 26 | 61.25 |  |  |  |  | 65.5 |  |  | 7 |  |  |  |  | 52.1875 | [7 empty] | 49.125 | 1 | 51 | 51 | UL174 | Yes | Yes | Yes | No | Not Applicable | [5 empty] | 40304 | COM ELEC CF | 8979846
CEHD80A13553HCF | CEHD80-135 | Bradford White | 671632649730 | Active | [10 empty] | No | Not Applicable | Not Applicable | Commercial Water Heating | Water Heating.Electric | 5 | 1 |  |  |  | 238-51313-00 |  |  |  | 238-36612-00 | [6 empty] | Electric | Electric Resistance | 480 | 3 |  | Indoor |  | Floor Mounted |  | Yes | HLW | 150 | Not Applicable |  |  |  | 1.5 | No | [7 empty] | 13.5 kW |  |  |  | 80 |  | 56 | On/Off | Not Applicable | [6 empty] | 378 | 35 | 30.5 | 70.875 | 393 | 1037 | 26 | 61.25 |  |  |  |  | 65.5 |  |  | 7 |  |  |  |  | 52.1875 | [7 empty] | 49.125 | 1 | 51 | 51 | UL174 | Yes | Yes | Yes | No | Not Applicable | [5 empty] | 40304 | COM ELEC CF | 8979846
CEHD80A13553LCF | CEHD80-135 | Bradford White | 671632570317 | Active | [10 empty] | No | Not Applicable | Not Applicable | Commercial Water Heating | Water Heating.Electric | 5 | 1 |  |  |  | 238-51313-00 |  |  |  | 238-36612-00 | [6 empty] | Electric | Electric Resistance | 208 | 3 |  | Indoor |  | Floor Mounted |  | Yes | HLW | 150 | Not Applicable |  |  |  | 1.5 | No | [7 empty] | 13.5 kW |  |  |  | 80 |  | 56 | On/Off | Not Applicable | [6 empty] | 378 | 35 | 30.5 | 70.875 | 393 | 1037 | 26 | 61.25 |  |  |  |  | 65.5 |  |  | 7 |  |  |  |  | 52.1875 | [7 empty] | 49.125 | 1 | 51 | 51 | UL174 | Yes | Yes | Yes | No | Not Applicable | [5 empty] | 40304 | COM ELEC CF | 8979846
CEHD80A1533CCF | CEHD80-15 | Bradford White | 671632867073 | Active | [10 empty] | No | Not Applicable | Not Applicable | Commercial Water Heating | Water Heating.Electric | 3 | 1 |  |  |  | 238-51313-00 |  |  |  | 238-36612-00 | [6 empty] | Electric | Electric Resistance | 240 | 3 |  | Indoor |  | Floor Mounted |  | Yes | HLW | 150 | Not Applicable |  |  |  | 1.5 | No | [7 empty] | 15 kW |  |  |  | 80 |  | 62 | On/Off | Not Applicable | [6 empty] | 378 | 35 | 30.5 | 70.875 | 393 | 1037 | 26 | 61.25 |  |  |  |  | 65.5 |  |  | 7 |  |  |  |  | 52.1875 | [7 empty] | 49.125 | 1 | 51 | 51 | UL1453 | Yes | Yes | Yes | No | Not Applicable | [5 empty] | 40304 | COM ELEC CF | 8979846
CEHD80A1533CCF-866 | CEHD80-15 | Bradford White | 671632895359 | Active | The ""-866"" indicates that these SKUs are designed and certified for Installation in Canada. | [9 empty] | No | Not Applicable | Not Applicable | Commercial Water Heating | Water Heating.Electric | 3 | 1 |  |  |  | 238-51313-00 |  |  |  | 238-36612-00 | [6 empty] | Electric | Electric Resistance | 240 | 3 |  | Indoor |  | Floor Mounted |  | Yes | HLW | 150 | Not Applicable |  |  |  | 1.5 | No | [7 empty] | 15 kW |  |  |  | 80 |  | 62 | On/Off | Not Applicable | [6 empty] | 378 | 35 | 30.5 | 70.875 | 393 | 1037 | 26 | 61.25 |  |  |  |  | 65.5 |  |  | 7 |  |  |  |  | 52.1875 | [7 empty] | 49.125 | 1 | 51 | 51 | UL174 | Yes | No | Yes | No | Not Applicable | 238-51917-00 |  |  |  |  | 40304 | COM ELEC CF
CEHD80A1533HCF | CEHD80-15 | Bradford White | 671632875191 | Active | [10 empty] | No | Not Applicable | Not Applicable | Commercial Water Heating | Water Heating.Electric | 3 | 1 |  |  |  | 238-51313-00 |  |  |  | 238-36612-00 | [6 empty] | Electric | Electric Resistance | 480 | 3 |  | Indoor |  | Floor Mounted |  | Yes | HLW | 150 | Not Applicable |  |  |  | 1.5 | No | [7 empty] | 15 kW |  |  |  | 80 |  | 62 | On/Off | Not Applicable | [6 empty] | 378 | 35 | 30.5 | 70.875 | 393 | 1037 | 26 | 61.25 |  |  |  |  | 65.5 |  |  | 7 |  |  |  |  | 52.1875 | [7 empty] | 49.125 | 1 | 51 | 51 | UL1453 | Yes | Yes | Yes | No | Not Applicable | [5 empty] | 40304 | COM ELEC CF | 8979846
CEHD80A1533LCF | CEHD80-15 | Bradford White | 671632858897 | Active | [10 empty] | No | Not Applicable | Not Applicable | Commercial Water Heating | Water Heating.Electric | 3 | 1 |  |  |  | 238-51313-00 |  |  |  | 238-36612-00 | [6 empty] | Electric | Electric Resistance | 208 | 3 |  | Indoor |  | Floor Mounted |  | Yes | HLW | 150 | Not Applicable |  |  |  | 1.5 | No | [7 empty] | 15 kW |  |  |  | 80 |  | 62 | On/Off | Not Applicable | [6 empty] | 378 | 35 | 30.5 | 70.875 | 393 | 1037 | 26 | 61.25 |  |  |  |  | 65.5 |  |  | 7 |  |  |  |  | 52.1875 | [7 empty] | 49.125 | 1 | 51 | 51 | UL1453 | Yes | Yes | Yes | No | Not Applicable | [5 empty] | 40304 | COM ELEC CF | 8979846
CEHD80A1533LCF-866 | CEHD80-15 | Bradford White | 671632623013 | Active | The ""-866"" indicates that these SKUs are designed and certified for Installation in Canada. | [9 empty] | No | Not Applicable | Not Applicable | Commercial Water Heating | Water Heating.Electric | 3 | 1 |  |  |  | 238-51313-00 |  |  |  | 238-36612-00 | [6 empty] | Electric | Electric Resistance | 208 | 3 |  | Indoor |  | Floor Mounted |  | Yes | HLW | 150 | Not Applicable |  |  |  | 1.5 | No | [7 empty] | 15 kW |  |  |  | 80 |  | 62 | On/Off | Not Applicable | [6 empty] | 378 | 35 | 30.5 | 70.875 | 393 | 1037 | 26 | 61.25 |  |  |  |  | 65.5 |  |  | 7 |  |  |  |  | 52.1875 | [7 empty] | 49.125 | 1 | 51 | 51 | UL174 | Yes | No | Yes | No | Not Applicable | 238-51917-00 |  |  |  |  | 40304 | COM ELEC CF
CEHD80A1553HCF | CEHD80-15 | Bradford White | 671632568635 | Active | [10 empty] | No | Not Applicable | Not Applicable | Commercial Water Heating | Water Heating.Electric | 5 | 1 |  |  |  | 238-51313-00 |  |  |  | 238-36612-00 | [6 empty] | Electric | Electric Resistance | 480 | 3 |  | Indoor |  | Floor Mounted |  | Yes | HLW | 150 | Not Applicable |  |  |  | 1.5 | No | [7 empty] | 15 kW |  |  |  | 80 |  | 62 | On/Off | Not Applicable | [6 empty] | 378 | 35 | 30.5 | 70.875 | 393 | 1037 | 26 | 61.25 |  |  |  |  | 65.5 |  |  | 7 |  |  |  |  | 52.1875 | [7 empty] | 49.125 | 1 | 51 | 51 | UL174 | Yes | Yes | Yes | No | Not Applicable | [5 empty] | 40304 | COM ELEC CF | 8979846
CEHD80A1553LCF | CEHD80-15 | Bradford White | 671632571369 | Active | [10 empty] | No | Not Applicable | Not Applicable | Commercial Water Heating | Water Heating.Electric | 5 | 1 |  |  |  | 238-51313-00 |  |  |  | 238-36612-00 | [6 empty] | Electric | Electric Resistance | 208 | 3 |  | Indoor |  | Floor Mounted |  | Yes | HLW | 150 | Not Applicable |  |  |  | 1.5 | No | [7 empty] | 15 kW |  |  |  | 80 |  | 62 | On/Off | Not Applicable | [6 empty] | 378 | 35 | 30.5 | 70.875 | 393 | 1037 | 26 | 61.25 |  |  |  |  | 65.5 |  |  | 7 |  |  |  |  | 52.1875 | [7 empty] | 49.125 | 1 | 51 | 51 | UL174 | Yes | Yes | Yes | No | Not Applicable | [5 empty] | 40304 | COM ELEC CF | 8979846
CEHD80A1833CCF | CEHD80-18 | Bradford White | 671632899975 | Active | [10 empty] | No | Not Applicable | Not Applicable | Commercial Water Heating | Water Heating.Electric | 3 | 1 |  |  |  | 238-51313-00 |  |  |  | 238-36612-00 | [6 empty] | Electric | Electric Resistance | 240 | 3 |  | Indoor |  | Floor Mounted |  | Yes | HLW | 150 | Not Applicable |  |  |  | 1.5 | No | [7 empty] | 18 kW |  |  |  | 80 |  | 74 | On/Off | Not Applicable | [6 empty] | 378 | 35 | 30.5 | 70.875 | 393 | 1037 | 26 | 61.25 |  |  |  |  | 65.5 |  |  | 7 |  |  |  |  | 52.1875 | [7 empty] | 49.125 | 1 | 51 | 51 | UL1453 | Yes | Yes | Yes | No | Not Applicable | [5 empty] | 40304 | COM ELEC CF | 8979846
CEHD80A1833CCF-866 | CEHD80-18 | Bradford White | 671632128396 | Active | The ""-866"" indicates that these SKUs are designed and certified for Installation in Canada. | [9 empty] | No | Not Applicable | Not Applicable | Commercial Water Heating | Water Heating.Electric | 3 | 1 |  |  |  | 238-51313-00 |  |  |  | 238-36612-00 | [6 empty] | Electric | Electric Resistance | 240 | 3 |  | Indoor |  | Floor Mounted |  | Yes | HLW | 150 | Not Applicable |  |  |  | 1.5 | No | [7 empty] | 18 kW |  |  |  | 80 |  | 74 | On/Off | Not Applicable | [6 empty] | 378 | 35 | 30.5 | 70.875 | 393 | 1037 | 26 | 61.25 |  |  |  |  | 65.5 |  |  | 7 |  |  |  |  | 52.1875 | [7 empty] | 49.125 | 1 | 51 | 51 | UL174 | Yes | No | Yes | No | Not Applicable | 238-51917-00 |  |  |  |  | 40304 | COM ELEC CF
CEHD80A1833GCF | CEHD80-18 | Bradford White | 671632879267 | Active | [10 empty] | No | Not Applicable | Not Applicable | Commercial Water Heating | Water Heating.Electric | 3 | 1 |  |  |  | 238-51313-00 |  |  |  | 238-36612-00 | [6 empty] | Electric | Electric Resistance | 415 | 3 |  | Indoor |  | Floor Mounted |  | Yes | HLW | 150 | Not Applicable |  |  |  | 1.5 | No | [7 empty] | 18 kW |  |  |  | 80 |  | 74 | On/Off | Not Applicable | [6 empty] | 378 | 35 | 30.5 | 70.875 | 393 | 1037 | 26 | 61.25 |  |  |  |  | 65.5 |  |  | 7 |  |  |  |  | 52.1875 | [7 empty] | 49.125 | 1 | 51 | 51 | UL1453 | Yes | Yes | Yes | No | Not Applicable | [5 empty] | 40304 | COM ELEC CF | 8979846
CEHD80A1833HCF | CEHD80-18 | Bradford White | 671632879045 | Active | [10 empty] | No | Not Applicable | Not Applicable | Commercial Water Heating | Water Heating.Electric | 3 | 1 |  |  |  | 238-51313-00 |  |  |  | 238-36612-00 | [6 empty] | Electric | Electric Resistance | 480 | 3 |  | Indoor |  | Floor Mounted |  | Yes | HLW | 150 | Not Applicable |  |  |  | 1.5 | No | [7 empty] | 18 kW |  |  |  | 80 |  | 74 | On/Off | Not Applicable | [6 empty] | 378 | 35 | 30.5 | 70.875 | 393 | 1037 | 26 | 61.25 |  |  |  |  | 65.5 |  |  | 7 |  |  |  |  | 52.1875 | [7 empty] | 49.125 | 1 | 51 | 51 | UL1453 | Yes | Yes | Yes | No | Not Applicable | [5 empty] | 40304 | COM ELEC CF | 8979846
CEHD80A1833JCF-866 | CEHD80-18 | Bradford White | 671632128419 | Active | The ""-866"" indicates that these SKUs are designed and certified for Installation in Canada. | [9 empty] | No | Not Applicable | Not Applicable | Commercial Water Heating | Water Heating.Electric | 3 | 1 |  |  |  | 238-51313-00 |  |  |  | 238-36612-00 | [6 empty] | Electric | Electric Resistance | 600 | 3 |  | Indoor |  | Floor Mounted |  | Yes | HLW | 150 | Not Applicable |  |  |  | 1.5 | No | [7 empty] | 18 kW |  |  |  | 80 |  | 74 | On/Off | Not Applicable | [6 empty] | 378 | 35 | 30.5 | 70.875 | 393 | 1037 | 26 | 61.25 |  |  |  |  | 65.5 |  |  | 7 |  |  |  |  | 52.1875 | [7 empty] | 49.125 | 1 | 51 | 51 | UL174 | Yes | No | Yes | No | Not Applicable | 238-51917-00 |  |  |  |  | 40304 | COM ELEC CF
CEHD80A1833LCF | CEHD80-18 | Bradford White | 671632865154 | Active | [10 empty] | No | Not Applicable | Not Applicable | Commercial Water Heating | Water Heating.Electric | 3 | 1 |  |  |  | 238-51313-00 |  |  |  | 238-36612-00 | [6 empty] | Electric | Electric Resistance | 208 | 3 |  | Indoor |  | Floor Mounted |  | Yes | HLW | 150 | Not Applicable |  |  |  | 1.5 | No | [7 empty] | 18 kW |  |  |  | 80 |  | 74 | On/Off | Not Applicable | [6 empty] | 378 | 35 | 30.5 | 70.875 | 393 | 1037 | 26 | 61.25 |  |  |  |  | 65.5 |  |  | 7 |  |  |  |  | 52.1875 | [7 empty] | 49.125 | 1 | 51 | 51 | UL1453 | Yes | Yes | Yes | No | Not Applicable | [5 empty] | 40304 | COM ELEC CF | 8979846
CEHD80A1833LCF-866 | CEHD80-18 | Bradford White | 671632672271 | Active | The ""-866"" indicates that these SKUs are designed and certified for Installation in Canada. | [9 empty] | No | Not Applicable | Not Applicable | Commercial Water Heating | Water Heating.Electric | 3 | 1 |  |  |  | 238-51313-00 |  |  |  | 238-36612-00 | [6 empty] | Electric | Electric Resistance | 208 | 3 |  | Indoor |  | Floor Mounted |  | Yes | HLW | 150 | Not Applicable |  |  |  | 1.5 | No | [7 empty] | 18 kW |  |  |  | 80 |  | 74 | On/Off | Not Applicable | [6 empty] | 378 | 35 | 30.5 | 70.875 | 393 | 1037 | 26 | 61.25 |  |  |  |  | 65.5 |  |  | 7 |  |  |  |  | 52.1875 | [7 empty] | 49.125 | 1 | 51 | 51 | UL174 | Yes | No | Yes | No | Not Applicable | 238-51917-00 |  |  |  |  | 40304 | COM ELEC CF
CEHD80A1853HCF | CEHD80-18 | Bradford White | 671632632824 | Active | [10 empty] | No | Not Applicable | Not Applicable | Commercial Water Heating | Water Heating.Electric | 5 | 1 |  |  |  | 238-51313-00 |  |  |  | 238-36612-00 | [6 empty] | Electric | Electric Resistance | 480 | 3 |  | Indoor |  | Floor Mounted |  | Yes | HLW | 150 | Not Applicable |  |  |  | 1.5 | No | [7 empty] | 18 kW |  |  |  | 80 |  | 74 | On/Off | Not Applicable | [6 empty] | 378 | 35 | 30.5 | 70.875 | 393 | 1037 | 26 | 61.25 |  |  |  |  | 65.5 |  |  | 7 |  |  |  |  | 52.1875 | [7 empty] | 49.125 | 1 | 51 | 51 | UL174 | Yes | Yes | Yes | No | Not Applicable | [5 empty] | 40304 | COM ELEC CF | 8979846
CEHD80A1853LCF | CEHD80-18 | Bradford White | 671632131402 | Active | [10 empty] | No | Not Applicable | Not Applicable | Commercial Water Heating | Water Heating.Electric | 5 | 1 |  |  |  | 238-51313-00 |  |  |  | 238-36612-00 | [6 empty] | Electric | Electric Resistance | 208 | 3 |  | Indoor |  | Floor Mounted |  | Yes | HLW | 150 | Not Applicable |  |  |  | 1.5 | No | [7 empty] | 18 kW |  |  |  | 80 |  | 74 | On/Off | Not Applicable | [6 empty] | 378 | 35 | 30.5 | 70.875 | 393 | 1037 | 26 | 61.25 |  |  |  |  | 65.5 |  |  | 7 |  |  |  |  | 52.1875 | [7 empty] | 49.125 | 1 | 51 | 51 | UL1453 | Yes | Yes | Yes | No | Not Applicable | [5 empty] | 40304 | COM ELEC CF | 8979846
CEHD80A2433CCF | CEHD80-24 | Bradford White | 671632910854 | Active | [10 empty] | No | Not Applicable | Not Applicable | Commercial Water Heating | Water Heating.Electric | 3 | 1 |  |  |  | 238-51313-00 |  |  |  | 238-36612-00 | [6 empty] | Electric | Electric Resistance | 240 | 3 |  | Indoor |  | Floor Mounted |  | Yes | HLW | 150 | Not Applicable |  |  |  | 1.5 | No | [7 empty] | 24 kW |  |  |  | 80 |  | 99 | On/Off | Not Applicable | [6 empty] | 378 | 35 | 30.5 | 70.875 | 393 | 1037 | 26 | 61.25 |  |  |  |  | 65.5 |  |  | 7 |  |  |  |  | 52.1875 | [7 empty] | 49.125 | 1 | 51 | 51 | UL1453 | Yes | Yes | Yes | No | Not Applicable | [5 empty] | 40304 | COM ELEC CF | 8979846
CEHD80A2433HCF | CEHD80-24 | Bradford White | 671632888191 | Active | [10 empty] | No | Not Applicable | Not Applicable | Commercial Water Heating | Water Heating.Electric | 3 | 1 |  |  |  | 238-51313-00 |  |  |  | 238-36612-00 | [6 empty] | Electric | Electric Resistance | 480 | 3 |  | Indoor |  | Floor Mounted |  | Yes | HLW | 150 | Not Applicable |  |  |  | 1.5 | No | [7 empty] | 24 kW |  |  |  | 80 |  | 99 | On/Off | Not Applicable | [6 empty] | 378 | 35 | 30.5 | 70.875 | 393 | 1037 | 26 | 61.25 |  |  |  |  | 65.5 |  |  | 7 |  |  |  |  | 52.1875 | [7 empty] | 49.125 | 1 | 51 | 51 | UL1453 | Yes | Yes | Yes | No | Not Applicable | [5 empty] | 40304 | COM ELEC CF | 8979846
CEHD80A2433LCF | CEHD80-24 | Bradford White | 671632877102 | Active | [10 empty] | No | Not Applicable | Not Applicable | Commercial Water Heating | Water Heating.Electric | 3 | 1 |  |  |  | 238-51313-00 |  |  |  | 238-36612-00 | [6 empty] | Electric | Electric Resistance | 208 | 3 |  | Indoor |  | Floor Mounted |  | Yes | HLW | 150 | Not Applicable |  |  |  | 1.5 | No | [7 empty] | 24 kW |  |  |  | 80 |  | 99 | On/Off | Not Applicable | [6 empty] | 378 | 35 | 30.5 | 70.875 | 393 | 1037 | 26 | 61.25 |  |  |  |  | 65.5 |  |  | 7 |  |  |  |  | 52.1875 | [7 empty] | 49.125 | 1 | 51 | 51 | UL1453 | Yes | Yes | Yes | No | Not Applicable | [5 empty] | 40304 | COM ELEC CF | 8979846
CEHD80A2433LCF-866 | CEHD80-24 | Bradford White | 671632895342 | Active | The ""-866"" indicates that these SKUs are designed and certified for Installation in Canada. | [9 empty] | No | Not Applicable | Not Applicable | Commercial Water Heating | Water Heating.Electric | 3 | 1 |  |  |  | 238-51313-00 |  |  |  | 238-36612-00 | [6 empty] | Electric | Electric Resistance | 208 | 3 |  | Indoor |  | Floor Mounted |  | Yes | HLW | 150 | Not Applicable |  |  |  | 1.5 | No | [7 empty] | 24 kW |  |  |  | 80 |  | 99 | On/Off | Not Applicable | [6 empty] | 378 | 35 | 30.5 | 70.875 | 393 | 1037 | 26 | 61.25 |  |  |  |  | 65.5 |  |  | 7 |  |  |  |  | 52.1875 | [7 empty] | 49.125 | 1 | 51 | 51 | UL174 | Yes | No | Yes | No | Not Applicable | 238-51917-00 |  |  |  |  | 40304 | COM ELEC CF
CEHD80A2453HCF | CEHD80-24 | Bradford White | 671632625833 | Active | [10 empty] | No | Not Applicable | Not Applicable | Commercial Water Heating | Water Heating.Electric | 5 | 1 |  |  |  | 238-51313-00 |  |  |  | 238-36612-00 | [6 empty] | Electric | Electric Resistance | 480 | 3 |  | Indoor |  | Floor Mounted |  | Yes | HLW | 150 | Not Applicable |  |  |  | 1.5 | No | [7 empty] | 24 kW |  |  |  | 80 |  | 99 | On/Off | Not Applicable | [6 empty] | 378 | 35 | 30.5 | 70.875 | 393 | 1037 | 26 | 61.25 |  |  |  |  | 65.5 |  |  | 7 |  |  |  |  | 52.1875 | [7 empty] | 49.125 | 1 | 51 | 51 | UL174 | Yes | Yes | Yes | No | Not Applicable | [5 empty] | 40304 | COM ELEC CF | 8979846
CEHD80A2733HCF | CEHD80-27 | Bradford White | 671632896202 | Active | [10 empty] | No | Not Applicable | Not Applicable | Commercial Water Heating | Water Heating.Electric | 3 | 1 |  |  |  | 238-51313-00 |  |  |  | 238-36612-00 | [6 empty] | Electric | Electric Resistance | 480 | 3 |  | Indoor |  | Floor Mounted |  | Yes | HLW | 150 | Not Applicable |  |  |  | 1.5 | No | [7 empty] | 27 kW |  |  |  | 80 |  | 112 | On/Off | Not Applicable | [6 empty] | 378 | 35 | 30.5 | 70.875 | 393 | 1037 | 26 | 61.25 |  |  |  |  | 65.5 |  |  | 7 |  |  |  |  | 52.1875 | [7 empty] | 49.125 | 1 | 51 | 51 | UL1453 | Yes | Yes | Yes | No | Not Applicable | [5 empty] | 40304 | COM ELEC CF | 8979846
CEHD80A2733LCF | CEHD80-27 | Bradford White | 671632902873 | Active | [10 empty] | No | Not Applicable | Not Applicable | Commercial Water Heating | Water Heating.Electric | 3 | 1 |  |  |  | 238-51313-00 |  |  |  | 238-36612-00 | [6 empty] | Electric | Electric Resistance | 208 | 3 |  | Indoor |  | Floor Mounted |  | Yes | HLW | 150 | Not Applicable |  |  |  | 1.5 | No | [7 empty] | 27 kW |  |  |  | 80 |  | 112 | On/Off | Not Applicable | [6 empty] | 378 | 35 | 30.5 | 70.875 | 393 | 1037 | 26 | 61.25 |  |  |  |  | 65.5 |  |  | 7 |  |  |  |  | 52.1875 | [7 empty] | 49.125 | 1 | 51 | 51 | UL1453 | Yes | Yes | Yes | No | Not Applicable | [5 empty] | 40304 | COM ELEC CF | 8979846
CEHD80A3033CCF | CEHD80-30 | Bradford White | 671632553297 | Active | [10 empty] | No | Not Applicable | Not Applicable | Commercial Water Heating | Water Heating.Electric | 3 | 1 |  |  |  | 238-51313-00 |  |  |  | 238-36612-00 | [6 empty] | Electric | Electric Resistance | 240 | 3 |  | Indoor |  | Floor Mounted |  | Yes | HLW | 150 | Not Applicable |  |  |  | 1.5 | No | [7 empty] | 30 kW |  |  |  | 80 |  | 124 | On/Off | Not Applicable | [6 empty] | 378 | 35 | 30.5 | 70.875 | 393 | 1037 | 26 | 61.25 |  |  |  |  | 65.5 |  |  | 7 |  |  |  |  | 52.1875 | [7 empty] | 49.125 | 1 | 51 | 51 | UL1453 | Yes | Yes | Yes | No | Not Applicable | [5 empty] | 40304 | COM ELEC CF | 8979846
CEHD80A3033HCF | CEHD80-30 | Bradford White | 671632896219 | Active | [10 empty] | No | Not Applicable | Not Applicable | Commercial Water Heating | Water Heating.Electric | 3 | 1 |  |  |  | 238-51313-00 |  |  |  | 238-36612-00 | [6 empty] | Electric | Electric Resistance | 480 | 3 |  | Indoor |  | Floor Mounted |  | Yes | HLW | 150 | Not Applicable |  |  |  | 1.5 | No | [7 empty] | 30 kW |  |  |  | 80 |  | 124 | On/Off | Not Applicable | [6 empty] | 378 | 35 | 30.5 | 70.875 | 393 | 1037 | 26 | 61.25 |  |  |  |  | 65.5 |  |  | 7 |  |  |  |  | 52.1875 | [7 empty] | 49.125 | 1 | 51 | 51 | UL1453 | Yes | Yes | Yes | No | Not Applicable | [5 empty] | 40304 | COM ELEC CF | 8979846
CEHD80A3033LCF | CEHD80-30 | Bradford White | 671632884131 | Active | [10 empty] | No | Not Applicable | Not Applicable | Commercial Water Heating | Water Heating.Electric | 3 | 1 |  |  |  | 238-51313-00 |  |  |  | 238-36612-00 | [6 empty] | Electric | Electric Resistance | 208 | 3 |  | Indoor |  | Floor Mounted |  | Yes | HLW | 150 | Not Applicable |  |  |  | 1.5 | No | [7 empty] | 30 kW |  |  |  | 80 |  | 124 | On/Off | Not Applicable | [6 empty] | 378 | 35 | 30.5 | 70.875 | 393 | 1037 | 26 | 61.25 |  |  |  |  | 65.5 |  |  | 7 |  |  |  |  | 52.1875 | [7 empty] | 49.125 | 1 | 51 | 51 | UL1453 | Yes | Yes | Yes | No | Not Applicable | [5 empty] | 40304 | COM ELEC CF | 8979846
CEHD80A3033LCF-866 | CEHD80-30 | Bradford White | 671632328581 | Active | The ""-866"" indicates that these SKUs are designed and certified for Installation in Canada. | [9 empty] | No | Not Applicable | Not Applicable | Commercial Water Heating | Water Heating.Electric | 3 | 1 |  |  |  | 238-51313-00 |  |  |  | 238-36612-00 | [6 empty] | Electric | Electric Resistance | 208 | 3 |  | Indoor |  | Floor Mounted |  | Yes | HLW | 150 | Not Applicable |  |  |  | 1.5 | No | [7 empty] | 30 kW |  |  |  | 80 |  | 124 | On/Off | Not Applicable | [6 empty] | 378 | 35 | 30.5 | 70.875 | 393 | 1037 | 26 | 61.25 |  |  |  |  | 65.5 |  |  | 7 |  |  |  |  | 52.1875 | [7 empty] | 49.125 | 1 | 51 | 51 | UL174 | Yes | No | Yes | No | Not Applicable | 238-51917-00 |  |  |  |  | 40304 | COM ELEC CF
CEHD80A3053HCF | CEHD80-30 | Bradford White | 671632313877 | Active | [10 empty] | No | Not Applicable | Not Applicable | Commercial Water Heating | Water Heating.Electric | 5 | 1 |  |  |  | 238-51313-00 |  |  |  | 238-36612-00 | [6 empty] | Electric | Electric Resistance | 480 | 3 |  | Indoor |  | Floor Mounted |  | Yes | HLW | 150 | Not Applicable |  |  |  | 1.5 | No | [7 empty] | 30 kW |  |  |  | 80 |  | 124 | On/Off | Not Applicable | [6 empty] | 378 | 35 | 30.5 | 70.875 | 393 | 1037 | 26 | 61.25 |  |  |  |  | 65.5 |  |  | 7 |  |  |  |  | 52.1875 | [7 empty] | 49.125 | 1 | 51 | 51 | UL1453 | Yes | Yes | Yes | No | Not Applicable | [5 empty] | 40304 | COM ELEC CF | 8979846
CEHD80A3053LCF | CEHD80-30 | Bradford White | 671632648825 | Active | [10 empty] | No | Not Applicable | Not Applicable | Commercial Water Heating | Water Heating.Electric | 5 | 1 |  |  |  | 238-51313-00 |  |  |  | 238-36612-00 | [6 empty] | Electric | Electric Resistance | 208 | 3 |  | Indoor |  | Floor Mounted |  | Yes | HLW | 150 | Not Applicable |  |  |  | 1.5 | No | [7 empty] | 30 kW |  |  |  | 80 |  | 124 | On/Off | Not Applicable | [6 empty] | 378 | 35 | 30.5 | 70.875 | 393 | 1037 | 26 | 61.25 |  |  |  |  | 65.5 |  |  | 7 |  |  |  |  | 52.1875 | [7 empty] | 49.125 | 1 | 51 | 51 | UL174 | Yes | Yes | Yes | No | Not Applicable | [5 empty] | 40304 | COM ELEC CF | 8979846
CEHD80A3633CCF | CEHD80-36 | Bradford White | 671632878611 | Active | [10 empty] | No | Not Applicable | Not Applicable | Commercial Water Heating | Water Heating.Electric | 3 | 1 |  |  |  | 238-51313-00 |  |  |  | 238-36612-00 | [6 empty] | Electric | Electric Resistance | 240 | 3 |  | Indoor |  | Floor Mounted |  | Yes | HLW | 150 | Not Applicable |  |  |  | 1.5 | No | [7 empty] | 36 kW |  |  |  | 80 |  | 149 | On/Off | Not Applicable | [6 empty] | 378 | 35 | 30.5 | 70.875 | 393 | 1037 | 26 | 61.25 |  |  |  |  | 65.5 |  |  | 7 |  |  |  |  | 52.1875 | [7 empty] | 49.125 | 1 | 51 | 51 | UL1453 | Yes | Yes | Yes | No | Not Applicable | [5 empty] | 40304 | COM ELEC CF | 8979846
CEHD80A3633HCF | CEHD80-36 | Bradford White | 671632865383 | Active | [10 empty] | No | Not Applicable | Not Applicable | Commercial Water Heating | Water Heating.Electric | 3 | 1 |  |  |  | 238-51313-00 |  |  |  | 238-36612-00 | [6 empty] | Electric | Electric Resistance | 480 | 3 |  | Indoor |  | Floor Mounted |  | Yes | HLW | 150 | Not Applicable |  |  |  | 1.5 | No | [7 empty] | 36 kW |  |  |  | 80 |  | 149 | On/Off | Not Applicable | [6 empty] | 378 | 35 | 30.5 | 70.875 | 393 | 1037 | 26 | 61.25 |  |  |  |  | 65.5 |  |  | 7 |  |  |  |  | 52.1875 | [7 empty] | 49.125 | 1 | 51 | 51 | UL1453 | Yes | Yes | Yes | No | Not Applicable | [5 empty] | 40304 | COM ELEC CF | 8979846
CEHD80A3633JCF-866 | CEHD80-36 | Bradford White | 671632903467 | Active | The ""-866"" indicates that these SKUs are designed and certified for Installation in Canada. | [9 empty] | No | Not Applicable | Not Applicable | Commercial Water Heating | Water Heating.Electric | 3 | 1 |  |  |  | 238-51313-00 |  |  |  | 238-36612-00 | [6 empty] | Electric | Electric Resistance | 600 | 3 |  | Indoor |  | Floor Mounted |  | Yes | HLW | 150 | Not Applicable |  |  |  | 1.5 | No | [7 empty] | 36 kW |  |  |  | 80 |  | 149 | On/Off | Not Applicable | [6 empty] | 378 | 35 | 30.5 | 70.875 | 393 | 1037 | 26 | 61.25 |  |  |  |  | 65.5 |  |  | 7 |  |  |  |  | 52.1875 | [7 empty] | 49.125 | 1 | 51 | 51 | UL174 | Yes | No | Yes | No | Not Applicable | 238-51917-00 |  |  |  |  | 40304 | COM ELEC CF
CEHD80A3633LCF | CEHD80-36 | Bradford White | 671632865161 | Active | [10 empty] | No | Not Applicable | Not Applicable | Commercial Water Heating | Water Heating.Electric | 3 | 1 |  |  |  | 238-51313-00 |  |  |  | 238-36612-00 | [6 empty] | Electric | Electric Resistance | 208 | 3 |  | Indoor |  | Floor Mounted |  | Yes | HLW | 150 | Not Applicable |  |  |  | 1.5 | No | [7 empty] | 36 kW |  |  |  | 80 |  | 149 | On/Off | Not Applicable | [6 empty] | 378 | 35 | 30.5 | 70.875 | 393 | 1037 | 26 | 61.25 |  |  |  |  | 65.5 |  |  | 7 |  |  |  |  | 52.1875 | [7 empty] | 49.125 | 1 | 51 | 51 | UL1453 | Yes | Yes | Yes | No | Not Applicable | [5 empty] | 40304 | COM ELEC CF | 8979846
CEHD80A3633LCF-866 | CEHD80-36 | Bradford White | 671632895366 | Active | The ""-866"" indicates that these SKUs are designed and certified for Installation in Canada. | [9 empty] | No | Not Applicable | Not Applicable | Commercial Water Heating | Water Heating.Electric | 3 | 1 |  |  |  | 238-51313-00 |  |  |  | 238-36612-00 | [6 empty] | Electric | Electric Resistance | 208 | 3 |  | Indoor |  | Floor Mounted |  | Yes | HLW | 150 | Not Applicable |  |  |  | 1.5 | No | [7 empty] | 36 kW |  |  |  | 80 |  | 149 | On/Off | Not Applicable | [6 empty] | 378 | 35 | 30.5 | 70.875 | 393 | 1037 | 26 | 61.25 |  |  |  |  | 65.5 |  |  | 7 |  |  |  |  | 52.1875 | [7 empty] | 49.125 | 1 | 51 | 51 | UL174 | Yes | No | Yes | No | Not Applicable | 238-51917-00 |  |  |  |  | 40304 | COM ELEC CF
CEHD80A3653HCF | CEHD80-36 | Bradford White | 671632878475 | Active | [10 empty] | No | Not Applicable | Not Applicable | Commercial Water Heating | Water Heating.Electric | 5 | 1 |  |  |  | 238-51313-00 |  |  |  | 238-36612-00 | [6 empty] | Electric | Electric Resistance | 480 | 3 |  | Indoor |  | Floor Mounted |  | Yes | HLW | 150 | Not Applicable |  |  |  | 1.5 | No | [7 empty] | 36 kW |  |  |  | 80 |  | 149 | On/Off | Not Applicable | [6 empty] | 378 | 35 | 30.5 | 70.875 | 393 | 1037 | 26 | 61.25 |  |  |  |  | 65.5 |  |  | 7 |  |  |  |  | 52.1875 | [7 empty] | 49.125 | 1 | 51 | 51 | UL1453 | Yes | Yes | Yes | No | Not Applicable | [5 empty] | 40304 | COM ELEC CF | 8979846
CEHD80A4533CCF | CEHD80-45 | Bradford White | 671632622061 | Active | [10 empty] | No | Not Applicable | Not Applicable | Commercial Water Heating | Water Heating.Electric | 3 | 1 |  |  |  | 238-51313-00 |  |  |  | 238-36612-00 | [6 empty] | Electric | Electric Resistance | 240 | 3 |  | Indoor |  | Floor Mounted |  | Yes | HLW | 150 | Not Applicable |  |  |  | 1.5 | No | [7 empty] | 45 kW |  |  |  | 80 |  | 186 | On/Off | Not Applicable | [6 empty] | 378 | 35 | 30.5 | 70.875 | 393 | 1037 | 26 | 61.25 |  |  |  |  | 65.5 |  |  | 7 |  |  |  |  | 52.1875 | [7 empty] | 49.125 | 1 | 51 | 51 | UL174 | Yes | Yes | Yes | No | Not Applicable | [5 empty] | 40304 | COM ELEC CF | 8979846
CEHD80A4533HCF | CEHD80-45 | Bradford White | 671632896233 | Active | [10 empty] | No | Not Applicable | Not Applicable | Commercial Water Heating | Water Heating.Electric | 3 | 1 |  |  |  | 238-51313-00 |  |  |  | 238-36612-00 | [6 empty] | Electric | Electric Resistance | 480 | 3 |  | Indoor |  | Floor Mounted |  | Yes | HLW | 150 | Not Applicable |  |  |  | 1.5 | No | [7 empty] | 45 kW |  |  |  | 80 |  | 186 | On/Off | Not Applicable | [6 empty] | 378 | 35 | 30.5 | 70.875 | 393 | 1037 | 26 | 61.25 |  |  |  |  | 65.5 |  |  | 7 |  |  |  |  | 52.1875 | [7 empty] | 49.125 | 1 | 51 | 51 | UL1453 | Yes | Yes | Yes | No | Not Applicable | [5 empty] | 40304 | COM ELEC CF | 8979846
CEHD80A4533LCF | CEHD80-45 | Bradford White | 671632877737 | Active | [10 empty] | No | Not Applicable | Not Applicable | Commercial Water Heating | Water Heating.Electric | 3 | 1 |  |  |  | 238-51313-00 |  |  |  | 238-36612-00 | [6 empty] | Electric | Electric Resistance | 208 | 3 |  | Indoor |  | Floor Mounted |  | Yes | HLW | 150 | Not Applicable |  |  |  | 1.5 | No | [7 empty] | 45 kW |  |  |  | 80 |  | 186 | On/Off | Not Applicable | [6 empty] | 378 | 35 | 30.5 | 70.875 | 393 | 1037 | 26 | 61.25 |  |  |  |  | 65.5 |  |  | 7 |  |  |  |  | 52.1875 | [7 empty] | 49.125 | 1 | 51 | 51 | UL1453 | Yes | Yes | Yes | No | Not Applicable | [5 empty] | 40304 | COM ELEC CF | 8979846
CEHD80A4553HCF | CEHD80-45 | Bradford White | 671632129508 | Active | [10 empty] | No | Not Applicable | Not Applicable | Commercial Water Heating | Water Heating.Electric | 5 | 1 |  |  |  | 238-51313-00 |  |  |  | 238-36612-00 | [6 empty] | Electric | Electric Resistance | 480 | 3 |  | Indoor |  | Floor Mounted |  | Yes | HLW | 150 | Not Applicable |  |  |  | 1.5 | No | [7 empty] | 45 kW |  |  |  | 80 |  | 186 | On/Off | Not Applicable | [6 empty] | 378 | 35 | 30.5 | 70.875 | 393 | 1037 | 26 | 61.25 |  |  |  |  | 65.5 |  |  | 7 |  |  |  |  | 52.1875 | [7 empty] | 49.125 | 1 | 51 | 51 | UL1453 | Yes | Yes | Yes | No | Not Applicable | [5 empty] | 40304 | COM ELEC CF | 8979846
CEHD80A5433CCF | CEHD80-54 | Bradford White | 671632126491 | Active | [10 empty] | No | Not Applicable | Not Applicable | Commercial Water Heating | Water Heating.Electric | 3 | 1 |  |  |  | 238-51313-00 |  |  |  | 238-36612-00 | [6 empty] | Electric | Electric Resistance | 240 | 3 |  | Indoor |  | Floor Mounted |  | Yes | HLW | 150 | Not Applicable |  |  |  | 1.5 | No | [7 empty] | 54 kW |  |  |  | 80 |  | 223 | On/Off | Not Applicable | [6 empty] | 378 | 35 | 30.5 | 70.875 | 393 | 1037 | 26 | 61.25 |  |  |  |  | 65.5 |  |  | 7 |  |  |  |  | 52.1875 | [7 empty] | 49.125 | 1 | 51 | 51 | UL174 | Yes | Yes | Yes | No | Not Applicable | [5 empty] | 40304 | COM ELEC CF | 8979846
CEHD80A5433HCF | CEHD80-54 | Bradford White | 671632896257 | Active | [10 empty] | No | Not Applicable | Not Applicable | Commercial Water Heating | Water Heating.Electric | 3 | 1 |  |  |  | 238-51313-00 |  |  |  | 238-36612-00 | [6 empty] | Electric | Electric Resistance | 480 | 3 |  | Indoor |  | Floor Mounted |  | Yes | HLW | 150 | Not Applicable |  |  |  | 1.5 | No | [7 empty] | 54 kW |  |  |  | 80 |  | 223 | On/Off | Not Applicable | [6 empty] | 378 | 35 | 30.5 | 70.875 | 393 | 1037 | 26 | 61.25 |  |  |  |  | 65.5 |  |  | 7 |  |  |  |  | 52.1875 | [7 empty] | 49.125 | 1 | 51 | 51 | UL1453 | Yes | Yes | Yes | No | Not Applicable | [5 empty] | 40304 | COM ELEC CF | 8979846
CEHD80A5433JCF-866 | CEHD80-54 | Bradford White | 671632322756 | Active | The ""-866"" indicates that these SKUs are designed and certified for Installation in Canada. | [9 empty] | No | Not Applicable | Not Applicable | Commercial Water Heating | Water Heating.Electric | 3 | 1 |  |  |  | 238-51313-00 |  |  |  | 238-36612-00 | [6 empty] | Electric | Electric Resistance | 600 | 3 |  | Indoor |  | Floor Mounted |  | Yes | HLW | 150 | Not Applicable |  |  |  | 1.5 | No | [7 empty] | 54 kW |  |  |  | 80 |  | 223 | On/Off | Not Applicable | [6 empty] | 378 | 35 | 30.5 | 70.875 | 393 | 1037 | 26 | 61.25 |  |  |  |  | 65.5 |  |  | 7 |  |  |  |  | 52.1875 | [7 empty] | 49.125 | 1 | 51 | 51 | UL174 | Yes | No | Yes | No | Not Applicable | 238-51917-00 |  |  |  |  | 40304 | COM ELEC CF
CEHD80A5433LCF | CEHD80-54 | Bradford White | 671632865178 | Active | [10 empty] | No | Not Applicable | Not Applicable | Commercial Water Heating | Water Heating.Electric | 3 | 1 |  |  |  | 238-51313-00 |  |  |  | 238-36612-00 | [6 empty] | Electric | Electric Resistance | 208 | 3 |  | Indoor |  | Floor Mounted |  | Yes | HLW | 150 | Not Applicable |  |  |  | 1.5 | No | [7 empty] | 54 kW |  |  |  | 80 |  | 223 | On/Off | Not Applicable | [6 empty] | 378 | 35 | 30.5 | 70.875 | 393 | 1037 | 26 | 61.25 |  |  |  |  | 65.5 |  |  | 7 |  |  |  |  | 52.1875 | [7 empty] | 49.125 | 1 | 51 | 51 | UL1453 | Yes | Yes | Yes | No | Not Applicable | [5 empty] | 40304 | COM ELEC CF | 8979846
CEHD80A5433LCF-866 | CEHD80-54 | Bradford White | 671632668892 | Active | The ""-866"" indicates that these SKUs are designed and certified for Installation in Canada. | [9 empty] | No | Not Applicable | Not Applicable | Commercial Water Heating | Water Heating.Electric | 3 | 1 |  |  |  | 238-51313-00 |  |  |  | 238-36612-00 | [6 empty] | Electric | Electric Resistance | 208 | 3 |  | Indoor |  | Floor Mounted |  | Yes | HLW | 150 | Not Applicable |  |  |  | 1.5 | No | [7 empty] | 54 kW |  |  |  | 80 |  | 223 | On/Off | Not Applicable | [6 empty] | 378 | 35 | 30.5 | 70.875 | 393 | 1037 | 26 | 61.25 |  |  |  |  | 65.5 |  |  | 7 |  |  |  |  | 52.1875 | [7 empty] | 49.125 | 1 | 51 | 51 | UL174 | Yes | No | Yes | No | Not Applicable | 238-51917-00 |  |  |  |  | 40304 | COM ELEC CF
CEHD80A5453HCF | CEHD80-54 | Bradford White | 671632560585 | Active | [10 empty] | No | Not Applicable | Not Applicable | Commercial Water Heating | Water Heating.Electric | 5 | 1 |  |  |  | 238-51313-00 |  |  |  | 238-36612-00 | [6 empty] | Electric | Electric Resistance | 480 | 3 |  | Indoor |  | Floor Mounted |  | Yes | HLW | 150 | Not Applicable |  |  |  | 1.5 | No | [7 empty] | 54 kW |  |  |  | 80 |  | 223 | On/Off | Not Applicable | [6 empty] | 378 | 35 | 30.5 | 70.875 | 393 | 1037 | 26 | 61.25 |  |  |  |  | 65.5 |  |  | 7 |  |  |  |  | 52.1875 | [7 empty] | 49.125 | 1 | 51 | 51 | UL174 | Yes | Yes | Yes | No | Not Applicable | [5 empty] | 40304 | COM ELEC CF | 8979846
CEHD80A633JCF-866 | CEHD80-6 | Bradford White | 671632621583 | Active | The ""-866"" indicates that these SKUs are designed and certified for Installation in Canada. | [9 empty] | No | Not Applicable | Not Applicable | Commercial Water Heating | Water Heating.Electric | 3 | 1 |  |  |  | 238-51313-00 |  |  |  | 238-36612-00 | [6 empty] | Electric | Electric Resistance | 600 | 3 |  | Indoor |  | Floor Mounted |  | Yes | HLW | 150 | Not Applicable |  |  |  | 1.5 | No | [7 empty] | 6 kW |  |  |  | 80 |  | 25 | On/Off | Not Applicable | [6 empty] | 378 | 35 | 30.5 | 70.875 | 393 | 1037 | 26 | 61.25 |  |  |  |  | 65.5 |  |  | 7 |  |  |  |  | 52.1875 | [7 empty] | 49.125 | 1 | 51 | 51 | UL174 | Yes | No | Yes | No | Not Applicable | 238-51917-00 |  |  |  |  | 40304 | COM ELEC CF
CEHD80A933CCF-866 | CEHD80-9 | Bradford White | 671632679447 | Active | The ""-866"" indicates that these SKUs are designed and certified for Installation in Canada. | [9 empty] | No | Not Applicable | Not Applicable | Commercial Water Heating | Water Heating.Electric | 3 | 1 |  |  |  | 238-51313-00 |  |  |  | 238-36612-00 | [6 empty] | Electric | Electric Resistance | 240 | 3 |  | Indoor |  | Floor Mounted |  | Yes | HLW | 150 | Not Applicable |  |  |  | 1.5 | No | [7 empty] | 9 kW |  |  |  | 80 |  | 37 | On/Off | Not Applicable | [6 empty] | 378 | 35 | 30.5 | 70.875 | 393 | 1037 | 26 | 61.25 |  |  |  |  | 65.5 |  |  | 7 |  |  |  |  | 52.1875 | [7 empty] | 49.125 | 1 | 51 | 51 | UL174 | Yes | No | Yes | No | Not Applicable | 238-51917-00 |  |  |  |  | 40304 | COM ELEC CF
CEHD80A933LCF-866 | CEHD80-9 | Bradford White | 671632579617 | Active | The ""-866"" indicates that these SKUs are designed and certified for Installation in Canada. | [9 empty] | No | Not Applicable | Not Applicable | Commercial Water Heating | Water Heating.Electric | 3 | 1 |  |  |  | 238-51313-00 |  |  |  | 238-36612-00 | [6 empty] | Electric | Electric Resistance | 208 | 3 |  | Indoor |  | Floor Mounted |  | Yes | HLW | 150 | Not Applicable |  |  |  | 1.5 | No | [7 empty] | 9 kW |  |  |  | 80 |  | 37 | On/Off | Not Applicable | [6 empty] | 378 | 35 | 30.5 | 70.875 | 393 | 1037 | 26 | 61.25 |  |  |  |  | 65.5 |  |  | 7 |  |  |  |  | 52.1875 | [7 empty] | 49.125 | 1 | 51 | 51 | UL174 | Yes | No | Yes | No | Not Applicable | 238-51917-00 |  |  |  |  | 40304 | COM ELEC CF
CSW2504T10FBN | CSW2504T | Bradford White | 671632664672 | Active | [10 empty] | No | Not Applicable | Not Applicable | Residential Water Heating | Combination Water & Space Heating.Gas | 10 | 6 | 10 |  |  | 238-51012-00 |  |  |  | 238-39699-00 |  | 238-46299-00 |  |  |  |  | Gas | Natural Gas |  |  |  | Indoor |  | Floor Mounted |  | No | Not Applicable | 150 | Not Applicable |  |  |  |  | No | [7 empty] | 65000 BTU/Hr |  |  |  | 45 |  | Not Applicable | On/Off | No, it does not comply with jurisdictions having 10ng/J NOx Regulations | [6 empty] | 239 | 24.5625 | 23 | 62.125 | 249 | 610 | [23 empty] | 1 | 100 | 100 | ANSI Z21.10.1-2019/CSA 4.1-2019 | Not Applicable | Yes | Yes | No | Not Applicable | [5 empty] | 21132 | COMBI ATM SW
CSW2504T10FBN-457 | CSW2504T | Bradford White | 671632680177 | Active | The -457 indicates that this SKU was designed and certified for Installation in Canada. | [9 empty] | No | Not Applicable | Not Applicable | Residential Water Heating | Combination Water & Space Heating.Gas | 10 | 6 | 10 |  |  | 238-51012-00 |  |  |  | 238-39699-00 |  | 238-46299-00 |  |  |  |  | Gas | Natural Gas |  |  |  | Indoor |  | Floor Mounted |  | No | Not Applicable | 150 | Not Applicable |  |  |  |  | No | [7 empty] | 65000 BTU/Hr |  |  |  | 45 |  | Not Applicable | On/Off | No, it does not comply with jurisdictions having 10ng/J NOx Regulations | [6 empty] | 239 | 24.5625 | 23 | 62.125 | 249 | 610 | [23 empty] | 1 | 100 | 100 | ANSI Z21.10.1-2019/CSA 4.1-2019 | Yes | No | Yes | No | Not Applicable | 238-51030-00 |  |  |  | 238-45684-00 | 21132 | COMBI ATM SW
CSW2504T10FBN-475 | CSW2504T | Bradford White | 671632833122 | Active | The ""-475"" indicates that this SKU was designed to operate in Altitudes between 2,001 feet and 7,000 feet. | [9 empty] | No | Not Applicable | Not Applicable | Residential Water Heating | Combination Water & Space Heating.Gas | 10 | 6 | 10 |  |  | 238-51012-00 |  |  |  | 238-39699-00 |  | 238-46299-00 |  |  |  |  | Gas | Natural Gas |  |  |  | Indoor |  | Floor Mounted |  | No | Not Applicable | 150 | Not Applicable |  |  |  |  | No | [7 empty] | 65000 BTU/Hr |  |  |  | 45 |  | Not Applicable | On/Off | No, it does not comply with jurisdictions having 10ng/J NOx Regulations | [6 empty] | 239 | 24.5625 | 23 | 62.125 | 249 | 610 | [23 empty] | 1 | 100 | 100 | ANSI Z21.10.1-2019/CSA 4.1-2019 | Not Applicable | Yes | Yes | No | Not Applicable | [5 empty] | 21132 | COMBI ATM SW
CSW2504T10FBN-500 | CSW2504T | Bradford White | 671632705412 | Active | The ""-500"" indicates that this SKU comes with White Rodgers Mechanical Control. | [9 empty] | No | Not Applicable | Not Applicable | Residential Water Heating | Combination Water & Space Heating.Gas | 10 | 6 | 10 |  |  | 238-51012-00 |  |  |  | 238-39699-00 |  | 238-46299-00 |  |  |  |  | Gas | Natural Gas |  |  |  | Indoor |  | Floor Mounted |  | No | Not Applicable | 150 | Not Applicable |  |  |  |  | No | [7 empty] | 65000 BTU/Hr |  |  |  | 45 |  | Not Applicable | On/Off | No, it does not comply with jurisdictions having 10ng/J NOx Regulations | [6 empty] | 239 | 24.5625 | 23 | 62.125 | 249 | 610 | [23 empty] | 1 | 100 | 100 | ANSI Z21.10.1-2019/CSA 4.1-2019 | Not Applicable | Yes | Yes | No | Not Applicable | [5 empty] | 21132 | COMBI ATM SW
CSW2504T10FBN-600 | CSW2504T | Bradford White | 671632569434 | Active | The ""-600"" indicates that this SKU comes with an SIT ICON System® gas control. | [9 empty] | No | Not Applicable | Not Applicable | Residential Water Heating | Combination Water & Space Heating.Gas | 10 | 6 | 10 |  |  | 238-51012-00 |  |  |  | 238-39699-00 |  | 238-46299-00 |  |  |  |  | Gas | Natural Gas |  |  |  | Indoor |  | Floor Mounted |  | No | Not Applicable | 150 | Not Applicable |  |  |  |  | No | [7 empty] | 65000 BTU/Hr |  |  |  | 45 |  | Not Applicable | On/Off | No, it does not comply with jurisdictions having 10ng/J NOx Regulations | [6 empty] | 239 | 24.5625 | 23 | 62.125 | 249 | 610 | [23 empty] | 1 | 100 | 100 | ANSI Z21.10.1-2019/CSA 4.1-2019 | Yes | Yes | Yes | No | Not Applicable | [5 empty] | 21132 | COMBI ATM SW
CSW2504T10FBNH-254 | CSW2504T | Bradford White | 671632680160 | Active | The ""-254"" indicates that this SKU was designed to operate in Altitudes ranging from 0 to 4,500 feet (0-1370 meters), and are certified for Installation in Canada. | [9 empty] | No | Not Applicable | Not Applicable | Residential Water Heating | Combination Water & Space Heating.Gas | 10 | 6 | 10 |  |  | 238-51012-00 |  |  |  | 238-39699-00 |  | 238-46299-00 |  |  |  |  | Gas | Natural Gas |  |  |  | Indoor |  | Floor Mounted |  | No | Not Applicable | 150 | Not Applicable |  |  |  |  | No | [7 empty] | 58500 BTU/Hr |  |  |  | 45 |  | Not Applicable | On/Off | No, it does not comply with jurisdictions having 10ng/J NOx Regulations | [6 empty] | 239 | 24.5625 | 23 | 62.125 | 249 | 610 | [23 empty] | 1 | 100 | 100 | ANSI Z21.10.1-2019/CSA 4.1-2019 | Yes | No | Yes | No | Not Applicable | 238-51030-00 |  |  |  | 238-45684-00 | 21132 | COMBI ATM SW
CSW2504T10FSX | CSW2504T | Bradford White | 671632680948 | Active | [10 empty] | No | Not Applicable | Not Applicable | Residential Water Heating | Combination Water & Space Heating.Gas | 10 | 6 | 10 |  |  | 238-51012-00 |  |  |  | 238-39699-00 |  | 238-46299-00 |  |  |  |  | Gas | Liquid Propane |  |  |  | Indoor |  | Floor Mounted |  | No | Not Applicable | 150 | Not Applicable |  |  |  |  | No | [7 empty] | 61000 BTU/Hr |  |  |  | 45 |  | Not Applicable | On/Off | Not Applicable | [6 empty] | 239 | 24.5625 | 23 | 62.125 | 249 | 610 | [23 empty] | 1 | 100 | 100 | ANSI Z21.10.1-2019/CSA 4.1-2019 | Not Applicable | Yes | Yes | No | Not Applicable | [5 empty] | 21132 | COMBI ATM SW
CSW2504T10FSX-457 | CSW2504T | Bradford White | 671632680962 | Active | The -457 indicates that this SKU was designed and certified for Installation in Canada. | [9 empty] | No | Not Applicable | Not Applicable | Residential Water Heating | Combination Water & Space Heating.Gas | 10 | 6 | 10 |  |  | 238-51012-00 |  |  |  | 238-39699-00 |  | 238-46299-00 |  |  |  |  | Gas | Liquid Propane |  |  |  | Indoor |  | Floor Mounted |  | No | Not Applicable | 150 | Not Applicable |  |  |  |  | No | [7 empty] | 61000 BTU/Hr |  |  |  | 45 |  | Not Applicable | On/Off | Not Applicable | [6 empty] | 239 | 24.5625 | 23 | 62.125 | 249 | 610 | [23 empty] | 1 | 100 | 100 | ANSI Z21.10.1-2019/CSA 4.1-2019 | Yes | No | Yes | No | Not Applicable | 238-51030-00 |  |  |  | 238-45684-00 | 21132 | COMBI ATM SW
CSW2504T10FSX-475 | CSW2504T | Bradford White | 671632890156 | Active | The ""-475"" indicates that this SKU was designed to operate in Altitudes between 2,001 feet and 7,000 feet. | [9 empty] | No | Not Applicable | Not Applicable | Residential Water Heating | Combination Water & Space Heating.Gas | 10 | 6 | 10 |  |  | 238-51012-00 |  |  |  | 238-39699-00 |  | 238-46299-00 |  |  |  |  | Gas | Liquid Propane |  |  |  | Indoor |  | Floor Mounted |  | No | Not Applicable | 150 | Not Applicable |  |  |  |  | No | [7 empty] | 61000 BTU/Hr |  |  |  | 45 |  | Not Applicable | On/Off | Not Applicable | [6 empty] | 239 | 24.5625 | 23 | 62.125 | 249 | 610 | [23 empty] | 1 | 100 | 100 | ANSI Z21.10.1-2019/CSA 4.1-2019 | Not Applicable | Yes | Yes | No | Not Applicable | [5 empty] | 21132 | COMBI ATM SW
CSW2504T10FSX-500 | CSW2504T | Bradford White | 671632705429 | Active | The ""-500"" indicates that this SKU comes with White Rodgers Mechanical Control. | [9 empty] | No | Not Applicable | Not Applicable | Residential Water Heating | Combination Water & Space Heating.Gas | 10 | 6 | 10 |  |  | 238-51012-00 |  |  |  | 238-39699-00 |  | 238-46299-00 |  |  |  |  | Gas | Liquid Propane |  |  |  | Indoor |  | Floor Mounted |  | No | Not Applicable | 150 | Not Applicable |  |  |  |  | No | [7 empty] | 61000 BTU/Hr |  |  |  | 45 |  | Not Applicable | On/Off | Not Applicable | [6 empty] | 239 | 24.5625 | 23 | 62.125 | 249 | 610 | [23 empty] | 1 | 100 | 100 | ANSI Z21.10.1-2019/CSA 4.1-2019 | Not Applicable | Yes | Yes | No | Not Applicable | [5 empty] | 21132 | COMBI ATM SW
CSW2504T10FSX-600 | CSW2504T | Bradford White | 671632569403 | Active | The ""-600"" indicates that this SKU comes with an SIT ICON System® gas control. | [9 empty] | No | Not Applicable | Not Applicable | Residential Water Heating | Combination Water & Space Heating.Gas | 10 | 6 | 10 |  |  | 238-51012-00 |  |  |  | 238-39699-00 |  | 238-46299-00 |  |  |  |  | Gas | Liquid Propane |  |  |  | Indoor |  | Floor Mounted |  | No | Not Applicable | 150 | Not Applicable |  |  |  |  | No | [7 empty] | 61000 BTU/Hr |  |  |  | 45 |  | Not Applicable | On/Off | Not Applicable | [6 empty] | 239 | 24.5625 | 23 | 62.125 | 249 | 610 | [23 empty] | 1 | 100 | 100 | ANSI Z21.10.1-2019/CSA 4.1-2019 | Yes | Yes | Yes | No | Not Applicable | [5 empty] | 21132 | COMBI ATM SW
CSW2504T10FSXH-254 | CSW2504T | Bradford White | 671632680979 | Active | The ""-254"" indicates that this SKU was designed to operate in Altitudes ranging from 0 to 4,500 feet (0-1370 meters), and are certified for Installation in Canada. | [9 empty] | No | Not Applicable | Not Applicable | Residential Water Heating | Combination Water & Space Heating.Gas | 10 | 6 | 10 |  |  | 238-51012-00 |  |  |  | 238-39699-00 |  | 238-46299-00 |  |  |  |  | Gas | Liquid Propane |  |  |  | Indoor |  | Floor Mounted |  | No | Not Applicable | 150 | Not Applicable |  |  |  |  | No | [7 empty] | 54900 BTU/Hr |  |  |  | 46 |  | Not Applicable | On/Off | Not Applicable | [6 empty] | 239 | 24.5625 | 23 | 62.125 | 249 | 618 | [23 empty] | 1 | 100 | 100 | ANSI Z21.10.1-2019/CSA 4.1-2019 | Yes | No | Yes | No | Not Applicable | 238-51030-00 |  |  |  | 238-45684-00 | 21132 | COMBI ATM SW
CSW275T10BN | CSW275T | Bradford White | 671632664719 | Active | [10 empty] | No | Not Applicable | Not Applicable | Residential Water Heating | Combination Water & Space Heating.Gas | 10 | 6 | 10 |  |  | 238-47759-00 |  |  |  | 238-39699-00 |  | 238-46299-00 |  |  |  |  | Gas | Natural Gas |  |  |  | Indoor |  | Floor Mounted |  | No | Not Applicable | 150 | Not Applicable |  |  |  |  | No | [7 empty] | 76000 BTU/Hr |  |  |  | 72 |  | Not Applicable | On/Off | No, it does not comply with jurisdictions having 14ng/J NOx Regulations | [6 empty] | 328 | 30.125 | 26.875 | 65.375 | 341 | 921 | [23 empty] | 1 | 63 | 60 | ANSI Z21.10.3-2019/CSA 4.3-2019 | Not Applicable | Yes | Yes | No | Not Applicable | [5 empty] | 21132 | COMBI ATM SW
CSW275T10BN-457 | CSW275T | Bradford White | 671632680634 | Active | The -457 indicates that this SKU was designed and certified for Installation in Canada. | [9 empty] | No | Not Applicable | Not Applicable | Residential Water Heating | Combination Water & Space Heating.Gas | 10 | 6 | 10 |  |  | 238-47759-00 |  |  |  | 238-39699-00 |  | 238-46299-00 |  |  |  |  | Gas | Natural Gas |  |  |  | Indoor |  | Floor Mounted |  | No | Not Applicable | 150 | Not Applicable |  |  |  |  | No | [7 empty] | 76000 BTU/Hr |  |  |  | 72 |  | Not Applicable | On/Off | No, it does not comply with jurisdictions having 14ng/J NOx Regulations | [6 empty] | 328 | 30.125 | 26.875 | 65.375 | 341 | 921 | [23 empty] | 1 | 63 | 60 | ANSI Z21.10.3-2019/CSA 4.3-2019 | Yes | No | Yes | No | Not Applicable | 238-47787-00 |  |  |  | 238-45684-00 | 21132 | COMBI ATM SW
CSW275T10BN-475 | CSW275T | Bradford White | 671632848133 | Active | The ""-475"" indicates that this SKU was designed to operate in Altitudes between 2,001 feet and 7,000 feet. | [9 empty] | No | Not Applicable | Not Applicable | Residential Water Heating | Combination Water & Space Heating.Gas | 10 | 6 | 10 |  |  | 238-47759-00 |  |  |  | 238-39699-00 |  | 238-46299-00 |  |  |  |  | Gas | Natural Gas |  |  |  | Indoor |  | Floor Mounted |  | No | Not Applicable | 150 | Not Applicable |  |  |  |  | No | [7 empty] | 76000 BTU/Hr |  |  |  | 72 |  | Not Applicable | On/Off | No, it does not comply with jurisdictions having 14ng/J NOx Regulations | [6 empty] | 328 | 30.125 | 26.875 | 65.375 | 341 | 921 | [23 empty] | 1 | 63 | 60 | ANSI Z21.10.3-2019/CSA 4.3-2019 | Not Applicable | Yes | Yes | No | Not Applicable | [5 empty] | 21132 | COMBI ATM SW
CSW275T10BNH-254 | CSW275T | Bradford White | 671632680641 | Active | The ""-254"" indicates that this SKU was designed to operate in Altitudes ranging from 0 to 4,500 feet (0-1370 meters), and are certified for Installation in Canada. | [9 empty] | No | Not Applicable | Not Applicable | Residential Water Heating | Combination Water & Space Heating.Gas | 10 | 6 | 10 |  |  | 238-47759-00 |  |  |  | 238-39699-00 |  | 238-46299-00 |  |  |  |  | Gas | Natural Gas |  |  |  | Indoor |  | Floor Mounted |  | No | Not Applicable | 150 | Not Applicable |  |  |  |  | No | [7 empty] | 68400 BTU/Hr |  |  |  | 72 |  | Not Applicable | On/Off | No, it does not comply with jurisdictions having 10ng/J NOx Regulations | [6 empty] | 328 | 30.125 | 26.875 | 65.375 | 341 | 921 | [23 empty] | 1 | 63 | 60 | ANSI Z21.10.1-2019/CSA 4.1-2019 | Yes | No | Yes | No | Not Applicable | 238-47787-00 |  |  |  | 238-45684-00 | 21132 | COMBI ATM SW
CSW275T10SX | CSW275T | Bradford White | 671632676194 | Active | [10 empty] | No | Not Applicable | Not Applicable | Residential Water Heating | Combination Water & Space Heating.Gas | 10 | 6 | 10 |  |  | 238-47759-00 |  |  |  | 238-39699-00 |  | 238-46299-00 |  |  |  |  | Gas | Liquid Propane |  |  |  | Indoor |  | Floor Mounted |  | No | Not Applicable | 150 | Not Applicable |  |  |  |  | No | [7 empty] | 76000 BTU/Hr |  |  |  | 72 |  | Not Applicable | On/Off | Not Applicable | [6 empty] | 328 | 30.125 | 26.875 | 65.375 | 341 | 921 | [23 empty] | 1 | 63 | 60 | ANSI Z21.10.3-2019/CSA 4.3-2019 | Not Applicable | Yes | Yes | No | Not Applicable | [5 empty] | 21132 | COMBI ATM SW
CSW275T10SX-457 | CSW275T | Bradford White | 671632680917 | Active | The -457 indicates that this SKU was designed and certified for Installation in Canada. | [9 empty] | No | Not Applicable | Not Applicable | Residential Water Heating | Combination Water & Space Heating.Gas | 10 | 6 | 10 |  |  | 238-47759-00 |  |  |  | 238-39699-00 |  | 238-46299-00 |  |  |  |  | Gas | Liquid Propane |  |  |  | Indoor |  | Floor Mounted |  | No | Not Applicable | 150 | Not Applicable |  |  |  |  | No | [7 empty] | 76000 BTU/Hr |  |  |  | 72 |  | Not Applicable | On/Off | Not Applicable | [6 empty] | 328 | 30.125 | 26.875 | 65.375 | 341 | 921 | [23 empty] | 1 | 63 | 60 | ANSI Z21.10.3-2019/CSA 4.3-2019 | Yes | No | Yes | No | Not Applicable | 238-47787-00 |  |  |  | 238-45684-00 | 21132 | COMBI ATM SW
CSW275T10SXH-254 | CSW275T | Bradford White | 671632680931 | Active | The ""-254"" indicates that this SKU was designed to operate in Altitudes ranging from 0 to 4,500 feet (0-1370 meters), and are certified for Installation in Canada. | [9 empty] | No | Not Applicable | Not Applicable | Residential Water Heating | Combination Water & Space Heating.Gas | 10 | 6 | 10 |  |  | 238-47759-00 |  |  |  | 238-39699-00 |  | 238-46299-00 |  |  |  |  | Gas | Liquid Propane |  |  |  | Indoor |  | Floor Mounted |  | No | Not Applicable | 150 | Not Applicable |  |  |  |  | No | [7 empty] | 68400 BTU/Hr |  |  |  | 72 |  | Not Applicable | On/Off | Not Applicable | [6 empty] | 328 | 30.125 | 26.875 | 65.375 | 341 | 921 | [23 empty] | 1 | 63 | 60 | ANSI Z21.10.1-2019/CSA 4.1-2019 | Yes | No | Yes | No | Not Applicable | 238-47787-00 |  |  |  | 238-45684-00 | 21132 | COMBI ATM SW
CSW2TW50T10FBN19 | CSW2TW50T | Bradford White | 671632561681 | Active | [10 empty] | No | Not Applicable | Not Applicable | Residential Water Heating | Combination Water & Space Heating.Gas | 10 | 6 | 10 |  |  | 238-53984-00 |  |  |  | 238-39699-00 |  | 238-46299-00 |  |  |  |  | Gas | Natural Gas |  |  |  | Indoor |  | Floor Mounted |  | No | Not Applicable | 150 | Not Applicable |  |  |  |  | No | [7 empty] | 67000 BTU/Hr |  |  |  | 45 |  | Not Applicable | On/Off | No, it does not comply with jurisdictions having 10ng/J NOx Regulations | [6 empty] | 255 | 27.625 | 22.75 | 67.875 | 265 | 626 | [23 empty] | 1 | 88 | 88 | ANSI Z21.10.1-2019/CSA 4.1-2019 | Yes | Yes | Yes | No | Not Applicable | [5 empty] | 21142 | COMBI PV SW
CSW2TW50T10FBN19-457 | CSW2TW50T | Bradford White | 671632561810 | Active | The -457 indicates that this SKU was designed and certified for Installation in Canada. | [9 empty] | No | Not Applicable | Not Applicable | Residential Water Heating | Combination Water & Space Heating.Gas | 10 | 6 | 10 |  |  | 238-54325-00 |  |  |  | 238-39699-00 |  | 238-48875-00 |  |  |  |  | Gas | Natural Gas |  |  |  | Indoor |  | Floor Mounted |  | No | Not Applicable | 150 | Not Applicable |  |  |  |  | No | [7 empty] | 67000 BTU/Hr |  |  |  | 45 |  | Not Applicable | On/Off | No, it does not comply with jurisdictions having 10ng/J NOx Regulations | [6 empty] | 255 | 27.625 | 22.75 | 67.875 | 265 | 626 | [23 empty] | 1 | 88 | 88 | ANSI Z21.10.1-2019/CSA 4.1-2019 | Yes | No | Yes | No | Not Applicable |  |  |  |  | 238-45684-00 | 21142 | COMBI PV SW
CSW2TW50T10FSX19 | CSW2TW50T | Bradford White | 671632561896 | Active | [10 empty] | No | Not Applicable | Not Applicable | Residential Water Heating | Combination Water & Space Heating.Gas | 10 | 6 | 10 |  |  | 238-53984-00 |  |  |  | 238-39699-00 |  | 238-46299-00 |  |  |  |  | Gas | Liquid Propane |  |  |  | Indoor |  | Floor Mounted |  | No | Not Applicable | 150 | Not Applicable |  |  |  |  | No | [7 empty] | 60000 BTU/Hr |  |  |  | 45 |  | Not Applicable | On/Off | Not Applicable | [6 empty] | 255 | 27.625 | 22.75 | 67.875 | 265 | 626 | [23 empty] | 1 | 88 | 88 | ANSI Z21.10.1-2019/CSA 4.1-2019 | Yes | Yes | Yes | No | Not Applicable | [5 empty] | 21142 | COMBI PV SW
CSW2TW50T10FSX19-457 | CSW2TW50T | Bradford White | 671632561834 | Active | The -457 indicates that this SKU was designed and certified for Installation in Canada. | [9 empty] | No | Not Applicable | Not Applicable | Residential Water Heating | Combination Water & Space Heating.Gas | 10 | 6 | 10 |  |  | 238-54325-00 |  |  |  | 238-39699-00 |  | 238-48875-00 |  |  |  |  | Gas | Liquid Propane |  |  |  | Indoor |  | Floor Mounted |  | No | Not Applicable | 150 | Not Applicable |  |  |  |  | No | [7 empty] | 60000 BTU/Hr |  |  |  | 45 |  | Not Applicable | On/Off | Not Applicable | [6 empty] | 255 | 27.625 | 22.75 | 67.875 | 265 | 626 | [23 empty] | 1 | 88 | 88 | ANSI Z21.10.1-2019/CSA 4.1-2019 | Yes | No | Yes | No | Not Applicable |  |  |  |  | 238-45684-00 | 21142 | COMBI PV SW
CSW2TW75T10BN19 | CSW2TW75T | Bradford White | 671632561711 | Active | [10 empty] | No | Not Applicable | Not Applicable | Residential Water Heating | Combination Water & Space Heating.Gas | 10 | 6 | 10 |  |  | 238-53985-00 |  |  |  | 238-39699-00 |  | 238-46299-00 |  |  |  |  | Gas | Natural Gas |  |  |  | Indoor |  | Floor Mounted |  | No | Not Applicable | 150 | Not Applicable |  |  |  |  | No | [7 empty] | 76000 BTU/Hr |  |  |  | 72 |  | Not Applicable | On/Off | No, it does not comply with jurisdictions having 14ng/J NOx Regulations | [6 empty] | 345 | 30.125 | 26.875 | 70 | 359 | 938 | [23 empty] | 1 | 63 | 60 | ANSI Z21.10.3-2019/CSA 4.3-2019 | Yes | Yes | Yes | No | Not Applicable | [5 empty] | 21142 | COMBI PV SW
CSW2TW75T10BN19-457 | CSW2TW75T | Bradford White | 671632561803 | Active | The -457 indicates that this SKU was designed and certified for Installation in Canada. | [9 empty] | No | Not Applicable | Not Applicable | Residential Water Heating | Combination Water & Space Heating.Gas | 10 | 6 | 10 |  |  | 238-54326-00 |  |  |  | 238-39699-00 |  | 238-48875-00 |  |  |  |  | Gas | Natural Gas |  |  |  | Indoor |  | Floor Mounted |  | No | Not Applicable | 150 | Not Applicable |  |  |  |  | No | [7 empty] | 76000 BTU/Hr |  |  |  | 72 |  | Not Applicable | On/Off | No, it does not comply with jurisdictions having 14ng/J NOx Regulations | [6 empty] | 345 | 30.125 | 26.875 | 70 | 359 | 938 | [23 empty] | 1 | 63 | 60 | ANSI Z21.10.3-2019/CSA 4.3-2019 | Yes | No | Yes | No | Not Applicable |  |  |  |  | 238-45684-00 | 21142 | COMBI PV SW
CSW2TW75T10SX19 | CSW2TW75T | Bradford White | 671632561919 | Active | [10 empty] | No | Not Applicable | Not Applicable | Residential Water Heating | Combination Water & Space Heating.Gas | 10 | 6 | 10 |  |  | 238-53985-00 |  |  |  | 238-39699-00 |  | 238-46299-00 |  |  |  |  | Gas | Liquid Propane |  |  |  | Indoor |  | Floor Mounted |  | No | Not Applicable | 150 | Not Applicable |  |  |  |  | No | [7 empty] | 75500 BTU/Hr |  |  |  | 72 |  | Not Applicable | On/Off | Not Applicable | [6 empty] | 345 | 30.125 | 26.875 | 70 | 359 | 938 | [23 empty] | 1 | 63 | 60 | ANSI Z21.10.3-2019/CSA 4.3-2019 | Yes | Yes | Yes | No | Not Applicable | [5 empty] | 21142 | COMBI PV SW
CSW2TW75T10SX19-457 | CSW2TW75T | Bradford White | 671632561889 | Active | The -457 indicates that this SKU was designed and certified for Installation in Canada. | [9 empty] | No | Not Applicable | Not Applicable | Residential Water Heating | Combination Water & Space Heating.Gas | 10 | 6 | 10 |  |  | 238-54326-00 |  |  |  | 238-39699-00 |  | 238-48875-00 |  |  |  |  | Gas | Liquid Propane |  |  |  | Indoor |  | Floor Mounted |  | No | Not Applicable | 150 | Not Applicable |  |  |  |  | No | [7 empty] | 75500 BTU/Hr |  |  |  | 72 |  | Not Applicable | On/Off | Not Applicable | [6 empty] | 345 | 30.125 | 26.875 | 70 | 359 | 938 | [23 empty] | 1 | 63 | 60 | ANSI Z21.10.3-2019/CSA 4.3-2019 | Yes | No | Yes | No | Not Applicable |  |  |  |  | 238-45684-00 | 21142 | COMBI PV SW
D100L1993N | D100L199 | Bradford White | 671632250615 | Active | [10 empty] | No | Not Applicable | Not Applicable | Commercial Water Heating | Water Heating.Gas | 3 | 1 |  |  |  | 238-47675-00 |  |  |  | 238-36612-00 |  | 238-80507-00 |  |  |  |  | Gas | Natural Gas |  |  |  | Indoor |  | Floor Mounted |  | No | Not Applicable | 150 | Category I | 6 |  | 0.5 | 1.5 | No | [7 empty] | 199999 BTU/Hr |  |  |  | 100 |  | Not Applicable | On/Off | No, it does not comply with jurisdictions having 14ng/J NOx Regulations | [6 empty] | 725 | 37.5 | 32.25 | 80.875 | 754 | 1549 | 30.25 | 68.9375 |  | 77.9375 |  |  | 194 | 27.375 | 60.375 | 23 |  |  |  | 8.6875 | 60.375 | [8 empty] | 1 | 48 | 48 | ANSI Z21.10.3-2019/CSA 4.3-2019 | Yes | Yes | Yes | No | Not Applicable | [5 empty] | 40171 | COM GAS NC | 7057175
D100L1993N-806 | D100L199 | Bradford White | 671632295050 | Active | The ""-806"" indicates that this SKU was designed and certified for Installation in Canada. | [9 empty] | No | Not Applicable | Not Applicable | Commercial Water Heating | Water Heating.Gas | 3 | 1 |  |  |  | 238-47675-00 |  |  |  | 238-36612-00 |  | 238-80507-00 |  |  |  |  | Gas | Natural Gas |  |  |  | Indoor |  | Floor Mounted |  | No | Not Applicable | 150 | Category I | 6 |  | 0.5 | 1.5 | No | [7 empty] | Not Applicable |  |  |  | 100 |  | Not Applicable | On/Off | Not Applicable | [6 empty] | 725 | 37.5 | 32.25 | 80.875 | 754 | 1549 | 30.25 | 68.9375 |  | 77.9375 |  |  | 194 | 27.375 | 60.375 | 23 |  |  |  | 8.6875 | 60.375 | [8 empty] | 1 | 48 | 48 | Not Applicable | Yes | No | Yes | No | Not Applicable | 238-47716-00 |  |  |  |  | 40171 | COM GAS NC
D100L1993N-807 | D100L199 | Bradford White | 671632295067 | Active | The ""-807"" indicates that this SKU was designed to operate in High Altitudes ranging from 2,000 to 4,500 feet, and are certified for Installation in Canada. | [9 empty] | No | Not Applicable | Not Applicable | Commercial Water Heating | Water Heating.Gas | 3 | 1 |  |  |  | 238-47675-00 |  |  |  | 238-36612-00 |  | 238-80507-00 |  |  |  |  | Gas | Natural Gas |  |  |  | Indoor |  | Floor Mounted |  | No | Not Applicable | 150 | Category I | 6 |  | 0.5 | 1.5 | No | [7 empty] | Not Applicable |  |  |  | 100 |  | Not Applicable | On/Off | Not Applicable | [6 empty] | 725 | 37.5 | 32.25 | 80.875 | 754 | 1549 | 30.25 | 68.9375 |  | 77.9375 |  |  | 194 | 27.375 | 60.375 | 23 |  |  |  | 8.6875 | 60.375 | [8 empty] | 1 | 48 | 48 | Not Applicable | Yes | No | Yes | No | Not Applicable | 238-47716-00 |  |  |  |  | 40171 | COM GAS NC
D100L1993N-823 | D100L199 | Bradford White | 671632618699 | Active | The ""-823"" indicates that this SKU was designed to operate in Altitudes between 2,001 feet and 5,000 feet. | [9 empty] | No | Not Applicable | Not Applicable | Commercial Water Heating | Water Heating.Gas | 3 | 1 |  |  |  | 238-47675-00 |  |  |  | 238-36612-00 |  | 238-80507-00 |  |  |  |  | Gas | Natural Gas |  |  |  | Indoor |  | Floor Mounted |  | No | Not Applicable | 150 | Category I | 6 |  | 0.5 | 1.5 | No | [7 empty] | 199999 BTU/Hr |  |  |  | 100 |  | Not Applicable | On/Off | No, it does not comply with jurisdictions having 14ng/J NOx Regulations | [6 empty] | 725 | 37.5 | 32.25 | 80.875 | 754 | 1549 | 30.25 | 68.9375 |  | 77.9375 |  |  | 194 | 27.375 | 60.375 | 23 |  |  |  | 8.6875 | 60.375 | [8 empty] | 1 | 48 | 48 | ANSI Z21.10.3-2019/CSA 4.3-2019 | Yes | Yes | Yes | No | Not Applicable | [5 empty] | 40171 | COM GAS NC | 7057175
D100L1993N-867 | D100L199 | Bradford White | 671632643578 | Active | The ""-867"" indicates that this SKU was designed to operate in Altitudes between 5,001 feet and 8,000 feet. | [9 empty] | No | Not Applicable | Not Applicable | Commercial Water Heating | Water Heating.Gas | 3 | 1 |  |  |  | 238-47675-00 |  |  |  | 238-36612-00 |  | 238-80507-00 |  |  |  |  | Gas | Natural Gas |  |  |  | Indoor |  | Floor Mounted |  | No | Not Applicable | 150 | Category I | 6 |  | 0.5 | 1.5 | No | [7 empty] | 199999 BTU/Hr |  |  |  | 100 |  | Not Applicable | On/Off | No, it does not comply with jurisdictions having 14ng/J NOx Regulations | [6 empty] | 725 | 37.5 | 32.25 | 80.875 | 754 | 1549 | 30.25 | 68.9375 |  | 77.9375 |  |  | 194 | 27.375 | 60.375 | 23 |  |  |  | 8.6875 | 60.375 | [8 empty] | 1 | 48 | 48 | ANSI Z21.10.3-2019/CSA 4.3-2019 | Yes | Yes | Yes | No | Not Applicable | [5 empty] | 40171 | COM GAS NC | 7057175
D100L1993N-868 | D100L199 | Bradford White | 671632643349 | Active | The ""-868"" indicates that this SKU was designed to operate in Altitudes above 8,000 feet. | [9 empty] | No | Not Applicable | Not Applicable | Commercial Water Heating | Water Heating.Gas | 3 | 1 |  |  |  | 238-47675-00 |  |  |  | 238-36612-00 |  | 238-80507-00 |  |  |  |  | Gas | Natural Gas |  |  |  | Indoor |  | Floor Mounted |  | No | Not Applicable | 150 | Category I | 6 |  | 0.5 | 1.5 | No | [7 empty] | 199999 BTU/Hr |  |  |  | 100 |  | Not Applicable | On/Off | No, it does not comply with jurisdictions having 14ng/J NOx Regulations | [6 empty] | 725 | 37.5 | 32.25 | 80.875 | 754 | 1549 | 30.25 | 68.9375 |  | 77.9375 |  |  | 194 | 27.375 | 60.375 | 23 |  |  |  | 8.6875 | 60.375 | [8 empty] | 1 | 48 | 48 | ANSI Z21.10.3-2019/CSA 4.3-2019 | Yes | Yes | Yes | No | Not Applicable | [5 empty] | 40171 | COM GAS NC | 7057175
D100L1993N-877 | D100L199 | Bradford White | 671632688098 | Active | The ""-877"" indicates that this SKU performs at 82% Thermal Efficiency. | [9 empty] | No | Not Applicable | Not Applicable | Commercial Water Heating | Water Heating.Gas | 3 | 1 |  |  |  | 238-47675-00 |  |  |  | 238-36612-00 |  | 238-80507-00 |  |  |  |  | Gas | Natural Gas |  |  |  | Indoor |  | Floor Mounted |  | No | Not Applicable | 150 | Category I | 6 |  | 0.5 | 1.5 | No | [7 empty] | 199999 BTU/Hr |  |  |  | 100 |  | Not Applicable | On/Off | No, it does not comply with jurisdictions having 14ng/J NOx Regulations | [6 empty] | 725 | 37.5 | 32.25 | 80.875 | 754 | 1549 | 30.25 | 68.9375 |  | 77.9375 |  |  | 194 | 27.375 | 60.375 | 23 |  |  |  | 8.6875 | 60.375 | [8 empty] | 1 | 48 | 48 | ANSI Z21.10.3-2019/CSA 4.3-2019 | Yes | Yes | Yes | No | Not Applicable | [5 empty] | 40171 | COM GAS NC | 7057175
D100L1993N-877-823 | D100L199 | Bradford White | 671632706259 | Active | The ""-823"" indicates that this SKU was designed to operate in Altitudes between 2,001 feet and 5,000 feet. | The ""-877"" indicates that this SKU performs at 82% Thermal Efficiency. | [8 empty] | No | Not Applicable | Not Applicable | Commercial Water Heating | Water Heating.Gas | 3 | 1 |  |  |  | 238-47675-00 |  |  |  | 238-36612-00 |  | 238-80507-00 |  |  |  |  | Gas | Natural Gas |  |  |  | Indoor |  | Floor Mounted |  | No | Not Applicable | 150 | Category I | 6 |  | 0.5 | 1.5 | No | [7 empty] | 199999 BTU/Hr |  |  |  | 100 |  | Not Applicable | On/Off | No, it does not comply with jurisdictions having 14ng/J NOx Regulations | [6 empty] | 765 | 37.5 | 32.25 | 80.875 | 796 | 1589 | 30.25 | 68.9375 |  | 77.9375 |  |  | 194 | 27.375 | 60.375 | 23 |  |  |  | 8.6875 | 60.375 | [8 empty] | 1 | 48 | 48 | ANSI Z21.10.3-2019/CSA 4.3-2019 | Yes | Yes | Yes | No | Not Applicable | [5 empty] | 40171 | COM GAS NC | 7057175
D100L1993X | D100L199 | Bradford White | 671632250677 | Active | [10 empty] | No | Not Applicable | Not Applicable | Commercial Water Heating | Water Heating.Gas | 3 | 1 |  |  |  | 238-47675-00 |  |  |  | 238-36612-00 |  | 238-80507-00 |  |  |  |  | Gas | Liquid Propane |  |  |  | Indoor |  | Floor Mounted |  | No | Not Applicable | 150 | Category I | 6 |  | 0.5 | 1.5 | No | [7 empty] | 199999 BTU/Hr |  |  |  | 100 |  | Not Applicable | On/Off | Not Applicable | [6 empty] | 725 | 37.5 | 32.25 | 80.875 | 754 | 1549 | 30.25 | 68.9375 |  | 77.9375 |  |  | 194 | 27.375 | 60.375 | 23 |  |  |  | 8.6875 | 60.375 | [8 empty] | 1 | 48 | 48 | ANSI Z21.10.3-2019/CSA 4.3-2019 | Yes | Yes | Yes | No | Not Applicable | [5 empty] | 40171 | COM GAS NC | 7057176
D100L1993X-806 | D100L199 | Bradford White | 671632295074 | Active | The ""-806"" indicates that this SKU was designed and certified for Installation in Canada. | [9 empty] | No | Not Applicable | Not Applicable | Commercial Water Heating | Water Heating.Gas | 3 | 1 |  |  |  | 238-47675-00 |  |  |  | 238-36612-00 |  | 238-80507-00 |  |  |  |  | Gas | Liquid Propane |  |  |  | Indoor |  | Floor Mounted |  | No | Not Applicable | 150 | Category I | 6 |  | 0.5 | 1.5 | No | [7 empty] | Not Applicable |  |  |  | 100 |  | Not Applicable | On/Off | Not Applicable | [6 empty] | 725 | 37.5 | 32.25 | 80.875 | 754 | 1549 | 30.25 | 68.9375 |  | 77.9375 |  |  | 194 | 27.375 | 60.375 | 23 |  |  |  | 8.6875 | 60.375 | [8 empty] | 1 | 48 | 48 | Not Applicable | Yes | No | Yes | No | Not Applicable | 238-47716-00 |  |  |  |  | 40171 | COM GAS NC
D100L1993X-807 | D100L199 | Bradford White | 671632295081 | Active | The ""-807"" indicates that this SKU was designed to operate in High Altitudes ranging from 2,000 to 4,500 feet, and are certified for Installation in Canada. | [9 empty] | No | Not Applicable | Not Applicable | Commercial Water Heating | Water Heating.Gas | 3 | 1 |  |  |  | 238-47675-00 |  |  |  | 238-36612-00 |  | 238-80507-00 |  |  |  |  | Gas | Liquid Propane |  |  |  | Indoor |  | Floor Mounted |  | No | Not Applicable | 150 | Category I | 6 |  | 0.5 | 1.5 | No | [7 empty] | Not Applicable |  |  |  | 100 |  | Not Applicable | On/Off | Not Applicable | [6 empty] | 725 | 37.5 | 32.25 | 80.875 | 754 | 1549 | 30.25 | 68.9375 |  | 77.9375 |  |  | 194 | 27.375 | 60.375 | 23 |  |  |  | 8.6875 | 60.375 | [8 empty] | 1 | 48 | 48 | Not Applicable | Yes | No | Yes | No | Not Applicable | 238-47716-00 |  |  |  |  | 40171 | COM GAS NC
D100L1993X-823 | D100L199 | Bradford White | 671632631193 | Active | The ""-823"" indicates that this SKU was designed to operate in Altitudes between 2,001 feet and 5,000 feet. | [9 empty] | No | Not Applicable | Not Applicable | Commercial Water Heating | Water Heating.Gas | 3 | 1 |  |  |  | 238-47675-00 |  |  |  | 238-36612-00 |  | 238-80507-00 |  |  |  |  | Gas | Liquid Propane |  |  |  | Indoor |  | Floor Mounted |  | No | Not Applicable | 150 | Category I | 6 |  | 0.5 | 1.5 | No | [7 empty] | 199999 BTU/Hr |  |  |  | 100 |  | Not Applicable | On/Off | Not Applicable | [6 empty] | 725 | 37.5 | 32.25 | 80.875 | 754 | 1549 | 30.25 | 68.9375 |  | 77.9375 |  |  | 194 | 27.375 | 60.375 | 23 |  |  |  | 8.6875 | 60.375 | [8 empty] | 1 | 48 | 48 | ANSI Z21.10.3-2019/CSA 4.3-2019 | Yes | Yes | Yes | No | Not Applicable | [5 empty] | 40171 | COM GAS NC | 7057176
D100L1993X-867 | D100L199 | Bradford White | 671632648887 | Active | The ""-867"" indicates that this SKU was designed to operate in Altitudes between 5,001 feet and 8,000 feet. | [9 empty] | No | Not Applicable | Not Applicable | Commercial Water Heating | Water Heating.Gas | 3 | 1 |  |  |  | 238-47675-00 |  |  |  | 238-36612-00 |  | 238-80507-00 |  |  |  |  | Gas | Liquid Propane |  |  |  | Indoor |  | Floor Mounted |  | No | Not Applicable | 150 | Category I | 6 |  | 0.5 | 1.5 | No | [7 empty] | 199999 BTU/Hr |  |  |  | 100 |  | Not Applicable | On/Off | Not Applicable | [6 empty] | 725 | 37.5 | 32.25 | 80.875 | 754 | 1549 | 30.25 | 68.9375 |  | 77.9375 |  |  | 194 | 27.375 | 60.375 | 23 |  |  |  | 8.6875 | 60.375 | [8 empty] | 1 | 48 | 48 | ANSI Z21.10.3-2019/CSA 4.3-2019 | Yes | Yes | Yes | No | Not Applicable | [5 empty] | 40171 | COM GAS NC | 7057176
D100L1993X-868 | D100L199 | Bradford White | 671632643332 | Active | The ""-868"" indicates that this SKU was designed to operate in Altitudes above 8,000 feet. | [9 empty] | No | Not Applicable | Not Applicable | Commercial Water Heating | Water Heating.Gas | 3 | 1 |  |  |  | 238-47675-00 |  |  |  | 238-36612-00 |  | 238-80507-00 |  |  |  |  | Gas | Liquid Propane |  |  |  | Indoor |  | Floor Mounted |  | No | Not Applicable | 150 | Category I | 6 |  | 0.5 | 1.5 | No | [7 empty] | 199999 BTU/Hr |  |  |  | 100 |  | Not Applicable | On/Off | Not Applicable | [6 empty] | 725 | 37.5 | 32.25 | 80.875 | 754 | 1549 | 30.25 | 68.9375 |  | 77.9375 |  |  | 194 | 27.375 | 60.375 | 23 |  |  |  | 8.6875 | 60.375 | [8 empty] | 1 | 48 | 48 | ANSI Z21.10.3-2019/CSA 4.3-2019 | Yes | Yes | Yes | No | Not Applicable | [5 empty] | 40171 | COM GAS NC | 7057176
D100L1993X-877 | D100L199 | Bradford White | 671632129089 | Active | The ""-877"" indicates that this SKU performs at 82% Thermal Efficiency. | [9 empty] | No | Not Applicable | Not Applicable | Commercial Water Heating | Water Heating.Gas | 3 | 1 |  |  |  | 238-47675-00 |  |  |  | 238-36612-00 |  | 238-80507-00 |  |  |  |  | Gas | Liquid Propane |  |  |  | Indoor |  | Floor Mounted |  | No | Not Applicable | 150 | Category I | 6 |  | 0.5 | 1.5 | No | [7 empty] | 199999 BTU/Hr |  |  |  | 100 |  | Not Applicable | On/Off | Not Applicable | [6 empty] | 725 | 37.5 | 32.25 | 80.875 | 754 | 1549 | 30.25 | 68.9375 |  | 77.9375 |  |  | 194 | 27.375 | 60.375 | 23 |  |  |  | 8.6875 | 60.375 | [8 empty] | 1 | 48 | 48 | ANSI Z21.10.3-2019/CSA 4.3-2019 | Yes | Yes | Yes | No | Not Applicable | [5 empty] | 40171 | COM GAS NC | 7057176
D100L1995N | D100L199 | Bradford White | 671632199549 | Active | [10 empty] | No | Not Applicable | Not Applicable | Commercial Water Heating | Water Heating.Gas | 5 | 1 |  |  |  | 238-47675-00 |  |  |  | 238-36612-00 |  | 238-80507-00 |  |  |  |  | Gas | Natural Gas |  |  |  | Indoor |  | Floor Mounted |  | No | Not Applicable | 150 | Category I | 6 |  | 0.5 | 1.5 | No | [7 empty] | 199999 BTU/Hr |  |  |  | 100 |  | Not Applicable | On/Off | No, it does not comply with jurisdictions having 14ng/J NOx Regulations | [6 empty] | 725 | 37.5 | 32.25 | 80.875 | 754 | 1549 | 30.25 | 68.9375 |  | 77.9375 |  |  | 194 | 27.375 | 60.375 | 23 |  |  |  | 8.6875 | 60.375 | [8 empty] | 1 | 48 | 48 | ANSI Z21.10.3-2019/CSA 4.3-2019 | Yes | Yes | Yes | No | Not Applicable | [5 empty] | 40171 | COM GAS NC | 7057175
D100L1995N-823 | D100L199 | Bradford White | 671632640393 | Active | The ""-823"" indicates that this SKU was designed to operate in Altitudes between 2,001 feet and 5,000 feet. | [9 empty] | No | Not Applicable | Not Applicable | Commercial Water Heating | Water Heating.Gas | 5 | 1 |  |  |  | 238-47675-00 |  |  |  | 238-36612-00 |  | 238-80507-00 |  |  |  |  | Gas | Natural Gas |  |  |  | Indoor |  | Floor Mounted |  | No | Not Applicable | 150 | Category I | 6 |  | 0.5 | 1.5 | No | [7 empty] | 199999 BTU/Hr |  |  |  | 100 |  | Not Applicable | On/Off | No, it does not comply with jurisdictions having 14ng/J NOx Regulations | [6 empty] | 725 | 37.5 | 32.25 | 80.875 | 754 | 1549 | 30.25 | 68.9375 |  | 77.9375 |  |  | 194 | 27.375 | 60.375 | 23 |  |  |  | 8.6875 | 60.375 | [8 empty] | 1 | 48 | 48 | ANSI Z21.10.3-2019/CSA 4.3-2019 | Yes | Yes | Yes | No | Not Applicable | [5 empty] | 40171 | COM GAS NC | 7057175
D100L1995X | D100L199 | Bradford White | 671632330348 | Active | [10 empty] | No | Not Applicable | Not Applicable | Commercial Water Heating | Water Heating.Gas | 5 | 1 |  |  |  | 238-47675-00 |  |  |  | 238-36612-00 |  | 238-80507-00 |  |  |  |  | Gas | Liquid Propane |  |  |  | Indoor |  | Floor Mounted |  | No | Not Applicable | 150 | Category I | 6 |  | 0.5 | 1.5 | No | [7 empty] | 199999 BTU/Hr |  |  |  | 100 |  | Not Applicable | On/Off | Not Applicable | [6 empty] | 725 | 37.5 | 32.25 | 80.875 | 754 | 1549 | 30.25 | 68.9375 |  | 77.9375 |  |  | 194 | 27.375 | 60.375 | 23 |  |  |  | 8.6875 | 60.375 | [8 empty] | 1 | 48 | 48 | ANSI Z21.10.3-2019/CSA 4.3-2019 | Yes | Yes | Yes | No | Not Applicable | [5 empty] | 40171 | COM GAS NC | 7057176
D100L199E3N | D100L199 | Bradford White | 671632285976 | Active | [10 empty] | No | Not Applicable | Not Applicable | Commercial Water Heating | Water Heating.Gas | 3 | 1 |  |  |  | 238-47675-00 |  |  |  | 238-36612-00 |  | 238-80507-00 |  |  |  |  | Gas | Natural Gas |  |  |  | Indoor |  | Floor Mounted |  | No | Not Applicable | 150 | Category I | 6 |  | 0.5 | 1.5 | No | [7 empty] | 199999 BTU/Hr |  |  |  | 100 |  | Not Applicable | On/Off | No, it does not comply with jurisdictions having 14ng/J NOx Regulations | [6 empty] | 725 | 37.5 | 32.25 | 80.875 | 754 | 1549 | 30.25 | 68.9375 |  | 77.9375 |  |  | 194 | 27.375 | 60.375 | 23 |  |  |  | 8.6875 | 60.375 | [8 empty] | 1 | 48 | 48 | ANSI Z21.10.3-2019/CSA 4.3-2019 | Yes | Yes | Yes | No | Not Applicable | [5 empty] | 40171 | COM GAS NC | 7057175
D100L199E3N-823 | D100L199 | Bradford White | 671632784264 | Active | The ""-823"" indicates that this SKU was designed to operate in Altitudes between 2,001 feet and 5,000 feet. | [9 empty] | No | Not Applicable | Not Applicable | Commercial Water Heating | Water Heating.Gas | 3 | 1 |  |  |  | 238-47675-00 |  |  |  | 238-36612-00 |  | 238-80507-00 |  |  |  |  | Gas | Natural Gas |  |  |  | Indoor |  | Floor Mounted |  | No | Not Applicable | 150 | Category I | 6 |  | 0.5 | 1.5 | No | [7 empty] | 199999 BTU/Hr |  |  |  | 100 |  | Not Applicable | On/Off | No, it does not comply with jurisdictions having 14ng/J NOx Regulations | [6 empty] | 725 | 37.5 | 32.25 | 80.875 | 754 | 1549 | 30.25 | 68.9375 |  | 77.9375 |  |  | 194 | 27.375 | 60.375 | 23 |  |  |  | 8.6875 | 60.375 | [8 empty] | 1 | 48 | 48 | ANSI Z21.10.3-2019/CSA 4.3-2019 | Yes | Yes | Yes | No | Not Applicable | [5 empty] | 40171 | COM GAS NC | 7057175
D100L199E3N-877 | D100L199 | Bradford White | 671632688210 | Active | The ""-877"" indicates that this SKU performs at 82% Thermal Efficiency. | [9 empty] | No | Not Applicable | Not Applicable | Commercial Water Heating | Water Heating.Gas | 3 | 1 |  |  |  | 238-47675-00 |  |  |  | 238-36612-00 |  | 238-80507-00 |  |  |  |  | Gas | Natural Gas |  |  |  | Indoor |  | Floor Mounted |  | No | Not Applicable | 150 | Category I | 6 |  | 0.5 | 1.5 | No | [7 empty] | 199999 BTU/Hr |  |  |  | 100 |  | Not Applicable | On/Off | No, it does not comply with jurisdictions having 14ng/J NOx Regulations | [6 empty] | 725 | 37.5 | 32.25 | 80.875 | 754 | 1549 | 30.25 | 68.9375 |  | 77.9375 |  |  | 194 | 27.375 | 60.375 | 23 |  |  |  | 8.6875 | 60.375 | [8 empty] | 1 | 48 | 48 | ANSI Z21.10.3-2019/CSA 4.3-2019 | Yes | Yes | Yes | No | Not Applicable | [5 empty] | 40171 | COM GAS NC | 7057175
D100L199E3N-877-823 | D100L199 | Bradford White | 671632715626 | Active | The ""-823"" indicates that this SKU was designed to operate in Altitudes between 2,001 feet and 5,000 feet. | The ""-877"" indicates that this SKU performs at 82% Thermal Efficiency. | [8 empty] | No | Not Applicable | Not Applicable | Commercial Water Heating | Water Heating.Gas | 3 | 1 |  |  |  | 238-47675-00 |  |  |  | 238-36612-00 |  | 238-80507-00 |  |  |  |  | Gas | Natural Gas |  |  |  | Indoor |  | Floor Mounted |  | No | Not Applicable | 150 | Category I | 6 |  | 0.5 | 1.5 | No | [7 empty] | 199999 BTU/Hr |  |  |  | 100 |  | Not Applicable | On/Off | No, it does not comply with jurisdictions having 14ng/J NOx Regulations | [6 empty] | 725 | 37.5 | 32.25 | 80.875 | 754 | 1549 | 30.25 | 68.9375 |  | 77.9375 |  |  | 194 | 27.375 | 60.375 | 23 |  |  |  | 8.6875 | 60.375 | [8 empty] | 1 | 48 | 48 | ANSI Z21.10.3-2019/CSA 4.3-2019 | Yes | Yes | Yes | No | Not Applicable | [5 empty] | 40171 | COM GAS NC | 7057175
D100L199E5N | D100L199 | Bradford White | 671632480548 | Active | [10 empty] | No | Not Applicable | Not Applicable | Commercial Water Heating | Water Heating.Gas | 5 | 1 |  |  |  | 238-47675-00 |  |  |  | 238-36612-00 |  | 238-80507-00 |  |  |  |  | Gas | Natural Gas |  |  |  | Indoor |  | Floor Mounted |  | No | Not Applicable | 150 | Category I | 6 |  | 0.5 | 1.5 | No | [7 empty] | 199999 BTU/Hr |  |  |  | 100 |  | Not Applicable | On/Off | No, it does not comply with jurisdictions having 14ng/J NOx Regulations | [6 empty] | 725 | 37.5 | 32.25 | 80.875 | 754 | 1549 | 30.25 | 68.9375 |  | 77.9375 |  |  | 194 | 27.375 | 60.375 | 23 |  |  |  | 8.6875 | 60.375 | [8 empty] | 1 | 48 | 48 | ANSI Z21.10.3-2019/CSA 4.3-2019 | Yes | Yes | Yes | No | Not Applicable | [5 empty] | 40171 | COM GAS NC | 7057175
D100L199E5N-877 | D100L199 | Bradford White | 671632712120 | Active | The ""-877"" indicates that this SKU performs at 82% Thermal Efficiency. | [9 empty] | No | Not Applicable | Not Applicable | Commercial Water Heating | Water Heating.Gas | 5 | 1 |  |  |  | 238-47675-00 |  |  |  | 238-36612-00 |  | 238-80507-00 |  |  |  |  | Gas | Natural Gas |  |  |  | Indoor |  | Floor Mounted |  | No | Not Applicable | 150 | Category I | 6 |  | 0.5 | 1.5 | No | [7 empty] | 199999 BTU/Hr |  |  |  | 100 |  | Not Applicable | On/Off | No, it does not comply with jurisdictions having 14ng/J NOx Regulations | [6 empty] | 725 | 37.5 | 32.25 | 80.875 | 754 | 1549 | 30.25 | 68.9375 |  | 77.9375 |  |  | 194 | 27.375 | 60.375 | 23 |  |  |  | 8.6875 | 60.375 | [8 empty] | 1 | 48 | 48 | ANSI Z21.10.3-2019/CSA 4.3-2019 | Yes | Yes | Yes | No | Not Applicable | [5 empty] | 40171 | COM GAS NC | 7057175
D100L2503N | D100L250 | Bradford White | 671632257553 | Active | [10 empty] | No | Not Applicable | Not Applicable | Commercial Water Heating | Water Heating.Gas | 3 | 1 |  |  |  | 238-47675-00 |  |  |  | 238-36612-00 |  | 238-80507-00 |  |  |  |  | Gas | Natural Gas |  |  |  | Indoor |  | Floor Mounted |  | No | Not Applicable | 150 | Category I | 6 |  | 0.5 | 1.5 | No | [7 empty] | 250000 BTU/Hr |  |  |  | 100 |  | Not Applicable | On/Off | No, it does not comply with jurisdictions having 14ng/J NOx Regulations | [6 empty] | 725 | 37.5 | 32.25 | 80.875 | 754 | 1549 | 30.25 | 65.1875 |  | 73.25 |  |  |  | 30.625 | 56.625 | 23 |  |  |  | 8.6875 | 56.625 | [8 empty] | 1 | 48 | 48 | ANSI Z21.10.3-2019/CSA 4.3-2019 | Yes | Yes | Yes | No | Not Applicable | [5 empty] | 40171 | COM GAS NC | 7056666
D100L2503N-806 | D100L250 | Bradford White | 671632295098 | Active | The ""-806"" indicates that this SKU was designed and certified for Installation in Canada. | [9 empty] | No | Not Applicable | Not Applicable | Commercial Water Heating | Water Heating.Gas | 3 | 1 |  |  |  | 238-47675-00 |  |  |  | 238-36612-00 |  | 238-80507-00 |  |  |  |  | Gas | Natural Gas |  |  |  | Indoor |  | Floor Mounted |  | No | Not Applicable | 150 | Category I | 6 |  | 0.5 | 1.5 | No | [7 empty] | Not Applicable |  |  |  | 100 |  | Not Applicable | On/Off | Not Applicable | [6 empty] | 725 | 37.5 | 32.25 | 80.875 | 754 | 1549 | 30.25 | 65.1875 |  | 73.25 |  |  |  | 30.625 | 56.625 | 23 |  |  |  | 8.6875 | 56.625 | [8 empty] | 1 | 48 | 48 | Not Applicable | Yes | No | Yes | No | Not Applicable | 238-47716-00 |  |  |  |  | 40171 | COM GAS NC
D100L2503N-807 | D100L250 | Bradford White | 671632295104 | Active | The ""-807"" indicates that this SKU was designed to operate in High Altitudes ranging from 2,000 to 4,500 feet, and are certified for Installation in Canada. | [9 empty] | No | Not Applicable | Not Applicable | Commercial Water Heating | Water Heating.Gas | 3 | 1 |  |  |  | 238-47675-00 |  |  |  | 238-36612-00 |  | 238-80507-00 |  |  |  |  | Gas | Natural Gas |  |  |  | Indoor |  | Floor Mounted |  | No | Not Applicable | 150 | Category I | 6 |  | 0.5 | 1.5 | No | [7 empty] | Not Applicable |  |  |  | 100 |  | Not Applicable | On/Off | Not Applicable | [6 empty] | 725 | 37.5 | 32.25 | 80.875 | 754 | 1549 | 30.25 | 65.1875 |  | 73.25 |  |  |  | 30.625 | 56.625 | 23 |  |  |  | 8.6875 | 56.625 | [8 empty] | 1 | 48 | 48 | Not Applicable | Yes | No | Yes | No | Not Applicable | 238-47716-00 |  |  |  |  | 40171 | COM GAS NC
D100L2503N-823 | D100L250 | Bradford White | 671632628780 | Active | The ""-823"" indicates that this SKU was designed to operate in Altitudes between 2,001 feet and 5,000 feet. | [9 empty] | No | Not Applicable | Not Applicable | Commercial Water Heating | Water Heating.Gas | 3 | 1 |  |  |  | 238-47675-00 |  |  |  | 238-36612-00 |  | 238-80507-00 |  |  |  |  | Gas | Natural Gas |  |  |  | Indoor |  | Floor Mounted |  | No | Not Applicable | 150 | Category I | 6 |  | 0.5 | 1.5 | No | [7 empty] | 250000 BTU/Hr |  |  |  | 100 |  | Not Applicable | On/Off | No, it does not comply with jurisdictions having 14ng/J NOx Regulations | [6 empty] | 725 | 37.5 | 32.25 | 80.875 | 754 | 1549 | 30.25 | 65.1875 |  | 73.25 |  |  |  | 30.625 | 56.625 | 23 |  |  |  | 8.6875 | 56.625 | [8 empty] | 1 | 48 | 48 | ANSI Z21.10.3-2019/CSA 4.3-2019 | Yes | Yes | Yes | No | Not Applicable | [5 empty] | 40171 | COM GAS NC | 7056666
D100L2503NA | D100L250A | Bradford White | 671632257850 | Active | [10 empty] | No | Not Applicable | Not Applicable | Commercial Water Heating | Water Heating.Gas | 3 | 1 |  |  |  | 238-47675-00 |  |  |  | 238-36612-00 |  | 238-80507-00 |  |  |  |  | Gas | Natural Gas |  |  |  | Indoor |  | Floor Mounted |  | Yes | HLW | 150 | Category I | 6 |  | 0.5 | 1.5 | No | [7 empty] | 250000 BTU/Hr |  |  |  | 100 |  | Not Applicable | On/Off | No, it does not comply with jurisdictions having 14ng/J NOx Regulations | [6 empty] | 725 | 37.5 | 32.25 | 80.875 | 754 | 1549 | 30.25 | 65.1875 |  | 73.25 |  |  |  | 30.625 | 56.625 | 23 |  |  |  | 8.6875 | 56.625 | [8 empty] | 1 | 48 | 48 | ANSI Z21.10.3-2019/CSA 4.3-2019 | Yes | Yes | Yes | No | Not Applicable | [5 empty] | 40161 | COM GAS ASME | 7056666
D100L2503NA-806 | D100L250A | Bradford White | 671632295111 | Active | The ""-806"" indicates that this SKU was designed and certified for Installation in Canada. | [9 empty] | No | Not Applicable | Not Applicable | Commercial Water Heating | Water Heating.Gas | 3 | 1 |  |  |  | 238-47675-00 |  |  |  | 238-36612-00 |  | 238-80507-00 |  |  |  |  | Gas | Natural Gas |  |  |  | Indoor |  | Floor Mounted |  | Yes | HLW | 150 | Category I | 6 |  | 0.5 | 1.5 | No | [7 empty] | Not Applicable |  |  |  | 100 |  | Not Applicable | On/Off | Not Applicable | [6 empty] | 725 | 37.5 | 32.25 | 80.875 | 754 | 1549 | 30.25 | 65.1875 |  | 73.25 |  |  |  | 30.625 | 56.625 | 23 |  |  |  | 8.6875 | 56.625 | [8 empty] | 1 | 48 | 48 | Not Applicable | Yes | No | Yes | No | Not Applicable | 238-47716-00 |  |  |  |  | 40161 | COM GAS ASME
D100L2503NA-807 | D100L250A | Bradford White | 671632296194 | Active | The ""-807"" indicates that this SKU was designed to operate in High Altitudes ranging from 2,000 to 4,500 feet, and are certified for Installation in Canada. | [9 empty] | No | Not Applicable | Not Applicable | Commercial Water Heating | Water Heating.Gas | 3 | 1 |  |  |  | 238-47675-00 |  |  |  | 238-36612-00 |  | 238-80507-00 |  |  |  |  | Gas | Natural Gas |  |  |  | Indoor |  | Floor Mounted |  | Yes | HLW | 150 | Category I | 6 |  | 0.5 | 1.5 | No | [7 empty] | Not Applicable |  |  |  | 100 |  | Not Applicable | On/Off | Not Applicable | [6 empty] | 725 | 37.5 | 32.25 | 80.875 | 754 | 1549 | 30.25 | 65.1875 |  | 73.25 |  |  |  | 30.625 | 56.625 | 23 |  |  |  | 8.6875 | 56.625 | [8 empty] | 1 | 48 | 48 | Not Applicable | Yes | No | Yes | No | Not Applicable | 238-47716-00 |  |  |  |  | 40161 | COM GAS ASME
D100L2503NA-823 | D100L250A | Bradford White | 671632636143 | Active | The ""-823"" indicates that this SKU was designed to operate in Altitudes between 2,001 feet and 5,000 feet. | [9 empty] | No | Not Applicable | Not Applicable | Commercial Water Heating | Water Heating.Gas | 3 | 1 |  |  |  | 238-47675-00 |  |  |  | 238-36612-00 |  | 238-80507-00 |  |  |  |  | Gas | Natural Gas |  |  |  | Indoor |  | Floor Mounted |  | Yes | HLW | 150 | Category I | 6 |  | 0.5 | 1.5 | No | [7 empty] | 250000 BTU/Hr |  |  |  | 100 |  | Not Applicable | On/Off | No, it does not comply with jurisdictions having 14ng/J NOx Regulations | [6 empty] | 725 | 37.5 | 32.25 | 80.875 | 754 | 1549 | 30.25 | 65.1875 |  | 73.25 |  |  |  | 30.625 | 56.625 | 23 |  |  |  | 8.6875 | 56.625 | [8 empty] | 1 | 48 | 48 | ANSI Z21.10.3-2019/CSA 4.3-2019 | Yes | Yes | Yes | No | Not Applicable | [5 empty] | 40161 | COM GAS ASME | 7056666
D100L2503NA-867 | D100L250A | Bradford White | 671632685943 | Active | The ""-867"" indicates that this SKU was designed to operate in Altitudes between 5,001 feet and 8,000 feet. | [9 empty] | No | Not Applicable | Not Applicable | Commercial Water Heating | Water Heating.Gas | 3 | 1 |  |  |  | 238-47675-00 |  |  |  | 238-36612-00 |  | 238-80507-00 |  |  |  |  | Gas | Natural Gas |  |  |  | Indoor |  | Floor Mounted |  | Yes | HLW | 150 | Category I | 6 |  | 0.5 | 1.5 | No | [7 empty] | 250000 BTU/Hr |  |  |  | 100 |  | Not Applicable | On/Off | No, it does not comply with jurisdictions having 14ng/J NOx Regulations | [6 empty] | 725 | 37.5 | 32.25 | 80.875 | 754 | 1549 | 30.25 | 65.1875 |  | 73.25 |  |  |  | 30.625 | 56.625 | 23 |  |  |  | 8.6875 | 56.625 | [8 empty] | 1 | 48 | 48 | ANSI Z21.10.3-2019/CSA 4.3-2019 | Yes | Yes | Yes | No | Not Applicable | [5 empty] | 40161 | COM GAS ASME | 7056666
D100L2503X | D100L250 | Bradford White | 671632257584 | Active | [10 empty] | No | Not Applicable | Not Applicable | Commercial Water Heating | Water Heating.Gas | 3 | 1 |  |  |  | 238-47675-00 |  |  |  | 238-36612-00 |  | 238-80507-00 |  |  |  |  | Gas | Liquid Propane |  |  |  | Indoor |  | Floor Mounted |  | No | Not Applicable | 150 | Category I | 6 |  | 0.5 | 1.5 | No | [7 empty] | 250000 BTU/Hr |  |  |  | 100 |  | Not Applicable | On/Off | Not Applicable | [6 empty] | 725 | 37.5 | 32.25 | 80.875 | 754 | 1549 | 30.25 | 65.1875 |  | 73.25 |  |  |  | 30.625 | 56.625 | 23 |  |  |  | 8.6875 | 56.625 | [8 empty] | 1 | 48 | 48 | ANSI Z21.10.3-2019/CSA 4.3-2019 | Yes | Yes | Yes | No | Not Applicable | [5 empty] | 40171 | COM GAS NC | 7056647
D100L2503X-806 | D100L250 | Bradford White | 671632295128 | Active | The ""-806"" indicates that this SKU was designed and certified for Installation in Canada. | [9 empty] | No | Not Applicable | Not Applicable | Commercial Water Heating | Water Heating.Gas | 3 | 1 |  |  |  | 238-47675-00 |  |  |  | 238-36612-00 |  | 238-80507-00 |  |  |  |  | Gas | Liquid Propane |  |  |  | Indoor |  | Floor Mounted |  | No | Not Applicable | 150 | Category I | 6 |  | 0.5 | 1.5 | No | [7 empty] | Not Applicable |  |  |  | 100 |  | Not Applicable | On/Off | Not Applicable | [6 empty] | 725 | 37.5 | 32.25 | 80.875 | 754 | 1549 | 30.25 | 65.1875 |  | 73.25 |  |  |  | 30.625 | 56.625 | 23 |  |  |  | 8.6875 | 56.625 | [8 empty] | 1 | 48 | 48 | Not Applicable | Yes | No | Yes | No | Not Applicable | 238-47716-00 |  |  |  |  | 40171 | COM GAS NC
D100L2503X-807 | D100L250 | Bradford White | 671632295135 | Active | The ""-807"" indicates that this SKU was designed to operate in High Altitudes ranging from 2,000 to 4,500 feet, and are certified for Installation in Canada. | [9 empty] | No | Not Applicable | Not Applicable | Commercial Water Heating | Water Heating.Gas | 3 | 1 |  |  |  | 238-47675-00 |  |  |  | 238-36612-00 |  | 238-80507-00 |  |  |  |  | Gas | Liquid Propane |  |  |  | Indoor |  | Floor Mounted |  | No | Not Applicable | 150 | Category I | 6 |  | 0.5 | 1.5 | No | [7 empty] | Not Applicable |  |  |  | 100 |  | Not Applicable | On/Off | Not Applicable | [6 empty] | 725 | 37.5 | 32.25 | 80.875 | 754 | 1549 | 30.25 | 65.1875 |  | 73.25 |  |  |  | 30.625 | 56.625 | 23 |  |  |  | 8.6875 | 56.625 | [8 empty] | 1 | 48 | 48 | Not Applicable | Yes | No | Yes | No | Not Applicable | 238-47716-00 |  |  |  |  | 40171 | COM GAS NC
D100L2503X-823 | D100L250 | Bradford White | 671632660872 | Active | The ""-823"" indicates that this SKU was designed to operate in Altitudes between 2,001 feet and 5,000 feet. | [9 empty] | No | Not Applicable | Not Applicable | Commercial Water Heating | Water Heating.Gas | 3 | 1 |  |  |  | 238-47675-00 |  |  |  | 238-36612-00 |  | 238-80507-00 |  |  |  |  | Gas | Liquid Propane |  |  |  | Indoor |  | Floor Mounted |  | No | Not Applicable | 150 | Category I | 6 |  | 0.5 | 1.5 | No | [7 empty] | 250000 BTU/Hr |  |  |  | 100 |  | Not Applicable | On/Off | Not Applicable | [6 empty] | 725 | 37.5 | 32.25 | 80.875 | 754 | 1549 | 30.25 | 65.1875 |  | 73.25 |  |  |  | 30.625 | 56.625 | 23 |  |  |  | 8.6875 | 56.625 | [8 empty] | 1 | 48 | 48 | ANSI Z21.10.3-2019/CSA 4.3-2019 | Yes | Yes | Yes | No | Not Applicable | [5 empty] | 40171 | COM GAS NC | 7056647
D100L2503X-867 | D100L250 | Bradford White | 671632899388 | Active | The ""-867"" indicates that this SKU was designed to operate in Altitudes between 5,001 feet and 8,000 feet. | [9 empty] | No | Not Applicable | Not Applicable | Commercial Water Heating | Water Heating.Gas | 3 | 1 |  |  |  | 238-47675-00 |  |  |  | 238-36612-00 |  | 238-80507-00 |  |  |  |  | Gas | Liquid Propane |  |  |  | Indoor |  | Floor Mounted |  | No | Not Applicable | 150 | Category I | 6 |  | 0.5 | 1.5 | No | [7 empty] | 250000 BTU/Hr |  |  |  | 100 |  | Not Applicable | On/Off | Not Applicable | [6 empty] | 725 | 37.5 | 32.25 | 80.875 | 754 | 1549 | 30.25 | 65.1875 |  | 73.25 |  |  |  | 30.625 | 56.625 | 23 |  |  |  | 8.6875 | 56.625 | [8 empty] | 1 | 48 | 48 | ANSI Z21.10.3-2019/CSA 4.3-2019 | Yes | Yes | Yes | No | Not Applicable | [5 empty] | 40171 | COM GAS NC | 7056647
D100L2503XA | D100L250A | Bradford White | 671632257874 | Active | [10 empty] | No | Not Applicable | Not Applicable | Commercial Water Heating | Water Heating.Gas | 3 | 1 |  |  |  | 238-47675-00 |  |  |  | 238-36612-00 |  | 238-80507-00 |  |  |  |  | Gas | Liquid Propane |  |  |  | Indoor |  | Floor Mounted |  | Yes | HLW | 150 | Category I | 6 |  | 0.5 | 1.5 | No | [7 empty] | 250000 BTU/Hr |  |  |  | 100 |  | Not Applicable | On/Off | Not Applicable | [6 empty] | 765 | 37.5 | 32.25 | 80.875 | 796 | 1589 | 30.25 | 65.1875 |  | 73.25 |  |  |  | 30.625 | 56.625 | 23 |  |  |  | 8.6875 | 56.625 | [8 empty] | 1 | 48 | 48 | ANSI Z21.10.3-2019/CSA 4.3-2019 | Yes | Yes | Yes | No | Not Applicable | [5 empty] | 40161 | COM GAS ASME | 7056647
D100L2503XA-806 | D100L250A | Bradford White | 671632295142 | Active | The ""-806"" indicates that this SKU was designed and certified for Installation in Canada. | [9 empty] | No | Not Applicable | Not Applicable | Commercial Water Heating | Water Heating.Gas | 3 | 1 |  |  |  | 238-47675-00 |  |  |  | 238-36612-00 |  | 238-80507-00 |  |  |  |  | Gas | Liquid Propane |  |  |  | Indoor |  | Floor Mounted |  | Yes | HLW | 150 | Category I | 6 |  | 0.5 | 1.5 | No | [7 empty] | Not Applicable |  |  |  | 100 |  | Not Applicable | On/Off | Not Applicable | [6 empty] | 765 | 37.5 | 32.25 | 80.875 | 796 | 1589 | 30.25 | 65.1875 |  | 73.25 |  |  |  | 30.625 | 56.625 | 23 |  |  |  | 8.6875 | 56.625 | [8 empty] | 1 | 48 | 48 | Not Applicable | Yes | No | Yes | No | Not Applicable | 238-47716-00 |  |  |  |  | 40161 | COM GAS ASME
D100L2503XA-807 | D100L250A | Bradford White | 671632296187 | Active | The ""-807"" indicates that this SKU was designed to operate in High Altitudes ranging from 2,000 to 4,500 feet, and are certified for Installation in Canada. | [9 empty] | No | Not Applicable | Not Applicable | Commercial Water Heating | Water Heating.Gas | 3 | 1 |  |  |  | 238-47675-00 |  |  |  | 238-36612-00 |  | 238-80507-00 |  |  |  |  | Gas | Liquid Propane |  |  |  | Indoor |  | Floor Mounted |  | Yes | HLW | 150 | Category I | 6 |  | 0.5 | 1.5 | No | [7 empty] | Not Applicable |  |  |  | 100 |  | Not Applicable | On/Off | Not Applicable | [6 empty] | 765 | 37.5 | 32.25 | 80.875 | 796 | 1589 | 30.25 | 65.1875 |  | 73.25 |  |  |  | 30.625 | 56.625 | 23 |  |  |  | 8.6875 | 56.625 | [8 empty] | 1 | 48 | 48 | Not Applicable | Yes | No | Yes | No | Not Applicable | 238-47716-00 |  |  |  |  | 40161 | COM GAS ASME
D100L2503XA-823 | D100L250A | Bradford White | 671632559213 | Active | The ""-823"" indicates that this SKU was designed to operate in Altitudes between 2,001 feet and 5,000 feet. | [9 empty] | No | Not Applicable | Not Applicable | Commercial Water Heating | Water Heating.Gas | 3 | 1 |  |  |  | 238-47675-00 |  |  |  | 238-36612-00 |  | 238-80507-00 |  |  |  |  | Gas | Liquid Propane |  |  |  | Indoor |  | Floor Mounted |  | Yes | HLW | 150 | Category I | 6 |  | 0.5 | 1.5 | No | [7 empty] | 250000 BTU/Hr |  |  |  | 100 |  | Not Applicable | On/Off | Not Applicable | [6 empty] | 765 | 37.5 | 32.25 | 80.875 | 796 | 1589 | 30.25 | 65.1875 |  | 73.25 |  |  |  | 30.625 | 56.625 | 23 |  |  |  | 8.6875 | 56.625 | [8 empty] | 1 | 48 | 48 | ANSI Z21.10.3-2019/CSA 4.3-2019 | Yes | Yes | Yes | No | Not Applicable | [5 empty] | 40161 | COM GAS ASME | 7056647
D100L2503XA-867 | D100L250A | Bradford White | 671632684793 | Active | The ""-867"" indicates that this SKU was designed to operate in Altitudes between 5,001 feet and 8,000 feet. | [9 empty] | No | Not Applicable | Not Applicable | Commercial Water Heating | Water Heating.Gas | 3 | 1 |  |  |  | 238-47675-00 |  |  |  | 238-36612-00 |  | 238-80507-00 |  |  |  |  | Gas | Liquid Propane |  |  |  | Indoor |  | Floor Mounted |  | Yes | HLW | 150 | Category I | 6 |  | 0.5 | 1.5 | No | [7 empty] | 250000 BTU/Hr |  |  |  | 100 |  | Not Applicable | On/Off | Not Applicable | [6 empty] | 765 | 37.5 | 32.25 | 80.875 | 796 | 1589 | 30.25 | 65.1875 |  | 73.25 |  |  |  | 30.625 | 56.625 | 23 |  |  |  | 8.6875 | 56.625 | [8 empty] | 1 | 48 | 48 | ANSI Z21.10.3-2019/CSA 4.3-2019 | Yes | Yes | Yes | No | Not Applicable | [5 empty] | 40161 | COM GAS ASME | 7056647
D100L2505N | D100L250 | Bradford White | 671632156092 | Active | [10 empty] | No | Not Applicable | Not Applicable | Commercial Water Heating | Water Heating.Gas | 5 | 1 |  |  |  | 238-47675-00 |  |  |  | 238-36612-00 |  | 238-80507-00 |  |  |  |  | Gas | Natural Gas |  |  |  | Indoor |  | Floor Mounted |  | No | Not Applicable | 150 | Category I | 6 |  | 0.5 | 1.5 | No | [7 empty] | 250000 BTU/Hr |  |  |  | 100 |  | Not Applicable | On/Off | No, it does not comply with jurisdictions having 14ng/J NOx Regulations | [6 empty] | 725 | 37.5 | 32.25 | 80.875 | 754 | 1549 | 30.25 | 65.1875 |  | 73.25 |  |  |  | 30.625 | 56.625 | 23 |  |  |  | 8.6875 | 56.625 | [8 empty] | 1 | 48 | 48 | ANSI Z21.10.3-2019/CSA 4.3-2019 | Yes | Yes | Yes | No | Not Applicable | [5 empty] | 40171 | COM GAS NC | 7056666
D100L2505NA | D100L250A | Bradford White | 671632283859 | Active | [10 empty] | No | Not Applicable | Not Applicable | Commercial Water Heating | Water Heating.Gas | 5 | 1 |  |  |  | 238-47675-00 |  |  |  | 238-36612-00 |  | 238-80507-00 |  |  |  |  | Gas | Natural Gas |  |  |  | Indoor |  | Floor Mounted |  | Yes | HLW | 150 | Category I | 6 |  | 0.5 | 1.5 | No | [7 empty] | 250000 BTU/Hr |  |  |  | 100 |  | Not Applicable | On/Off | No, it does not comply with jurisdictions having 14ng/J NOx Regulations | [6 empty] | 765 | 37.5 | 32.25 | 80.875 | 796 | 1589 | 30.25 | 65.1875 |  | 73.25 |  |  |  | 30.625 | 56.625 | 23 |  |  |  | 8.6875 | 56.625 | [8 empty] | 1 | 48 | 48 | ANSI Z21.10.3-2019/CSA 4.3-2019 | Yes | Yes | Yes | No | Not Applicable | [5 empty] | 40161 | COM GAS ASME | 7056666
D100L2505NA-823 | D100L250A | Bradford White | 671632739530 | Active | The ""-823"" indicates that this SKU was designed to operate in Altitudes between 2,001 feet and 5,000 feet. | [9 empty] | No | Not Applicable | Not Applicable | Commercial Water Heating | Water Heating.Gas | 5 | 1 |  |  |  | 238-47675-00 |  |  |  | 238-36612-00 |  | 238-80507-00 |  |  |  |  | Gas | Natural Gas |  |  |  | Indoor |  | Floor Mounted |  | Yes | HLW | 150 | Category I | 6 |  | 0.5 | 1.5 | No | [7 empty] | 250000 BTU/Hr |  |  |  | 100 |  | Not Applicable | On/Off | No, it does not comply with jurisdictions having 14ng/J NOx Regulations | [6 empty] | 725 | 37.5 | 32.25 | 80.875 | 754 | 1549 | 30.25 | 65.1875 |  | 73.25 |  |  |  | 30.625 | 56.625 | 23 |  |  |  | 8.6875 | 56.625 | [8 empty] | 1 | 48 | 48 | ANSI Z21.10.3-2019/CSA 4.3-2019 | Yes | Yes | Yes | No | Not Applicable | [5 empty] | 40161 | COM GAS ASME | 7056666
D100L250E3N | D100L250 | Bradford White | 671632286362 | Active | [10 empty] | No | Not Applicable | Not Applicable | Commercial Water Heating | Water Heating.Gas | 3 | 1 |  |  |  | 238-47675-00 |  |  |  | 238-36612-00 |  | 238-80507-00 |  |  |  |  | Gas | Natural Gas |  |  |  | Indoor |  | Floor Mounted |  | No | Not Applicable | 150 | Category I | 6 |  | 0.5 | 1.5 | No | [7 empty] | 250000 BTU/Hr |  |  |  | 100 |  | Not Applicable | On/Off | No, it does not comply with jurisdictions having 14ng/J NOx Regulations | [6 empty] | 725 | 37.5 | 32.25 | 80.875 | 754 | 1549 | 30.25 | 65.1875 |  | 73.25 |  |  |  | 30.625 | 56.625 | 23 |  |  |  | 8.6875 | 56.625 | [8 empty] | 1 | 48 | 48 | ANSI Z21.10.3-2019/CSA 4.3-2019 | Yes | Yes | Yes | No | Not Applicable | [5 empty] | 40171 | COM GAS NC | 7056666
D100L250E3NA | D100L250A | Bradford White | 671632286614 | Active | [10 empty] | No | Not Applicable | Not Applicable | Commercial Water Heating | Water Heating.Gas | 3 | 1 |  |  |  | 238-47675-00 |  |  |  | 238-36612-00 |  | 238-80507-00 |  |  |  |  | Gas | Natural Gas |  |  |  | Indoor |  | Floor Mounted |  | Yes | HLW | 150 | Category I | 6 |  | 0.5 | 1.5 | No | [7 empty] | 250000 BTU/Hr |  |  |  | 100 |  | Not Applicable | On/Off | No, it does not comply with jurisdictions having 14ng/J NOx Regulations | [6 empty] | 765 | 37.5 | 32.25 | 80.875 | 796 | 1589 | 30.25 | 65.1875 |  | 73.25 |  |  |  | 30.625 | 56.625 | 23 |  |  |  | 8.6875 | 56.625 | [8 empty] | 1 | 48 | 48 | ANSI Z21.10.3-2019/CSA 4.3-2019 | Yes | Yes | Yes | No | Not Applicable | [5 empty] | 40161 | COM GAS ASME | 7056666
D100L250E3NA-823 | D100L250A | Bradford White | 671632737352 | Active | The ""-823"" indicates that this SKU was designed to operate in Altitudes between 2,001 feet and 5,000 feet. | [9 empty] | No | Not Applicable | Not Applicable | Commercial Water Heating | Water Heating.Gas | 3 | 1 |  |  |  | 238-47675-00 |  |  |  | 238-36612-00 |  | 238-80507-00 |  |  |  |  | Gas | Natural Gas |  |  |  | Indoor |  | Floor Mounted |  | Yes | HLW | 150 | Category I | 6 |  | 0.5 | 1.5 | No | [7 empty] | 250000 BTU/Hr |  |  |  | 100 |  | Not Applicable | On/Off | No, it does not comply with jurisdictions having 14ng/J NOx Regulations | [6 empty] | 765 | 37.5 | 32.25 | 80.875 | 796 | 1589 | 30.25 | 65.1875 |  | 73.25 |  |  |  | 30.625 | 56.625 | 23 |  |  |  | 8.6875 | 56.625 | [8 empty] | 1 | 48 | 48 | ANSI Z21.10.3-2019/CSA 4.3-2019 | Yes | Yes | Yes | No | Not Applicable | [5 empty] | 40161 | COM GAS ASME | 7056666
D100L250E5N | D100L250 | Bradford White | 671632512799 | Active | [10 empty] | No | Not Applicable | Not Applicable | Commercial Water Heating | Water Heating.Gas | 5 | 1 |  |  |  | 238-47675-00 |  |  |  | 238-36612-00 |  | 238-80507-00 |  |  |  |  | Gas | Natural Gas |  |  |  | Indoor |  | Floor Mounted |  | No | Not Applicable | 150 | Category I | 6 |  | 0.5 | 1.5 | No | [7 empty] | 250000 BTU/Hr |  |  |  | 100 |  | Not Applicable | On/Off | No, it does not comply with jurisdictions having 14ng/J NOx Regulations | [6 empty] | 725 | 37.5 | 32.25 | 80.875 | 754 | 1549 | 30.25 | 65.1875 |  | 73.25 |  |  |  | 30.625 | 56.625 | 23 |  |  |  | 8.6875 | 56.625 | [8 empty] | 1 | 48 | 48 | ANSI Z21.10.3-2019/CSA 4.3-2019 | Yes | Yes | Yes | No | Not Applicable | [5 empty] | 40171 | COM GAS NC | 7056666
D100L250E5NA-823 | D100L250A | Bradford White | 671632737369 | Active | The ""-823"" indicates that this SKU was designed to operate in Altitudes between 2,001 feet and 5,000 feet. | [9 empty] | No | Not Applicable | Not Applicable | Commercial Water Heating | Water Heating.Gas | 5 | 1 |  |  |  | 238-47675-00 |  |  |  | 238-36612-00 |  | 238-80507-00 |  |  |  |  | Gas | Natural Gas |  |  |  | Indoor |  | Floor Mounted |  | Yes | HLW | 150 | Category I | 6 |  | 0.5 | 1.5 | No | [7 empty] | 250000 BTU/Hr |  |  |  | 100 |  | Not Applicable | On/Off | No, it does not comply with jurisdictions having 14ng/J NOx Regulations | [6 empty] | 765 | 37.5 | 32.25 | 80.875 | 796 | 1589 | 30.25 | 65.1875 |  | 73.25 |  |  |  | 30.625 | 56.625 | 23 |  |  |  | 8.6875 | 56.625 | [8 empty] | 1 | 48 | 48 | ANSI Z21.10.3-2019/CSA 4.3-2019 | Yes | Yes | Yes | No | Not Applicable | [5 empty] | 40161 | COM GAS ASME | 7056666
D100L2703N | D100L270 | Bradford White | 671632257607 | Active | [10 empty] | No | Not Applicable | Not Applicable | Commercial Water Heating | Water Heating.Gas | 3 | 1 |  |  |  | 238-47675-00 |  |  |  | 238-36612-00 |  | 238-80507-00 |  |  |  |  | Gas | Natural Gas |  |  |  | Indoor |  | Floor Mounted |  | No | Not Applicable | 150 | Category I | 6 |  | 0.5 | 1.5 | No | [7 empty] | 270000 BTU/Hr |  |  |  | 100 |  | Not Applicable | On/Off | No, it does not comply with jurisdictions having 14ng/J NOx Regulations | [6 empty] | 725 | 37.5 | 32.25 | 80.875 | 754 | 1549 | 30.25 | 65.1875 |  | 73.25 |  |  | 262 | 30.625 | 56.625 | 23 |  |  |  | 8.6875 | 56.625 | [8 empty] | 1 | 48 | 48 | ANSI Z21.10.3-2019/CSA 4.3-2019 | Yes | Yes | Yes | No | Not Applicable | [5 empty] | 40171 | COM GAS NC | 7056667
D100L2703N-806 | D100L270 | Bradford White | 671632295159 | Active | The ""-806"" indicates that this SKU was designed and certified for Installation in Canada. | [9 empty] | No | Not Applicable | Not Applicable | Commercial Water Heating | Water Heating.Gas | 3 | 1 |  |  |  | 238-47675-00 |  |  |  | 238-36612-00 |  | 238-80507-00 |  |  |  |  | Gas | Natural Gas |  |  |  | Indoor |  | Floor Mounted |  | No | Not Applicable | 150 | Category I | 6 |  | 0.5 | 1.5 | No | [7 empty] | Not Applicable |  |  |  | 100 |  | Not Applicable | On/Off | Not Applicable | [6 empty] | 725 | 37.5 | 32.25 | 80.875 | 754 | 1549 | 30.25 | 65.1875 |  | 73.25 |  |  | 262 | 30.625 | 56.625 | 23 |  |  |  | 8.6875 | 56.625 | [8 empty] | 1 | 48 | 48 | Not Applicable | Yes | No | Yes | No | Not Applicable | 238-47716-00 |  |  |  |  | 40171 | COM GAS NC
D100L2703N-807 | D100L270 | Bradford White | 671632295166 | Active | The ""-807"" indicates that this SKU was designed to operate in High Altitudes ranging from 2,000 to 4,500 feet, and are certified for Installation in Canada. | [9 empty] | No | Not Applicable | Not Applicable | Commercial Water Heating | Water Heating.Gas | 3 | 1 |  |  |  | 238-47675-00 |  |  |  | 238-36612-00 |  | 238-80507-00 |  |  |  |  | Gas | Natural Gas |  |  |  | Indoor |  | Floor Mounted |  | No | Not Applicable | 150 | Category I | 6 |  | 0.5 | 1.5 | No | [7 empty] | Not Applicable |  |  |  | 100 |  | Not Applicable | On/Off | Not Applicable | [6 empty] | 725 | 37.5 | 32.25 | 80.875 | 754 | 1549 | 30.25 | 65.1875 |  | 73.25 |  |  | 262 | 30.625 | 56.625 | 23 |  |  |  | 8.6875 | 56.625 | [8 empty] | 1 | 48 | 48 | Not Applicable | Yes | No | Yes | No | Not Applicable | 238-47716-00 |  |  |  |  | 40171 | COM GAS NC
D100L2703N-823 | D100L270 | Bradford White | 671632627257 | Active | The ""-823"" indicates that this SKU was designed to operate in Altitudes between 2,001 feet and 5,000 feet. | [9 empty] | No | Not Applicable | Not Applicable | Commercial Water Heating | Water Heating.Gas | 3 | 1 |  |  |  | 238-47675-00 |  |  |  | 238-36612-00 |  | 238-80507-00 |  |  |  |  | Gas | Natural Gas |  |  |  | Indoor |  | Floor Mounted |  | No | Not Applicable | 150 | Category I | 6 |  | 0.5 | 1.5 | No | [7 empty] | 270000 BTU/Hr |  |  |  | 100 |  | Not Applicable | On/Off | No, it does not comply with jurisdictions having 14ng/J NOx Regulations | [6 empty] | 725 | 37.5 | 32.25 | 80.875 | 754 | 1549 | 30.25 | 65.1875 |  | 73.25 |  |  | 262 | 30.625 | 56.625 | 23 |  |  |  | 8.6875 | 56.625 | [8 empty] | 1 | 48 | 48 | ANSI Z21.10.3-2019/CSA 4.3-2019 | Yes | Yes | Yes | No | Not Applicable | [5 empty] | 40171 | COM GAS NC | 7056667
D100L2703N-877 | D100L270 | Bradford White | 671632688111 | Active | The ""-877"" indicates that this SKU performs at 82% Thermal Efficiency. | [9 empty] | No | Not Applicable | Not Applicable | Commercial Water Heating | Water Heating.Gas | 3 | 1 |  |  |  | 238-47675-00 |  |  |  | 238-36612-00 |  | 238-80507-00 |  |  |  |  | Gas | Natural Gas |  |  |  | Indoor |  | Floor Mounted |  | No | Not Applicable | 150 | Category I | 6 |  | 0.5 | 1.5 | No | [7 empty] | 270000 BTU/Hr |  |  |  | 100 |  | Not Applicable | On/Off | No, it does not comply with jurisdictions having 14ng/J NOx Regulations | [6 empty] | 725 | 37.5 | 32.25 | 80.875 | 754 | 1549 | 30.25 | 65.1875 |  | 73.25 |  |  | 262 | 30.625 | 56.625 | 23 |  |  |  | 8.6875 | 56.625 | [8 empty] | 1 | 48 | 48 | ANSI Z21.10.3-2019/CSA 4.3-2019 | Yes | Yes | Yes | No | Not Applicable | [5 empty] | 40171 | COM GAS NC | 7056667
D100L2703NA | D100L270A | Bradford White | 671632257898 | Active | [10 empty] | No | Not Applicable | Not Applicable | Commercial Water Heating | Water Heating.Gas | 3 | 1 |  |  |  | 238-47675-00 |  |  |  | 238-36612-00 |  | 238-80507-00 |  |  |  |  | Gas | Natural Gas |  |  |  | Indoor |  | Floor Mounted |  | Yes | HLW | 150 | Category I | 6 |  | 0.5 | 1.5 | No | [7 empty] | 270000 BTU/Hr |  |  |  | 100 |  | Not Applicable | On/Off | No, it does not comply with jurisdictions having 14ng/J NOx Regulations | [6 empty] | 765 | 37.5 | 32.25 | 80.875 | 796 | 1589 | 30.25 | 65.1875 |  | 73.25 |  |  |  | 30.625 | 56.625 | 23 |  |  |  | 8.6875 | 56.625 | [8 empty] | 1 | 48 | 48 | ANSI Z21.10.3-2019/CSA 4.3-2019 | Yes | Yes | Yes | No | Not Applicable | [5 empty] | 40161 | COM GAS ASME | 7056667
D100L2703NA-806 | D100L270A | Bradford White | 671632295173 | Active | The ""-806"" indicates that this SKU was designed and certified for Installation in Canada. | [9 empty] | No | Not Applicable | Not Applicable | Commercial Water Heating | Water Heating.Gas | 3 | 1 |  |  |  | 238-47675-00 |  |  |  | 238-36612-00 |  | 238-80507-00 |  |  |  |  | Gas | Natural Gas |  |  |  | Indoor |  | Floor Mounted |  | Yes | HLW | 150 | Category I | 6 |  | 0.5 | 1.5 | No | [7 empty] | Not Applicable |  |  |  | 100 |  | Not Applicable | On/Off | Not Applicable | [6 empty] | 765 | 37.5 | 32.25 | 80.875 | 796 | 1589 | 30.25 | 65.1875 |  | 73.25 |  |  |  | 30.625 | 56.625 | 23 |  |  |  | 8.6875 | 56.625 | [8 empty] | 1 | 48 | 48 | Not Applicable | Yes | No | Yes | No | Not Applicable | 238-47716-00 |  |  |  |  | 40161 | COM GAS ASME
D100L2703NA-807 | D100L270A | Bradford White | 671632295180 | Active | The ""-807"" indicates that this SKU was designed to operate in High Altitudes ranging from 2,000 to 4,500 feet, and are certified for Installation in Canada. | [9 empty] | No | Not Applicable | Not Applicable | Commercial Water Heating | Water Heating.Gas | 3 | 1 |  |  |  | 238-47675-00 |  |  |  | 238-36612-00 |  | 238-80507-00 |  |  |  |  | Gas | Natural Gas |  |  |  | Indoor |  | Floor Mounted |  | Yes | HLW | 150 | Category I | 6 |  | 0.5 | 1.5 | No | [7 empty] | Not Applicable |  |  |  | 100 |  | Not Applicable | On/Off | Not Applicable | [6 empty] | 765 | 37.5 | 32.25 | 80.875 | 796 | 1589 | 30.25 | 65.1875 |  | 73.25 |  |  |  | 30.625 | 56.625 | 23 |  |  |  | 8.6875 | 56.625 | [8 empty] | 1 | 48 | 48 | Not Applicable | Yes | No | Yes | No | Not Applicable | 238-47716-00 |  |  |  |  | 40161 | COM GAS ASME
D100L2703NA-823 | D100L270A | Bradford White | 671632542598 | Active | The ""-823"" indicates that this SKU was designed to operate in Altitudes between 2,001 feet and 5,000 feet. | [9 empty] | No | Not Applicable | Not Applicable | Commercial Water Heating | Water Heating.Gas | 3 | 1 |  |  |  | 238-47675-00 |  |  |  | 238-36612-00 |  | 238-80507-00 |  |  |  |  | Gas | Natural Gas |  |  |  | Indoor |  | Floor Mounted |  | Yes | HLW | 150 | Category I | 6 |  | 0.5 | 1.5 | No | [7 empty] | 270000 BTU/Hr |  |  |  | 100 |  | Not Applicable | On/Off | No, it does not comply with jurisdictions having 14ng/J NOx Regulations | [6 empty] | 765 | 37.5 | 32.25 | 80.875 | 796 | 1589 | 30.25 | 65.1875 |  | 73.25 |  |  |  | 30.625 | 56.625 | 23 |  |  |  | 8.6875 | 56.625 | [8 empty] | 1 | 48 | 48 | ANSI Z21.10.3-2019/CSA 4.3-2019 | Yes | Yes | Yes | No | Not Applicable | [5 empty] | 40161 | COM GAS ASME | 7056667
D100L2703NA-867 | D100L270A | Bradford White | 671632643585 | Active | The ""-867"" indicates that this SKU was designed to operate in Altitudes between 5,001 feet and 8,000 feet. | [9 empty] | No | Not Applicable | Not Applicable | Commercial Water Heating | Water Heating.Gas | 3 | 1 |  |  |  | 238-47675-00 |  |  |  | 238-36612-00 |  | 238-80507-00 |  |  |  |  | Gas | Natural Gas |  |  |  | Indoor |  | Floor Mounted |  | Yes | HLW | 150 | Category I | 6 |  | 0.5 | 1.5 | No | [7 empty] | 270000 BTU/Hr |  |  |  | 100 |  | Not Applicable | On/Off | No, it does not comply with jurisdictions having 14ng/J NOx Regulations | [6 empty] | 765 | 37.5 | 32.25 | 80.875 | 796 | 1589 | 30.25 | 65.1875 |  | 73.25 |  |  |  | 30.625 | 56.625 | 23 |  |  |  | 8.6875 | 56.625 | [8 empty] | 1 | 48 | 48 | ANSI Z21.10.3-2019/CSA 4.3-2019 | Yes | Yes | Yes | No | Not Applicable | [5 empty] | 40161 | COM GAS ASME | 7056667
D100L2703NA-877 | D100L270A | Bradford White | 671632688104 | Active | The ""-877"" indicates that this SKU performs at 82% Thermal Efficiency. | [9 empty] | No | Not Applicable | Not Applicable | Commercial Water Heating | Water Heating.Gas | 3 | 1 |  |  |  | 238-47675-00 |  |  |  | 238-36612-00 |  | 238-80507-00 |  |  |  |  | Gas | Natural Gas |  |  |  | Indoor |  | Floor Mounted |  | Yes | HLW | 150 | Category I | 6 |  | 0.5 | 1.5 | No | [7 empty] | 270000 BTU/Hr |  |  |  | 100 |  | Not Applicable | On/Off | No, it does not comply with jurisdictions having 14ng/J NOx Regulations | [6 empty] | 765 | 37.5 | 32.25 | 80.875 | 796 | 1589 | 30.25 | 65.1875 |  | 73.25 |  |  |  | 30.625 | 56.625 | 23 |  |  |  | 8.6875 | 56.625 | [8 empty] | 1 | 48 | 48 | ANSI Z21.10.3-2019/CSA 4.3-2019 | Yes | Yes | Yes | No | Not Applicable | [5 empty] | 40161 | COM GAS ASME | 7056667
D100L2703NA-877-823 | D100L270A | Bradford White | 671632706242 | Active | The ""-823"" indicates that this SKU was designed to operate in Altitudes between 2,001 feet and 5,000 feet. | The ""-877"" indicates that this SKU performs at 82% Thermal Efficiency. | [8 empty] | No | Not Applicable | Not Applicable | Commercial Water Heating | Water Heating.Gas | 3 | 1 |  |  |  | 238-47675-00 |  |  |  | 238-36612-00 |  | 238-80507-00 |  |  |  |  | Gas | Natural Gas |  |  |  | Indoor |  | Floor Mounted |  | Yes | HLW | 150 | Category I | 6 |  | 0.5 | 1.5 | No | [7 empty] | 270000 BTU/Hr |  |  |  | 100 |  | Not Applicable | On/Off | No, it does not comply with jurisdictions having 14ng/J NOx Regulations | [6 empty] | 765 | 37.5 | 32.25 | 80.875 | 796 | 1589 | 30.25 | 65.1875 |  | 73.25 |  |  |  | 30.625 | 56.625 | 23 |  |  |  | 8.6875 | 56.625 | [8 empty] | 1 | 48 | 48 | ANSI Z21.10.3-2019/CSA 4.3-2019 | Yes | Yes | Yes | No | Not Applicable | [5 empty] | 40161 | COM GAS ASME | 7056667
D100L2705N | D100L270 | Bradford White | 671632268740 | Active | [10 empty] | No | Not Applicable | Not Applicable | Commercial Water Heating | Water Heating.Gas | 5 | 1 |  |  |  | 238-47675-00 |  |  |  | 238-36612-00 |  | 238-80507-00 |  |  |  |  | Gas | Natural Gas |  |  |  | Indoor |  | Floor Mounted |  | No | Not Applicable | 150 | Category I | 6 |  | 0.5 | 1.5 | No | [7 empty] | 270000 BTU/Hr |  |  |  | 100 |  | Not Applicable | On/Off | No, it does not comply with jurisdictions having 14ng/J NOx Regulations | [6 empty] | 725 | 37.5 | 32.25 | 80.875 | 754 | 1549 | 30.25 | 65.1875 |  | 73.25 |  |  | 262 | 30.625 | 56.625 | 23 |  |  |  | 8.6875 | 56.625 | [8 empty] | 1 | 48 | 48 | ANSI Z21.10.3-2019/CSA 4.3-2019 | Yes | Yes | Yes | No | Not Applicable | [5 empty] | 40171 | COM GAS NC | 7056667
D100L2705N-823 | D100L270 | Bradford White | 671632627264 | Active | The ""-823"" indicates that this SKU was designed to operate in Altitudes between 2,001 feet and 5,000 feet. | [9 empty] | No | Not Applicable | Not Applicable | Commercial Water Heating | Water Heating.Gas | 5 | 1 |  |  |  | 238-47675-00 |  |  |  | 238-36612-00 |  | 238-80507-00 |  |  |  |  | Gas | Natural Gas |  |  |  | Indoor |  | Floor Mounted |  | No | Not Applicable | 150 | Category I | 6 |  | 0.5 | 1.5 | No | [7 empty] | 270000 BTU/Hr |  |  |  | 100 |  | Not Applicable | On/Off | No, it does not comply with jurisdictions having 14ng/J NOx Regulations | [6 empty] | 725 | 37.5 | 32.25 | 80.875 | 754 | 1549 | 30.25 | 65.1875 |  | 73.25 |  |  | 262 | 30.625 | 56.625 | 23 |  |  |  | 8.6875 | 56.625 | [8 empty] | 1 | 48 | 48 | ANSI Z21.10.3-2019/CSA 4.3-2019 | Yes | Yes | Yes | No | Not Applicable | [5 empty] | 40171 | COM GAS NC | 7056667
D100L2705N-877 | D100L270 | Bradford White | 671632717873 | Active | The ""-877"" indicates that this SKU performs at 82% Thermal Efficiency. | [9 empty] | No | Not Applicable | Not Applicable | Commercial Water Heating | Water Heating.Gas | 5 | 1 |  |  |  | 238-47675-00 |  |  |  | 238-36612-00 |  | 238-80507-00 |  |  |  |  | Gas | Natural Gas |  |  |  | Indoor |  | Floor Mounted |  | No | Not Applicable | 150 | Category I | 6 |  | 0.5 | 1.5 | No | [7 empty] | 270000 BTU/Hr |  |  |  | 100 |  | Not Applicable | On/Off | No, it does not comply with jurisdictions having 14ng/J NOx Regulations | [6 empty] | 725 | 37.5 | 32.25 | 80.875 | 754 | 1549 | 30.25 | 65.1875 |  | 73.25 |  |  | 262 | 30.625 | 56.625 | 23 |  |  |  | 8.6875 | 56.625 | [8 empty] | 1 | 48 | 48 | ANSI Z21.10.3-2019/CSA 4.3-2019 | Yes | Yes | Yes | No | Not Applicable | [5 empty] | 40171 | COM GAS NC | 7056667
D100L2705NA | D100L270A | Bradford White | 671632562626 | Active | [10 empty] | No | Not Applicable | Not Applicable | Commercial Water Heating | Water Heating.Gas | 5 | 1 |  |  |  | 238-47675-00 |  |  |  | 238-36612-00 |  | 238-80507-00 |  |  |  |  | Gas | Natural Gas |  |  |  | Indoor |  | Floor Mounted |  | Yes | HLW | 150 | Category I | 6 |  | 0.5 | 1.5 | No | [7 empty] | 270000 BTU/Hr |  |  |  | 100 |  | Not Applicable | On/Off | No, it does not comply with jurisdictions having 14ng/J NOx Regulations | [6 empty] | 765 | 37.5 | 32.25 | 80.875 | 796 | 1589 | 30.25 | 65.1875 |  | 73.25 |  |  |  | 30.625 | 56.625 | 23 |  |  |  | 8.6875 | 56.625 | [8 empty] | 1 | 48 | 48 | ANSI Z21.10.3-2019/CSA 4.3-2019 | Yes | Yes | Yes | No | Not Applicable | [5 empty] | 40161 | COM GAS ASME | 7056667
D100L270E3N | D100L270 | Bradford White | 671632286379 | Active | [10 empty] | No | Not Applicable | Not Applicable | Commercial Water Heating | Water Heating.Gas | 3 | 1 |  |  |  | 238-47675-00 |  |  |  | 238-36612-00 |  | 238-80507-00 |  |  |  |  | Gas | Natural Gas |  |  |  | Indoor |  | Floor Mounted |  | No | Not Applicable | 150 | Category I | 6 |  | 0.5 | 1.5 | No | [7 empty] | 270000 BTU/Hr |  |  |  | 100 |  | Not Applicable | On/Off | No, it does not comply with jurisdictions having 14ng/J NOx Regulations | [6 empty] | 725 | 37.5 | 32.25 | 80.875 | 754 | 1549 | 30.25 | 65.1875 |  | 73.25 |  |  | 262 | 30.625 | 56.625 | 23 |  |  |  | 8.6875 | 56.625 | [8 empty] | 1 | 48 | 48 | ANSI Z21.10.3-2019/CSA 4.3-2019 | Yes | Yes | Yes | No | Not Applicable | [5 empty] | 40171 | COM GAS NC | 7056667
D100L270E3N-823 | D100L270 | Bradford White | 671632786206 | Active | The ""-823"" indicates that this SKU was designed to operate in Altitudes between 2,001 feet and 5,000 feet. | [9 empty] | No | Not Applicable | Not Applicable | Commercial Water Heating | Water Heating.Gas | 3 | 1 |  |  |  | 238-47675-00 |  |  |  | 238-36612-00 |  | 238-80507-00 |  |  |  |  | Gas | Natural Gas |  |  |  | Indoor |  | Floor Mounted |  | No | Not Applicable | 150 | Category I | 6 |  | 0.5 | 1.5 | No | [7 empty] | 270000 BTU/Hr |  |  |  | 100 |  | Not Applicable | On/Off | No, it does not comply with jurisdictions having 14ng/J NOx Regulations | [6 empty] | 725 | 37.5 | 32.25 | 80.875 | 754 | 1549 | 30.25 | 65.1875 |  | 73.25 |  |  | 262 | 30.625 | 56.625 | 23 |  |  |  | 8.6875 | 56.625 | [8 empty] | 1 | 48 | 48 | ANSI Z21.10.3-2019/CSA 4.3-2019 | Yes | Yes | Yes | No | Not Applicable | [5 empty] | 40171 | COM GAS NC | 7056667
D100L270E3N-877 | D100L270 | Bradford White | 671632688227 | Active | The ""-877"" indicates that this SKU performs at 82% Thermal Efficiency. | [9 empty] | No | Not Applicable | Not Applicable | Commercial Water Heating | Water Heating.Gas | 3 | 1 |  |  |  | 238-47675-00 |  |  |  | 238-36612-00 |  | 238-80507-00 |  |  |  |  | Gas | Natural Gas |  |  |  | Indoor |  | Floor Mounted |  | No | Not Applicable | 150 | Category I | 6 |  | 0.5 | 1.5 | No | [7 empty] | 270000 BTU/Hr |  |  |  | 100 |  | Not Applicable | On/Off | No, it does not comply with jurisdictions having 14ng/J NOx Regulations | [6 empty] | 725 | 37.5 | 32.25 | 80.875 | 754 | 1549 | 30.25 | 65.1875 |  | 73.25 |  |  | 262 | 30.625 | 56.625 | 23 |  |  |  | 8.6875 | 56.625 | [8 empty] | 1 | 48 | 48 | ANSI Z21.10.3-2019/CSA 4.3-2019 | Yes | Yes | Yes | No | Not Applicable | [5 empty] | 40171 | COM GAS NC | 7056667
D100L270E3NA | D100L270A | Bradford White | 671632286607 | Active | [10 empty] | No | Not Applicable | Not Applicable | Commercial Water Heating | Water Heating.Gas | 3 | 1 |  |  |  | 238-47675-00 |  |  |  | 238-36612-00 |  | 238-80507-00 |  |  |  |  | Gas | Natural Gas |  |  |  | Indoor |  | Floor Mounted |  | Yes | HLW | 150 | Category I | 6 |  | 0.5 | 1.5 | No | [7 empty] | 270000 BTU/Hr |  |  |  | 100 |  | Not Applicable | On/Off | No, it does not comply with jurisdictions having 14ng/J NOx Regulations | [6 empty] | 765 | 37.5 | 32.25 | 80.875 | 796 | 1589 | 30.25 | 65.1875 |  | 73.25 |  |  |  | 30.625 | 56.625 | 23 |  |  |  | 8.6875 | 56.625 | [8 empty] | 1 | 48 | 48 | ANSI Z21.10.3-2019/CSA 4.3-2019 | Yes | Yes | Yes | No | Not Applicable | [5 empty] | 40161 | COM GAS ASME | 7056667
D100L270E3NA-877 | D100L270A | Bradford White | 671632688234 | Active | The ""-877"" indicates that this SKU performs at 82% Thermal Efficiency. | [9 empty] | No | Not Applicable | Not Applicable | Commercial Water Heating | Water Heating.Gas | 3 | 1 |  |  |  | 238-47675-00 |  |  |  | 238-36612-00 |  | 238-80507-00 |  |  |  |  | Gas | Natural Gas |  |  |  | Indoor |  | Floor Mounted |  | Yes | HLW | 150 | Category I | 6 |  | 0.5 | 1.5 | No | [7 empty] | 270000 BTU/Hr |  |  |  | 100 |  | Not Applicable | On/Off | No, it does not comply with jurisdictions having 14ng/J NOx Regulations | [6 empty] | 765 | 37.5 | 32.25 | 80.875 | 796 | 1589 | 30.25 | 65.1875 |  | 73.25 |  |  |  | 30.625 | 56.625 | 23 |  |  |  | 8.6875 | 56.625 | [8 empty] | 1 | 48 | 48 | ANSI Z21.10.3-2019/CSA 4.3-2019 | Yes | Yes | Yes | No | Not Applicable | [5 empty] | 40161 | COM GAS ASME | 7056667
D100L270E5N | D100L270 | Bradford White | 671632512805 | Active | [10 empty] | No | Not Applicable | Not Applicable | Commercial Water Heating | Water Heating.Gas | 5 | 1 |  |  |  | 238-47675-00 |  |  |  | 238-36612-00 |  | 238-80507-00 |  |  |  |  | Gas | Natural Gas |  |  |  | Indoor |  | Floor Mounted |  | No | Not Applicable | 150 | Category I | 6 |  | 0.5 | 1.5 | No | [7 empty] | 270000 BTU/Hr |  |  |  | 100 |  | Not Applicable | On/Off | No, it does not comply with jurisdictions having 14ng/J NOx Regulations | [6 empty] | 725 | 37.5 | 32.25 | 80.875 | 754 | 1549 | 30.25 | 65.1875 |  | 73.25 |  |  | 262 | 30.625 | 56.625 | 23 |  |  |  | 8.6875 | 56.625 | [8 empty] | 1 | 48 | 48 | ANSI Z21.10.3-2019/CSA 4.3-2019 | Yes | Yes | Yes | No | Not Applicable | [5 empty] | 40171 | COM GAS NC | 7056667
D100L270E5N-877 | D100L270 | Bradford White | 671632733163 | Active | The ""-877"" indicates that this SKU performs at 82% Thermal Efficiency. | [9 empty] | No | Not Applicable | Not Applicable | Commercial Water Heating | Water Heating.Gas | 5 | 1 |  |  |  | 238-47675-00 |  |  |  | 238-36612-00 |  | 238-80507-00 |  |  |  |  | Gas | Natural Gas |  |  |  | Indoor |  | Floor Mounted |  | No | Not Applicable | 150 | Category I | 6 |  | 0.5 | 1.5 | No | [7 empty] | 270000 BTU/Hr |  |  |  | 100 |  | Not Applicable | On/Off | No, it does not comply with jurisdictions having 14ng/J NOx Regulations | [6 empty] | 725 | 37.5 | 32.25 | 80.875 | 754 | 1549 | 30.25 | 65.1875 |  | 73.25 |  |  | 262 | 30.625 | 56.625 | 23 |  |  |  | 8.6875 | 56.625 | [8 empty] | 1 | 48 | 48 | ANSI Z21.10.3-2019/CSA 4.3-2019 | Yes | Yes | Yes | No | Not Applicable | [5 empty] | 40171 | COM GAS NC | 7056667
D100L270E5NA | D100L270A | Bradford White | 671632512812 | Active | [10 empty] | No | Not Applicable | Not Applicable | Commercial Water Heating | Water Heating.Gas | 5 | 1 |  |  |  | 238-47675-00 |  |  |  | 238-36612-00 |  | 238-80507-00 |  |  |  |  | Gas | Natural Gas |  |  |  | Indoor |  | Floor Mounted |  | Yes | HLW | 150 | Category I | 6 |  | 0.5 | 1.5 | No | [7 empty] | 270000 BTU/Hr |  |  |  | 100 |  | Not Applicable | On/Off | No, it does not comply with jurisdictions having 14ng/J NOx Regulations | [6 empty] | 765 | 37.5 | 32.25 | 80.875 | 796 | 1589 | 30.25 | 65.1875 |  | 73.25 |  |  |  | 30.625 | 56.625 | 23 |  |  |  | 8.6875 | 56.625 | [8 empty] | 1 | 48 | 48 | ANSI Z21.10.3-2019/CSA 4.3-2019 | Yes | Yes | Yes | No | Not Applicable | [5 empty] | 40161 | COM GAS ASME | 7056667
D100L3003N | D100L300 | Bradford White | 671632257621 | Active | [10 empty] | No | Not Applicable | Not Applicable | Commercial Water Heating | Water Heating.Gas | 3 | 1 |  |  |  | 238-47675-00 |  |  |  | 238-36612-00 |  | 238-80507-00 |  |  |  |  | Gas | Natural Gas |  |  |  | Indoor |  | Floor Mounted |  | No | Not Applicable | 150 | Category I | 7 |  | 0.5 | 1.5 | No | [7 empty] | 300000 BTU/Hr |  |  |  | 100 |  | Not Applicable | On/Off | No, it does not comply with jurisdictions having 14ng/J NOx Regulations | [6 empty] | 725 | 37.5 | 32.25 | 80.875 | 754 | 1549 | 30.25 | 65.1875 |  | 73.25 |  |  |  | 30.625 | 56.625 | 23 |  |  |  | 8.6875 | 56.625 | [8 empty] | 1 | 48 | 48 | ANSI Z21.10.3-2019/CSA 4.3-2019 | Yes | Yes | Yes | No | Not Applicable | [5 empty] | 40171 | COM GAS NC | 7056648
D100L3003N-806 | D100L300 | Bradford White | 671632295197 | Active | The ""-806"" indicates that this SKU was designed and certified for Installation in Canada. | [9 empty] | No | Not Applicable | Not Applicable | Commercial Water Heating | Water Heating.Gas | 3 | 1 |  |  |  | 238-47675-00 |  |  |  | 238-36612-00 |  | 238-80507-00 |  |  |  |  | Gas | Natural Gas |  |  |  | Indoor |  | Floor Mounted |  | No | Not Applicable | 150 | Category I | 7 |  | 0.5 | 1.5 | No | [7 empty] | Not Applicable |  |  |  | 100 |  | Not Applicable | On/Off | Not Applicable | [6 empty] | 725 | 37.5 | 32.25 | 80.875 | 754 | 1549 | 30.25 | 65.1875 |  | 73.25 |  |  |  | 30.625 | 56.625 | 23 |  |  |  | 8.6875 | 56.625 | [8 empty] | 1 | 48 | 48 | Not Applicable | Yes | No | Yes | No | Not Applicable | 238-47716-00 |  |  |  |  | 40171 | COM GAS NC
D100L3003N-807 | D100L300 | Bradford White | 671632295203 | Active | The ""-807"" indicates that this SKU was designed to operate in High Altitudes ranging from 2,000 to 4,500 feet, and are certified for Installation in Canada. | [9 empty] | No | Not Applicable | Not Applicable | Commercial Water Heating | Water Heating.Gas | 3 | 1 |  |  |  | 238-47675-00 |  |  |  | 238-36612-00 |  | 238-80507-00 |  |  |  |  | Gas | Natural Gas |  |  |  | Indoor |  | Floor Mounted |  | No | Not Applicable | 150 | Category I | 7 |  | 0.5 | 1.5 | No | [7 empty] | Not Applicable |  |  |  | 100 |  | Not Applicable | On/Off | Not Applicable | [6 empty] | 725 | 37.5 | 32.25 | 80.875 | 754 | 1549 | 30.25 | 65.1875 |  | 73.25 |  |  |  | 30.625 | 56.625 | 23 |  |  |  | 8.6875 | 56.625 | [8 empty] | 1 | 48 | 48 | Not Applicable | Yes | No | Yes | No | Not Applicable | 238-47716-00 |  |  |  |  | 40171 | COM GAS NC
D100L3003N-823 | D100L300 | Bradford White | 671632659722 | Active | The ""-823"" indicates that this SKU was designed to operate in Altitudes between 2,001 feet and 5,000 feet. | [9 empty] | No | Not Applicable | Not Applicable | Commercial Water Heating | Water Heating.Gas | 3 | 1 |  |  |  | 238-47675-00 |  |  |  | 238-36612-00 |  | 238-80507-00 |  |  |  |  | Gas | Natural Gas |  |  |  | Indoor |  | Floor Mounted |  | No | Not Applicable | 150 | Category I | 7 |  | 0.5 | 1.5 | No | [7 empty] | 300000 BTU/Hr |  |  |  | 100 |  | Not Applicable | On/Off | No, it does not comply with jurisdictions having 14ng/J NOx Regulations | [6 empty] | 725 | 37.5 | 32.25 | 80.875 | 754 | 1549 | 30.25 | 65.1875 |  | 73.25 |  |  |  | 30.625 | 56.625 | 23 |  |  |  | 8.6875 | 56.625 | [8 empty] | 1 | 48 | 48 | ANSI Z21.10.3-2019/CSA 4.3-2019 | Yes | Yes | Yes | No | Not Applicable | [5 empty] | 40171 | COM GAS NC | 7056648
D100L3003NA | D100L300A | Bradford White | 671632257911 | Active | [10 empty] | No | Not Applicable | Not Applicable | Commercial Water Heating | Water Heating.Gas | 3 | 1 |  |  |  | 238-47675-00 |  |  |  | 238-36612-00 |  | 238-80507-00 |  |  |  |  | Gas | Natural Gas |  |  |  | Indoor |  | Floor Mounted |  | Yes | HLW | 150 | Category I | 7 |  | 0.5 | 1.5 | No | [7 empty] | 300000 BTU/Hr |  |  |  | 100 |  | Not Applicable | On/Off | No, it does not comply with jurisdictions having 14ng/J NOx Regulations | [6 empty] | 765 | 37.5 | 32.25 | 80.875 | 796 | 1589 | 30.25 | 65.1875 |  | 73.25 |  |  |  | 30.625 | 56.625 | 23 |  |  |  | 8.6875 | 56.625 | [8 empty] | 1 | 48 | 48 | ANSI Z21.10.3-2019/CSA 4.3-2019 | Yes | Yes | Yes | No | Not Applicable | [5 empty] | 40161 | COM GAS ASME | 7056648
D100L3003NA-806 | D100L300A | Bradford White | 671632295227 | Active | The ""-806"" indicates that this SKU was designed and certified for Installation in Canada. | [9 empty] | No | Not Applicable | Not Applicable | Commercial Water Heating | Water Heating.Gas | 3 | 1 |  |  |  | 238-47675-00 |  |  |  | 238-36612-00 |  | 238-80507-00 |  |  |  |  | Gas | Natural Gas |  |  |  | Indoor |  | Floor Mounted |  | Yes | HLW | 150 | Category I | 7 |  | 0.5 | 1.5 | No | [7 empty] | Not Applicable |  |  |  | 100 |  | Not Applicable | On/Off | Not Applicable | [6 empty] | 765 | 37.5 | 32.25 | 80.875 | 796 | 1589 | 30.25 | 65.1875 |  | 73.25 |  |  |  | 30.625 | 56.625 | 23 |  |  |  | 8.6875 | 56.625 | [8 empty] | 1 | 48 | 48 | Not Applicable | Yes | No | Yes | No | Not Applicable | 238-47716-00 |  |  |  |  | 40161 | COM GAS ASME
D100L3003NA-807 | D100L300A | Bradford White | 671632295234 | Active | The ""-807"" indicates that this SKU was designed to operate in High Altitudes ranging from 2,000 to 4,500 feet, and are certified for Installation in Canada. | [9 empty] | No | Not Applicable | Not Applicable | Commercial Water Heating | Water Heating.Gas | 3 | 1 |  |  |  | 238-47675-00 |  |  |  | 238-36612-00 |  | 238-80507-00 |  |  |  |  | Gas | Natural Gas |  |  |  | Indoor |  | Floor Mounted |  | Yes | HLW | 150 | Category I | 7 |  | 0.5 | 1.5 | No | [7 empty] | Not Applicable |  |  |  | 100 |  | Not Applicable | On/Off | Not Applicable | [6 empty] | 765 | 37.5 | 32.25 | 80.875 | 796 | 1589 | 30.25 | 65.1875 |  | 73.25 |  |  |  | 30.625 | 56.625 | 23 |  |  |  | 8.6875 | 56.625 | [8 empty] | 1 | 48 | 48 | Not Applicable | Yes | No | Yes | No | Not Applicable | 238-47716-00 |  |  |  |  | 40161 | COM GAS ASME
D100L3003NA-823 | D100L300A | Bradford White | 671632534883 | Active | The ""-823"" indicates that this SKU was designed to operate in Altitudes between 2,001 feet and 5,000 feet. | [9 empty] | No | Not Applicable | Not Applicable | Commercial Water Heating | Water Heating.Gas | 3 | 1 |  |  |  | 238-47675-00 |  |  |  | 238-36612-00 |  | 238-80507-00 |  |  |  |  | Gas | Natural Gas |  |  |  | Indoor |  | Floor Mounted |  | Yes | HLW | 150 | Category I | 7 |  | 0.5 | 1.5 | No | [7 empty] | 300000 BTU/Hr |  |  |  | 100 |  | Not Applicable | On/Off | No, it does not comply with jurisdictions having 14ng/J NOx Regulations | [6 empty] | 765 | 37.5 | 32.25 | 80.875 | 796 | 1589 | 30.25 | 65.1875 |  | 73.25 |  |  |  | 30.625 | 56.625 | 23 |  |  |  | 8.6875 | 56.625 | [8 empty] | 1 | 48 | 48 | ANSI Z21.10.3-2019/CSA 4.3-2019 | Yes | Yes | Yes | No | Not Applicable | [5 empty] | 40161 | COM GAS ASME | 7056648
D100L3003X | D100L300 | Bradford White | 671632257645 | Active | [10 empty] | No | Not Applicable | Not Applicable | Commercial Water Heating | Water Heating.Gas | 3 | 1 |  |  |  | 238-47675-00 |  |  |  | 238-36612-00 |  | 238-80507-00 |  |  |  |  | Gas | Liquid Propane |  |  |  | Indoor |  | Floor Mounted |  | No | Not Applicable | 150 | Category I | 7 |  | 0.5 | 1.5 | No | [7 empty] | 300000 BTU/Hr |  |  |  | 100 |  | Not Applicable | On/Off | Not Applicable | [6 empty] | 725 | 37.5 | 32.25 | 80.875 | 754 | 1549 | 30.25 | 65.1875 |  | 73.25 |  |  |  | 30.625 | 56.625 | 23 |  |  |  | 8.6875 | 56.625 | [8 empty] | 1 | 48 | 48 | ANSI Z21.10.3-2019/CSA 4.3-2019 | Yes | Yes | Yes | No | Not Applicable | [5 empty] | 40171 | COM GAS NC | 7056668
D100L3003X-806 | D100L300 | Bradford White | 671632295241 | Active | The ""-806"" indicates that this SKU was designed and certified for Installation in Canada. | [9 empty] | No | Not Applicable | Not Applicable | Commercial Water Heating | Water Heating.Gas | 3 | 1 |  |  |  | 238-47675-00 |  |  |  | 238-36612-00 |  | 238-80507-00 |  |  |  |  | Gas | Liquid Propane |  |  |  | Indoor |  | Floor Mounted |  | No | Not Applicable | 150 | Category I | 7 |  | 0.5 | 1.5 | No | [7 empty] | Not Applicable |  |  |  | 100 |  | Not Applicable | On/Off | Not Applicable | [6 empty] | 725 | 37.5 | 32.25 | 80.875 | 754 | 1549 | 30.25 | 65.1875 |  | 73.25 |  |  |  | 30.625 | 56.625 | 23 |  |  |  | 8.6875 | 56.625 | [8 empty] | 1 | 48 | 48 | Not Applicable | Yes | No | Yes | No | Not Applicable | 238-47716-00 |  |  |  |  | 40171 | COM GAS NC
D100L3003X-807 | D100L300 | Bradford White | 671632295258 | Active | The ""-807"" indicates that this SKU was designed to operate in High Altitudes ranging from 2,000 to 4,500 feet, and are certified for Installation in Canada. | [9 empty] | No | Not Applicable | Not Applicable | Commercial Water Heating | Water Heating.Gas | 3 | 1 |  |  |  | 238-47675-00 |  |  |  | 238-36612-00 |  | 238-80507-00 |  |  |  |  | Gas | Liquid Propane |  |  |  | Indoor |  | Floor Mounted |  | No | Not Applicable | 150 | Category I | 7 |  | 0.5 | 1.5 | No | [7 empty] | Not Applicable |  |  |  | 100 |  | Not Applicable | On/Off | Not Applicable | [6 empty] | 725 | 37.5 | 32.25 | 80.875 | 754 | 1549 | 30.25 | 65.1875 |  | 73.25 |  |  |  | 30.625 | 56.625 | 23 |  |  |  | 8.6875 | 56.625 | [8 empty] | 1 | 48 | 48 | Not Applicable | Yes | No | Yes | No | Not Applicable | 238-47716-00 |  |  |  |  | 40171 | COM GAS NC
D100L3003X-823 | D100L300 | Bradford White | 671632718047 | Active | The ""-823"" indicates that this SKU was designed to operate in Altitudes between 2,001 feet and 5,000 feet. | [9 empty] | No | Not Applicable | Not Applicable | Commercial Water Heating | Water Heating.Gas | 3 | 1 |  |  |  | 238-47675-00 |  |  |  | 238-36612-00 |  | 238-80507-00 |  |  |  |  | Gas | Liquid Propane |  |  |  | Indoor |  | Floor Mounted |  | No | Not Applicable | 150 | Category I | 7 |  | 0.5 | 1.5 | No | [7 empty] | 300000 BTU/Hr |  |  |  | 100 |  | Not Applicable | On/Off | Not Applicable | [6 empty] | 725 | 37.5 | 32.25 | 80.875 | 754 | 1549 | 30.25 | 65.1875 |  | 73.25 |  |  |  | 30.625 | 56.625 | 23 |  |  |  | 8.6875 | 56.625 | [8 empty] | 1 | 48 | 48 | ANSI Z21.10.3-2019/CSA 4.3-2019 | Yes | Yes | Yes | No | Not Applicable | [5 empty] | 40171 | COM GAS NC | 7056668
D100L3003X-868 | D100L300 | Bradford White | 671632801763 | Active | The ""-868"" indicates that this SKU was designed to operate in Altitudes above 8,000 feet. | [9 empty] | No | Not Applicable | Not Applicable | Commercial Water Heating | Water Heating.Gas | 3 | 1 |  |  |  | 238-47675-00 |  |  |  | 238-36612-00 |  | 238-80507-00 |  |  |  |  | Gas | Liquid Propane |  |  |  | Indoor |  | Floor Mounted |  | No | Not Applicable | 150 | Category I | 7 |  | 0.5 | 1.5 | No | [7 empty] | 300000 BTU/Hr |  |  |  | 100 |  | Not Applicable | On/Off | Not Applicable | [6 empty] | 725 | 37.5 | 32.25 | 80.875 | 754 | 1549 | 30.25 | 65.1875 |  | 73.25 |  |  |  | 30.625 | 56.625 | 23 |  |  |  | 8.6875 | 56.625 | [8 empty] | 1 | 48 | 48 | ANSI Z21.10.3-2019/CSA 4.3-2019 | Yes | Yes | Yes | No | Not Applicable | [5 empty] | 40171 | COM GAS NC | 7056668
D100L3003XA | D100L300A | Bradford White | 671632257935 | Active | [10 empty] | No | Not Applicable | Not Applicable | Commercial Water Heating | Water Heating.Gas | 3 | 1 |  |  |  | 238-47675-00 |  |  |  | 238-36612-00 |  | 238-80507-00 |  |  |  |  | Gas | Liquid Propane |  |  |  | Indoor |  | Floor Mounted |  | Yes | HLW | 150 | Category I | 7 |  | 0.5 | 1.5 | No | [7 empty] | 300000 BTU/Hr |  |  |  | 100 |  | Not Applicable | On/Off | Not Applicable | [6 empty] | 765 | 37.5 | 32.25 | 80.875 | 796 | 1589 | 30.25 | 65.1875 |  | 73.25 |  |  |  | 30.625 | 56.625 | 23 |  |  |  | 8.6875 | 56.625 | [8 empty] | 1 | 48 | 48 | ANSI Z21.10.3-2019/CSA 4.3-2019 | Yes | Yes | Yes | No | Not Applicable | [5 empty] | 40161 | COM GAS ASME | 7056668
D100L3003XA-806 | D100L300A | Bradford White | 671632295272 | Active | The ""-806"" indicates that this SKU was designed and certified for Installation in Canada. | [9 empty] | No | Not Applicable | Not Applicable | Commercial Water Heating | Water Heating.Gas | 3 | 1 |  |  |  | 238-47675-00 |  |  |  | 238-36612-00 |  | 238-80507-00 |  |  |  |  | Gas | Liquid Propane |  |  |  | Indoor |  | Floor Mounted |  | Yes | HLW | 150 | Category I | 7 |  | 0.5 | 1.5 | No | [7 empty] | Not Applicable |  |  |  | 100 |  | Not Applicable | On/Off | Not Applicable | [6 empty] | 765 | 37.5 | 32.25 | 80.875 | 796 | 1589 | 30.25 | 65.1875 |  | 73.25 |  |  |  | 30.625 | 56.625 | 23 |  |  |  | 8.6875 | 56.625 | [8 empty] | 1 | 48 | 48 | Not Applicable | Yes | No | Yes | No | Not Applicable | 238-47716-00 |  |  |  |  | 40161 | COM GAS ASME
D100L3003XA-807 | D100L300A | Bradford White | 671632295289 | Active | The ""-807"" indicates that this SKU was designed to operate in High Altitudes ranging from 2,000 to 4,500 feet, and are certified for Installation in Canada. | [9 empty] | No | Not Applicable | Not Applicable | Commercial Water Heating | Water Heating.Gas | 3 | 1 |  |  |  | 238-47675-00 |  |  |  | 238-36612-00 |  | 238-80507-00 |  |  |  |  | Gas | Liquid Propane |  |  |  | Indoor |  | Floor Mounted |  | Yes | HLW | 150 | Category I | 7 |  | 0.5 | 1.5 | No | [7 empty] | Not Applicable |  |  |  | 100 |  | Not Applicable | On/Off | Not Applicable | [6 empty] | 765 | 37.5 | 32.25 | 80.875 | 796 | 1589 | 30.25 | 65.1875 |  | 73.25 |  |  |  | 30.625 | 56.625 | 23 |  |  |  | 8.6875 | 56.625 | [8 empty] | 1 | 48 | 48 | Not Applicable | Yes | No | Yes | No | Not Applicable | 238-47716-00 |  |  |  |  | 40161 | COM GAS ASME
D100L3003XA-823 | D100L300A | Bradford White | 671632559220 | Active | The ""-823"" indicates that this SKU was designed to operate in Altitudes between 2,001 feet and 5,000 feet. | [9 empty] | No | Not Applicable | Not Applicable | Commercial Water Heating | Water Heating.Gas | 3 | 1 |  |  |  | 238-47675-00 |  |  |  | 238-36612-00 |  | 238-80507-00 |  |  |  |  | Gas | Liquid Propane |  |  |  | Indoor |  | Floor Mounted |  | Yes | HLW | 150 | Category I | 7 |  | 0.5 | 1.5 | No | [7 empty] | 300000 BTU/Hr |  |  |  | 100 |  | Not Applicable | On/Off | Not Applicable | [6 empty] | 765 | 37.5 | 32.25 | 80.875 | 796 | 1589 | 30.25 | 65.1875 |  | 73.25 |  |  |  | 30.625 | 56.625 | 23 |  |  |  | 8.6875 | 56.625 | [8 empty] | 1 | 48 | 48 | ANSI Z21.10.3-2019/CSA 4.3-2019 | Yes | Yes | Yes | No | Not Applicable | [5 empty] | 40161 | COM GAS ASME | 7056668
D100L3005NA | D100L300A | Bradford White | 671632692637 | Active | [10 empty] | No | Not Applicable | Not Applicable | Commercial Water Heating | Water Heating.Gas | 5 | 1 |  |  |  | 238-47675-00 |  |  |  | 238-36612-00 |  | 238-80507-00 |  |  |  |  | Gas | Natural Gas |  |  |  | Indoor |  | Floor Mounted |  | Yes | HLW | 150 | Category I | 7 |  | 0.5 | 1.5 | No | [7 empty] | 300000 BTU/Hr |  |  |  | 100 |  | Not Applicable | On/Off | No, it does not comply with jurisdictions having 14ng/J NOx Regulations | [6 empty] | 765 | 37.5 | 32.25 | 80.875 | 796 | 1589 | 30.25 | 65.1875 |  | 73.25 |  |  |  | 30.625 | 56.625 | 23 |  |  |  | 8.6875 | 56.625 | [8 empty] | 1 | 48 | 48 | ANSI Z21.10.3-2019/CSA 4.3-2019 | Yes | Yes | Yes | No | Not Applicable | [5 empty] | 40161 | COM GAS ASME | 7056648
D100L300E3N | D100L300 | Bradford White | 671632286386 | Active | [10 empty] | No | Not Applicable | Not Applicable | Commercial Water Heating | Water Heating.Gas | 3 | 1 |  |  |  | 238-47675-00 |  |  |  | 238-36612-00 |  | 238-80507-00 |  |  |  |  | Gas | Natural Gas |  |  |  | Indoor |  | Floor Mounted |  | No | Not Applicable | 150 | Category I | 7 |  | 0.5 | 1.5 | No | [7 empty] | 300000 BTU/Hr |  |  |  | 100 |  | Not Applicable | On/Off | No, it does not comply with jurisdictions having 14ng/J NOx Regulations | [6 empty] | 725 | 37.5 | 32.25 | 80.875 | 754 | 1549 | 30.25 | 65.1875 |  | 73.25 |  |  |  | 30.625 | 56.625 | 23 |  |  |  | 8.6875 | 56.625 | [8 empty] | 1 | 48 | 48 | ANSI Z21.10.3-2019/CSA 4.3-2019 | Yes | Yes | Yes | No | Not Applicable | [5 empty] | 40171 | COM GAS NC | 7056648
D100L300E3NA | D100L300A | Bradford White | 671632286591 | Active | [10 empty] | No | Not Applicable | Not Applicable | Commercial Water Heating | Water Heating.Gas | 3 | 1 |  |  |  | 238-47675-00 |  |  |  | 238-36612-00 |  | 238-80507-00 |  |  |  |  | Gas | Natural Gas |  |  |  | Indoor |  | Floor Mounted |  | Yes | HLW | 150 | Category I | 7 |  | 0.5 | 1.5 | No | [7 empty] | 300000 BTU/Hr |  |  |  | 100 |  | Not Applicable | On/Off | No, it does not comply with jurisdictions having 14ng/J NOx Regulations | [6 empty] | 765 | 37.5 | 32.25 | 80.875 | 796 | 1589 | 30.25 | 65.1875 |  | 73.25 |  |  |  | 30.625 | 56.625 | 23 |  |  |  | 8.6875 | 56.625 | [8 empty] | 1 | 48 | 48 | ANSI Z21.10.3-2019/CSA 4.3-2019 | Yes | Yes | Yes | No | Not Applicable | [5 empty] | 40161 | COM GAS ASME | 7056648
D100L300E5N | D100L300 | Bradford White | 671632290444 | Active | [10 empty] | No | Not Applicable | Not Applicable | Commercial Water Heating | Water Heating.Gas | 5 | 1 |  |  |  | 238-47675-00 |  |  |  | 238-36612-00 |  | 238-80507-00 |  |  |  |  | Gas | Natural Gas |  |  |  | Indoor |  | Floor Mounted |  | No | Not Applicable | 150 | Category I | 7 |  | 0.5 | 1.5 | No | [7 empty] | 300000 BTU/Hr |  |  |  | 100 |  | Not Applicable | On/Off | No, it does not comply with jurisdictions having 14ng/J NOx Regulations | [6 empty] | 725 | 37.5 | 32.25 | 80.875 | 754 | 1549 | 30.25 | 65.1875 |  | 73.25 |  |  |  | 30.625 | 56.625 | 23 |  |  |  | 8.6875 | 56.625 | [8 empty] | 1 | 48 | 48 | ANSI Z21.10.3-2019/CSA 4.3-2019 | Yes | Yes | Yes | No | Not Applicable | [5 empty] | 40171 | COM GAS NC | 7056648
D100L300E5NA | D100L300A | Bradford White | 671632512829 | Active | [10 empty] | No | Not Applicable | Not Applicable | Commercial Water Heating | Water Heating.Gas | 5 | 1 |  |  |  | 238-47675-00 |  |  |  | 238-36612-00 |  | 238-80507-00 |  |  |  |  | Gas | Natural Gas |  |  |  | Indoor |  | Floor Mounted |  | Yes | HLW | 150 | Category I | 7 |  | 0.5 | 1.5 | No | [7 empty] | 300000 BTU/Hr |  |  |  | 100 |  | Not Applicable | On/Off | No, it does not comply with jurisdictions having 14ng/J NOx Regulations | [6 empty] | 765 | 37.5 | 32.25 | 80.875 | 796 | 1589 | 30.25 | 65.1875 |  | 73.25 |  |  |  | 30.625 | 56.625 | 23 |  |  |  | 8.6875 | 56.625 | [8 empty] | 1 | 48 | 48 | ANSI Z21.10.3-2019/CSA 4.3-2019 | Yes | Yes | Yes | No | Not Applicable | [5 empty] | 40161 | COM GAS ASME | 7056648
D100S1993N | D100S199 | Bradford White | 671632296248 | Active | [10 empty] | No | Not Applicable | Not Applicable | Commercial Water Heating | Water Heating.Gas | 3 | 1 |  |  |  | 238-47675-00 |  |  |  | 238-36612-00 |  | 238-80507-00 |  |  |  |  | Gas | Natural Gas |  |  |  | Indoor |  | Floor Mounted |  | No | Not Applicable | 150 | Category I | 6 |  | 0.5 | 1.5 | No | [7 empty] | 199999 BTU/Hr |  |  |  | 100 |  | Not Applicable | On/Off | No, it does not comply with jurisdictions having 14ng/J NOx Regulations | [6 empty] | 667 | 35.5 | 30.25 | 85.75 | 694 | 1491 | 28.25 | 68.875 |  | 75.6875 |  |  | 68.875 | 21.5625 | 61.25 |  |  |  |  | 4.625 | 61.1875 | [8 empty] | 1 | 51 | 48 | ANSI Z21.10.3-2019/CSA 4.3-2019 | Yes | Yes | Yes | No | Not Applicable | [5 empty] | 40171 | COM GAS NC | 7057179
D100S1993N-806 | D100S199 | Bradford White | 671632296828 | Active | The ""-806"" indicates that this SKU was designed and certified for Installation in Canada. | [9 empty] | No | Not Applicable | Not Applicable | Commercial Water Heating | Water Heating.Gas | 3 | 1 |  |  |  | 238-47675-00 |  |  |  | 238-36612-00 |  | 238-80507-00 |  |  |  |  | Gas | Natural Gas |  |  |  | Indoor |  | Floor Mounted |  | No | Not Applicable | 150 | Category I | 6 |  | 0.5 | 1.5 | No | [7 empty] | Not Applicable |  |  |  | 100 |  | Not Applicable | On/Off | Not Applicable | [6 empty] | 667 | 35.5 | 30.25 | 85.75 | 694 | 1491 | 28.25 | 68.875 |  | 75.6875 |  |  | 68.875 | 21.5625 | 61.25 |  |  |  |  | 4.625 | 61.1875 | [8 empty] | 1 | 51 | 48 | Not Applicable | Yes | No | Yes | No | Not Applicable | 238-47716-00 |  |  |  |  | 40171 | COM GAS NC
D100S1993N-807 | D100S199 | Bradford White | 671632296880 | Active | The ""-807"" indicates that this SKU was designed to operate in High Altitudes ranging from 2,000 to 4,500 feet, and are certified for Installation in Canada. | [9 empty] | No | Not Applicable | Not Applicable | Commercial Water Heating | Water Heating.Gas | 3 | 1 |  |  |  | 238-47675-00 |  |  |  | 238-36612-00 |  | 238-80507-00 |  |  |  |  | Gas | Natural Gas |  |  |  | Indoor |  | Floor Mounted |  | No | Not Applicable | 150 | Category I | 6 |  | 0.5 | 1.5 | No | [7 empty] | Not Applicable |  |  |  | 100 |  | Not Applicable | On/Off | Not Applicable | [6 empty] | 667 | 35.5 | 30.25 | 85.75 | 694 | 1491 | 28.25 | 68.875 |  | 75.6875 |  |  | 68.875 | 21.5625 | 61.25 |  |  |  |  | 4.625 | 61.1875 | [8 empty] | 1 | 51 | 48 | Not Applicable | Yes | No | Yes | No | Not Applicable | 238-47716-00 |  |  |  |  | 40171 | COM GAS NC
D100S1993N-823 | D100S199 | Bradford White | 671632634811 | Active | The ""-823"" indicates that this SKU was designed to operate in Altitudes between 2,001 feet and 5,000 feet. | [9 empty] | No | Not Applicable | Not Applicable | Commercial Water Heating | Water Heating.Gas | 3 | 1 |  |  |  | 238-47675-00 |  |  |  | 238-36612-00 |  | 238-80507-00 |  |  |  |  | Gas | Natural Gas |  |  |  | Indoor |  | Floor Mounted |  | No | Not Applicable | 150 | Category I | 6 |  | 0.5 | 1.5 | No | [7 empty] | 199999 BTU/Hr |  |  |  | 100 |  | Not Applicable | On/Off | No, it does not comply with jurisdictions having 14ng/J NOx Regulations | [6 empty] | 667 | 35.5 | 30.25 | 85.75 | 694 | 1491 | 28.25 | 68.875 |  | 75.6875 |  |  | 68.875 | 21.5625 | 61.25 |  |  |  |  | 4.625 | 61.1875 | [8 empty] | 1 | 51 | 48 | ANSI Z21.10.3-2019/CSA 4.3-2019 | Yes | Yes | Yes | No | Not Applicable | [5 empty] | 40171 | COM GAS NC | 7057179
D100S1993N-867 | D100S199 | Bradford White | 671632716746 | Active | The ""-867"" indicates that this SKU was designed to operate in Altitudes between 5,001 feet and 8,000 feet. | [9 empty] | No | Not Applicable | Not Applicable | Commercial Water Heating | Water Heating.Gas | 3 | 1 |  |  |  | 238-47675-00 |  |  |  | 238-36612-00 |  | 238-80507-00 |  |  |  |  | Gas | Natural Gas |  |  |  | Indoor |  | Floor Mounted |  | No | Not Applicable | 150 | Category I | 6 |  | 0.5 | 1.5 | No | [7 empty] | 199999 BTU/Hr |  |  |  | 100 |  | Not Applicable | On/Off | No, it does not comply with jurisdictions having 14ng/J NOx Regulations | [6 empty] | 667 | 35.5 | 30.25 | 85.75 | 694 | 1491 | 28.25 | 68.875 |  | 75.6875 |  |  | 68.875 | 21.5625 | 61.25 |  |  |  |  | 4.625 | 61.1875 | [8 empty] | 1 | 51 | 48 | ANSI Z21.10.3-2019/CSA 4.3-2019 | Yes | Yes | Yes | No | Not Applicable | [5 empty] | 40171 | COM GAS NC | 7057179
D100S1993X | D100S199 | Bradford White | 671632296774 | Active | [10 empty] | No | Not Applicable | Not Applicable | Commercial Water Heating | Water Heating.Gas | 3 | 1 |  |  |  | 238-47675-00 |  |  |  | 238-36612-00 |  | 238-80507-00 |  |  |  |  | Gas | Liquid Propane |  |  |  | Indoor |  | Floor Mounted |  | No | Not Applicable | 150 | Category I | 6 |  | 0.5 | 1.5 | No | [7 empty] | 199999 BTU/Hr |  |  |  | 100 |  | Not Applicable | On/Off | Not Applicable | [6 empty] | 667 | 35.5 | 30.25 | 85.75 | 694 | 1491 | 28.25 | 68.875 |  | 75.6875 |  |  | 68.875 | 21.5625 | 61.25 |  |  |  |  | 4.625 | 61.1875 | [8 empty] | 1 | 51 | 48 | ANSI Z21.10.3-2019/CSA 4.3-2019 | Yes | Yes | Yes | No | Not Applicable | [5 empty] | 40171 | COM GAS NC | 7057180
D100S1993X-806 | D100S199 | Bradford White | 671632296835 | Active | The ""-806"" indicates that this SKU was designed and certified for Installation in Canada. | [9 empty] | No | Not Applicable | Not Applicable | Commercial Water Heating | Water Heating.Gas | 3 | 1 |  |  |  | 238-47675-00 |  |  |  | 238-36612-00 |  | 238-80507-00 |  |  |  |  | Gas | Liquid Propane |  |  |  | Indoor |  | Floor Mounted |  | No | Not Applicable | 150 | Category I | 6 |  | 0.5 | 1.5 | No | [7 empty] | Not Applicable |  |  |  | 100 |  | Not Applicable | On/Off | Not Applicable | [6 empty] | 667 | 35.5 | 30.25 | 85.75 | 694 | 1491 | 28.25 | 68.875 |  | 75.6875 |  |  | 68.875 | 21.5625 | 61.25 |  |  |  |  | 4.625 | 61.1875 | [8 empty] | 1 | 51 | 48 | Not Applicable | Yes | No | Yes | No | Not Applicable | 238-47716-00 |  |  |  |  | 40171 | COM GAS NC
D100S1993X-807 | D100S199 | Bradford White | 671632296897 | Active | The ""-807"" indicates that this SKU was designed to operate in High Altitudes ranging from 2,000 to 4,500 feet, and are certified for Installation in Canada. | [9 empty] | No | Not Applicable | Not Applicable | Commercial Water Heating | Water Heating.Gas | 3 | 1 |  |  |  | 238-47675-00 |  |  |  | 238-36612-00 |  | 238-80507-00 |  |  |  |  | Gas | Liquid Propane |  |  |  | Indoor |  | Floor Mounted |  | No | Not Applicable | 150 | Category I | 6 |  | 0.5 | 1.5 | No | [7 empty] | Not Applicable |  |  |  | 100 |  | Not Applicable | On/Off | Not Applicable | [6 empty] | 667 | 35.5 | 30.25 | 85.75 | 694 | 1491 | 28.25 | 68.875 |  | 75.6875 |  |  | 68.875 | 21.5625 | 61.25 |  |  |  |  | 4.625 | 61.1875 | [8 empty] | 1 | 51 | 48 | Not Applicable | Yes | No | Yes | No | Not Applicable | 238-47716-00 |  |  |  |  | 40171 | COM GAS NC
D100S1993X-823 | D100S199 | Bradford White | 671632669974 | Active | The ""-823"" indicates that this SKU was designed to operate in Altitudes between 2,001 feet and 5,000 feet. | [9 empty] | No | Not Applicable | Not Applicable | Commercial Water Heating | Water Heating.Gas | 3 | 1 |  |  |  | 238-47675-00 |  |  |  | 238-36612-00 |  | 238-80507-00 |  |  |  |  | Gas | Liquid Propane |  |  |  | Indoor |  | Floor Mounted |  | No | Not Applicable | 150 | Category I | 6 |  | 0.5 | 1.5 | No | [7 empty] | 199999 BTU/Hr |  |  |  | 100 |  | Not Applicable | On/Off | Not Applicable | [6 empty] | 667 | 35.5 | 30.25 | 85.75 | 694 | 1491 | 28.25 | 68.875 |  | 75.6875 |  |  | 68.875 | 21.5625 | 61.25 |  |  |  |  | 4.625 | 61.1875 | [8 empty] | 1 | 51 | 48 | ANSI Z21.10.3-2019/CSA 4.3-2019 | Yes | Yes | Yes | No | Not Applicable | [5 empty] | 40171 | COM GAS NC | 7057180
D100S1993X-867 | D100S199 | Bradford White | 671632769926 | Active | The ""-867"" indicates that this SKU was designed to operate in Altitudes between 5,001 feet and 8,000 feet. | [9 empty] | No | Not Applicable | Not Applicable | Commercial Water Heating | Water Heating.Gas | 3 | 1 |  |  |  | 238-47675-00 |  |  |  | 238-36612-00 |  | 238-80507-00 |  |  |  |  | Gas | Liquid Propane |  |  |  | Indoor |  | Floor Mounted |  | No | Not Applicable | 150 | Category I | 6 |  | 0.5 | 1.5 | No | [7 empty] | 199999 BTU/Hr |  |  |  | 100 |  | Not Applicable | On/Off | Not Applicable | [6 empty] | 667 | 35.5 | 30.25 | 85.75 | 694 | 1491 | 28.25 | 68.875 |  | 75.6875 |  |  | 68.875 | 21.5625 | 61.25 |  |  |  |  | 4.625 | 61.1875 | [8 empty] | 1 | 51 | 48 | ANSI Z21.10.3-2019/CSA 4.3-2019 | Yes | Yes | Yes | No | Not Applicable | [5 empty] | 40171 | COM GAS NC | 7057180
D100S1995N | D100S199 | Bradford White | 671632337026 | Active | [10 empty] | No | Not Applicable | Not Applicable | Commercial Water Heating | Water Heating.Gas | 5 | 1 |  |  |  | 238-47675-00 |  |  |  | 238-36612-00 |  | 238-80507-00 |  |  |  |  | Gas | Natural Gas |  |  |  | Indoor |  | Floor Mounted |  | No | Not Applicable | 150 | Category I | 6 |  | 0.5 | 1.5 | No | [7 empty] | 199999 BTU/Hr |  |  |  | 100 |  | Not Applicable | On/Off | No, it does not comply with jurisdictions having 14ng/J NOx Regulations | [6 empty] | 667 | 35.5 | 30.25 | 85.75 | 694 | 1491 | 28.25 | 68.875 |  | 75.6875 |  |  | 68.875 | 21.5625 | 61.25 |  |  |  |  | 4.625 | 61.1875 | [8 empty] | 1 | 51 | 48 | ANSI Z21.10.3-2019/CSA 4.3-2019 | Yes | Yes | Yes | No | Not Applicable | [5 empty] | 40171 | COM GAS NC | 7057179
D100S1995N-823 | D100S199 | Bradford White | 671632717866 | Active | The ""-823"" indicates that this SKU was designed to operate in Altitudes between 2,001 feet and 5,000 feet. | [9 empty] | No | Not Applicable | Not Applicable | Commercial Water Heating | Water Heating.Gas | 5 | 1 |  |  |  | 238-47675-00 |  |  |  | 238-36612-00 |  | 238-80507-00 |  |  |  |  | Gas | Natural Gas |  |  |  | Indoor |  | Floor Mounted |  | No | Not Applicable | 150 | Category I | 6 |  | 0.5 | 1.5 | No | [7 empty] | 199999 BTU/Hr |  |  |  | 100 |  | Not Applicable | On/Off | No, it does not comply with jurisdictions having 14ng/J NOx Regulations | [6 empty] | 667 | 35.5 | 30.25 | 85.75 | 694 | 1491 | 28.25 | 68.875 |  | 75.6875 |  |  | 68.875 | 21.5625 | 61.25 |  |  |  |  | 4.625 | 61.1875 | [8 empty] | 1 | 51 | 48 | ANSI Z21.10.3-2019/CSA 4.3-2019 | Yes | Yes | Yes | No | Not Applicable | [5 empty] | 40171 | COM GAS NC | 7057179
D100S1995X | D100S199 | Bradford White | 671632337019 | Active | [10 empty] | No | Not Applicable | Not Applicable | Commercial Water Heating | Water Heating.Gas | 5 | 1 |  |  |  | 238-47675-00 |  |  |  | 238-36612-00 |  | 238-80507-00 |  |  |  |  | Gas | Liquid Propane |  |  |  | Indoor |  | Floor Mounted |  | No | Not Applicable | 150 | Category I | 6 |  | 0.5 | 1.5 | No | [7 empty] | 199999 BTU/Hr |  |  |  | 100 |  | Not Applicable | On/Off | Not Applicable | [6 empty] | 667 | 35.5 | 30.25 | 85.75 | 694 | 1491 | 28.25 | 68.875 |  | 75.6875 |  |  | 68.875 | 21.5625 | 61.25 |  |  |  |  | 4.625 | 61.1875 | [8 empty] | 1 | 51 | 48 | ANSI Z21.10.3-2019/CSA 4.3-2019 | Yes | Yes | Yes | No | Not Applicable | [5 empty] | 40171 | COM GAS NC | 7057180
D100S199E3N | D100S199 | Bradford White | 671632300273 | Active | [10 empty] | No | Not Applicable | Not Applicable | Commercial Water Heating | Water Heating.Gas | 3 | 1 |  |  |  | 238-47675-00 |  |  |  | 238-36612-00 |  | 238-80507-00 |  |  |  |  | Gas | Natural Gas |  |  |  | Indoor |  | Floor Mounted |  | No | Not Applicable | 150 | Category I | 6 |  | 0.5 | 1.5 | No | [7 empty] | 199999 BTU/Hr |  |  |  | 100 |  | Not Applicable | On/Off | No, it does not comply with jurisdictions having 14ng/J NOx Regulations | [6 empty] | 667 | 35.5 | 30.25 | 85.75 | 694 | 1491 | 28.25 | 68.875 |  | 75.6875 |  |  | 68.875 | 21.5625 | 61.25 |  |  |  |  | 4.625 | 61.1875 | [8 empty] | 1 | 51 | 48 | ANSI Z21.10.3-2019/CSA 4.3-2019 | Yes | Yes | Yes | No | Not Applicable | [5 empty] | 40171 | COM GAS NC | 7057179
D100S199E3N-823 | D100S199 | Bradford White | 671632654529 | Active | The ""-823"" indicates that this SKU was designed to operate in Altitudes between 2,001 feet and 5,000 feet. | [9 empty] | No | Not Applicable | Not Applicable | Commercial Water Heating | Water Heating.Gas | 3 | 1 |  |  |  | 238-47675-00 |  |  |  | 238-36612-00 |  | 238-80507-00 |  |  |  |  | Gas | Natural Gas |  |  |  | Indoor |  | Floor Mounted |  | No | Not Applicable | 150 | Category I | 6 |  | 0.5 | 1.5 | No | [7 empty] | 199999 BTU/Hr |  |  |  | 100 |  | Not Applicable | On/Off | No, it does not comply with jurisdictions having 14ng/J NOx Regulations | [6 empty] | 667 | 35.5 | 30.25 | 85.75 | 694 | 1491 | 28.25 | 68.875 |  | 75.6875 |  |  | 68.875 | 21.5625 | 61.25 |  |  |  |  | 4.625 | 61.1875 | [8 empty] | 1 | 51 | 48 | ANSI Z21.10.3-2019/CSA 4.3-2019 | Yes | Yes | Yes | No | Not Applicable | [5 empty] | 40171 | COM GAS NC | 7057179
D100S199E5N-823 | D100S199 | Bradford White | 671632651320 | Active | The ""-823"" indicates that this SKU was designed to operate in Altitudes between 2,001 feet and 5,000 feet. | [9 empty] | No | Not Applicable | Not Applicable | Commercial Water Heating | Water Heating.Gas | 5 | 1 |  |  |  | 238-47675-00 |  |  |  | 238-36612-00 |  | 238-80507-00 |  |  |  |  | Gas | Natural Gas |  |  |  | Indoor |  | Floor Mounted |  | No | Not Applicable | 150 | Category I | 6 |  | 0.5 | 1.5 | No | [7 empty] | 199999 BTU/Hr |  |  |  | 100 |  | Not Applicable | On/Off | No, it does not comply with jurisdictions having 14ng/J NOx Regulations | [6 empty] | 667 | 35.5 | 30.25 | 85.75 | 694 | 1491 | 28.25 | 68.875 |  | 75.6875 |  |  | 68.875 | 21.5625 | 61.25 |  |  |  |  | 4.625 | 61.1875 | [8 empty] | 1 | 51 | 48 | ANSI Z21.10.3-2019/CSA 4.3-2019 | Yes | Yes | Yes | No | Not Applicable | [5 empty] | 40171 | COM GAS NC | 7057179
D100S2503N | D100S250 | Bradford White | 671632296781 | Active | [10 empty] | No | Not Applicable | Not Applicable | Commercial Water Heating | Water Heating.Gas | 3 | 1 |  |  |  | 238-47675-00 |  |  |  | 238-36612-00 |  | 238-80507-00 |  |  |  |  | Gas | Natural Gas |  |  |  | Indoor |  | Floor Mounted |  | No | Not Applicable | 150 | Category I | 6 |  | 0.5 | 1.5 | No | [7 empty] | 250000 BTU/Hr |  |  |  | 100 |  | Not Applicable | On/Off | No, it does not comply with jurisdictions having 14ng/J NOx Regulations | [6 empty] | 667 | 35.5 | 30.25 | 85.75 | 694 | 1491 | 28.25 | 68.875 |  | 75.6875 |  |  | 68.875 | 21.5625 | 61.25 |  |  |  |  | 4.625 | 61.1875 | [8 empty] | 1 | 51 | 48 | ANSI Z21.10.3-2019/CSA 4.3-2019 | Yes | Yes | Yes | No | Not Applicable | [5 empty] | 40171 | COM GAS NC | 7056635
D100S2503N-806 | D100S250 | Bradford White | 671632296842 | Active | The ""-806"" indicates that this SKU was designed and certified for Installation in Canada. | [9 empty] | No | Not Applicable | Not Applicable | Commercial Water Heating | Water Heating.Gas | 3 | 1 |  |  |  | 238-47675-00 |  |  |  | 238-36612-00 |  | 238-80507-00 |  |  |  |  | Gas | Natural Gas |  |  |  | Indoor |  | Floor Mounted |  | No | Not Applicable | 150 | Category I | 6 |  | 0.5 | 1.5 | No | [7 empty] | Not Applicable |  |  |  | 100 |  | Not Applicable | On/Off | Not Applicable | [6 empty] | 667 | 35.5 | 30.25 | 85.75 | 694 | 1491 | 28.25 | 68.875 |  | 75.6875 |  |  | 68.875 | 21.5625 | 61.25 |  |  |  |  | 4.625 | 61.1875 | [8 empty] | 1 | 51 | 48 | Not Applicable | Yes | No | Yes | No | Not Applicable | 238-47716-00 |  |  |  |  | 40171 | COM GAS NC
D100S2503N-807 | D100S250 | Bradford White | 671632296903 | Active | The ""-807"" indicates that this SKU was designed to operate in High Altitudes ranging from 2,000 to 4,500 feet, and are certified for Installation in Canada. | [9 empty] | No | Not Applicable | Not Applicable | Commercial Water Heating | Water Heating.Gas | 3 | 1 |  |  |  | 238-47675-00 |  |  |  | 238-36612-00 |  | 238-80507-00 |  |  |  |  | Gas | Natural Gas |  |  |  | Indoor |  | Floor Mounted |  | No | Not Applicable | 150 | Category I | 6 |  | 0.5 | 1.5 | No | [7 empty] | Not Applicable |  |  |  | 100 |  | Not Applicable | On/Off | Not Applicable | [6 empty] | 667 | 35.5 | 30.25 | 85.75 | 694 | 1491 | 28.25 | 68.875 |  | 75.6875 |  |  | 68.875 | 21.5625 | 61.25 |  |  |  |  | 4.625 | 61.1875 | [8 empty] | 1 | 51 | 48 | Not Applicable | Yes | No | Yes | No | Not Applicable | 238-47716-00 |  |  |  |  | 40171 | COM GAS NC
D100S2503N-823 | D100S250 | Bradford White | 671632844241 | Active | The ""-823"" indicates that this SKU was designed to operate in Altitudes between 2,001 feet and 5,000 feet. | [9 empty] | No | Not Applicable | Not Applicable | Commercial Water Heating | Water Heating.Gas | 3 | 1 |  |  |  | 238-47675-00 |  |  |  | 238-36612-00 |  | 238-80507-00 |  |  |  |  | Gas | Natural Gas |  |  |  | Indoor |  | Floor Mounted |  | No | Not Applicable | 150 | Category I | 6 |  | 0.5 | 1.5 | No | [7 empty] | 250000 BTU/Hr |  |  |  | 100 |  | Not Applicable | On/Off | No, it does not comply with jurisdictions having 14ng/J NOx Regulations | [6 empty] | 667 | 35.5 | 30.25 | 85.75 | 694 | 1491 | 28.25 | 68.875 |  | 75.6875 |  |  | 68.875 | 21.5625 | 61.25 |  |  |  |  | 4.625 | 61.1875 | [8 empty] | 1 | 51 | 48 | ANSI Z21.10.3-2019/CSA 4.3-2019 | Yes | Yes | Yes | No | Not Applicable | [5 empty] | 40171 | COM GAS NC | 7056635
D100S2503NA | D100S250A | Bradford White | 671632296798 | Active | [10 empty] | No | Not Applicable | Not Applicable | Commercial Water Heating | Water Heating.Gas | 3 | 1 |  |  |  | 238-47675-00 |  |  |  | 238-36612-00 |  | 238-80507-00 |  |  |  |  | Gas | Natural Gas |  |  |  | Indoor |  | Floor Mounted |  | Yes | HLW | 150 | Category I | 6 |  | 0.5 | 1.5 | No | [7 empty] | 250000 BTU/Hr |  |  |  | 100 |  | Not Applicable | On/Off | No, it does not comply with jurisdictions having 14ng/J NOx Regulations | [6 empty] | 702 | 35.5 | 30.25 | 85.75 | 730 | 1526 | 28.25 | 68.875 |  | 75.6875 |  |  | 68.875 | 21.5625 | 61.25 |  |  |  |  | 4.625 | 61.1875 | [8 empty] | 1 | 51 | 48 | ANSI Z21.10.3-2019/CSA 4.3-2019 | Yes | Yes | Yes | No | Not Applicable | [5 empty] | 40161 | COM GAS ASME | 7056635
D100S2503NA-806 | D100S250A | Bradford White | 671632296859 | Active | The ""-806"" indicates that this SKU was designed and certified for Installation in Canada. | [9 empty] | No | Not Applicable | Not Applicable | Commercial Water Heating | Water Heating.Gas | 3 | 1 |  |  |  | 238-47675-00 |  |  |  | 238-36612-00 |  | 238-80507-00 |  |  |  |  | Gas | Natural Gas |  |  |  | Indoor |  | Floor Mounted |  | Yes | HLW | 150 | Category I | 6 |  | 0.5 | 1.5 | No | [7 empty] | Not Applicable |  |  |  | 100 |  | Not Applicable | On/Off | Not Applicable | [6 empty] | 702 | 35.5 | 30.25 | 85.75 | 730 | 1526 | 28.25 | 68.875 |  | 75.6875 |  |  | 68.875 | 21.5625 | 61.25 |  |  |  |  | 4.625 | 61.1875 | [8 empty] | 1 | 51 | 48 | Not Applicable | Yes | No | Yes | No | Not Applicable | 238-47716-00 |  |  |  |  | 40161 | COM GAS ASME
D100S2503NA-807 | D100S250A | Bradford White | 671632296910 | Active | The ""-807"" indicates that this SKU was designed to operate in High Altitudes ranging from 2,000 to 4,500 feet, and are certified for Installation in Canada. | [9 empty] | No | Not Applicable | Not Applicable | Commercial Water Heating | Water Heating.Gas | 3 | 1 |  |  |  | 238-47675-00 |  |  |  | 238-36612-00 |  | 238-80507-00 |  |  |  |  | Gas | Natural Gas |  |  |  | Indoor |  | Floor Mounted |  | Yes | HLW | 150 | Category I | 6 |  | 0.5 | 1.5 | No | [7 empty] | Not Applicable |  |  |  | 100 |  | Not Applicable | On/Off | Not Applicable | [6 empty] | 702 | 35.5 | 30.25 | 85.75 | 730 | 1526 | 28.25 | 68.875 |  | 75.6875 |  |  | 68.875 | 21.5625 | 61.25 |  |  |  |  | 4.625 | 61.1875 | [8 empty] | 1 | 51 | 48 | Not Applicable | Yes | No | Yes | No | Not Applicable | 238-47716-00 |  |  |  |  | 40161 | COM GAS ASME
D100S2503NA-823 | D100S250A | Bradford White | 671632659524 | Active | The ""-823"" indicates that this SKU was designed to operate in Altitudes between 2,001 feet and 5,000 feet. | [9 empty] | No | Not Applicable | Not Applicable | Commercial Water Heating | Water Heating.Gas | 3 | 1 |  |  |  | 238-47675-00 |  |  |  | 238-36612-00 |  | 238-80507-00 |  |  |  |  | Gas | Natural Gas |  |  |  | Indoor |  | Floor Mounted |  | Yes | HLW | 150 | Category I | 6 |  | 0.5 | 1.5 | No | [7 empty] | 250000 BTU/Hr |  |  |  | 100 |  | Not Applicable | On/Off | No, it does not comply with jurisdictions having 14ng/J NOx Regulations | [6 empty] | 702 | 35.5 | 30.25 | 85.75 | 730 | 1526 | 28.25 | 68.875 |  | 75.6875 |  |  | 68.875 | 21.5625 | 61.25 |  |  |  |  | 4.625 | 61.1875 | [8 empty] | 1 | 51 | 48 | ANSI Z21.10.3-2019/CSA 4.3-2019 | Yes | Yes | Yes | No | Not Applicable | [5 empty] | 40161 | COM GAS ASME | 7056635
D100S2503X | D100S250 | Bradford White | 671632296804 | Active | [10 empty] | No | Not Applicable | Not Applicable | Commercial Water Heating | Water Heating.Gas | 3 | 1 |  |  |  | 238-47675-00 |  |  |  | 238-36612-00 |  | 238-80507-00 |  |  |  |  | Gas | Liquid Propane |  |  |  | Indoor |  | Floor Mounted |  | No | Not Applicable | 150 | Category I | 6 |  | 0.5 | 1.5 | No | [7 empty] | 250000 BTU/Hr |  |  |  | 100 |  | Not Applicable | On/Off | Not Applicable | [6 empty] | 667 | 35.5 | 30.25 | 85.75 | 694 | 1491 | 28.25 | 68.875 |  | 75.6875 |  |  | 68.875 | 21.5625 | 61.25 |  |  |  |  | 4.625 | 61.1875 | [8 empty] | 1 | 51 | 48 | ANSI Z21.10.3-2019/CSA 4.3-2019 | Yes | Yes | Yes | No | Not Applicable | [5 empty] | 40171 | COM GAS NC | 7056634
D100S2503X-806 | D100S250 | Bradford White | 671632296866 | Active | The ""-806"" indicates that this SKU was designed and certified for Installation in Canada. | [9 empty] | No | Not Applicable | Not Applicable | Commercial Water Heating | Water Heating.Gas | 3 | 1 |  |  |  | 238-47675-00 |  |  |  | 238-36612-00 |  | 238-80507-00 |  |  |  |  | Gas | Liquid Propane |  |  |  | Indoor |  | Floor Mounted |  | No | Not Applicable | 150 | Category I | 6 |  | 0.5 | 1.5 | No | [7 empty] | Not Applicable |  |  |  | 100 |  | Not Applicable | On/Off | Not Applicable | [6 empty] | 667 | 35.5 | 30.25 | 85.75 | 694 | 1491 | 28.25 | 68.875 |  | 75.6875 |  |  | 68.875 | 21.5625 | 61.25 |  |  |  |  | 4.625 | 61.1875 | [8 empty] | 1 | 51 | 48 | Not Applicable | Yes | No | Yes | No | Not Applicable | 238-47716-00 |  |  |  |  | 40171 | COM GAS NC
D100S2503X-807 | D100S250 | Bradford White | 671632296927 | Active | The ""-807"" indicates that this SKU was designed to operate in High Altitudes ranging from 2,000 to 4,500 feet, and are certified for Installation in Canada. | [9 empty] | No | Not Applicable | Not Applicable | Commercial Water Heating | Water Heating.Gas | 3 | 1 |  |  |  | 238-47675-00 |  |  |  | 238-36612-00 |  | 238-80507-00 |  |  |  |  | Gas | Liquid Propane |  |  |  | Indoor |  | Floor Mounted |  | No | Not Applicable | 150 | Category I | 6 |  | 0.5 | 1.5 | No | [7 empty] | Not Applicable |  |  |  | 100 |  | Not Applicable | On/Off | Not Applicable | [6 empty] | 667 | 35.5 | 30.25 | 85.75 | 694 | 1491 | 28.25 | 68.875 |  | 75.6875 |  |  | 68.875 | 21.5625 | 61.25 |  |  |  |  | 4.625 | 61.1875 | [8 empty] | 1 | 51 | 48 | Not Applicable | Yes | No | Yes | No | Not Applicable | 238-47716-00 |  |  |  |  | 40171 | COM GAS NC
D100S2503XA | D100S250A | Bradford White | 671632296811 | Active | [10 empty] | No | Not Applicable | Not Applicable | Commercial Water Heating | Water Heating.Gas | 3 | 1 |  |  |  | 238-47675-00 |  |  |  | 238-36612-00 |  | 238-80507-00 |  |  |  |  | Gas | Liquid Propane |  |  |  | Indoor |  | Floor Mounted |  | Yes | HLW | 150 | Category I | 6 |  | 0.5 | 1.5 | No | [7 empty] | 250000 BTU/Hr |  |  |  | 100 |  | Not Applicable | On/Off | Not Applicable | [6 empty] | 702 | 35.5 | 30.25 | 85.75 | 730 | 1526 | 28.25 | 68.875 |  | 75.6875 |  |  | 68.875 | 21.5625 | 61.25 |  |  |  |  | 4.625 | 61.1875 | [8 empty] | 1 | 51 | 48 | ANSI Z21.10.3-2019/CSA 4.3-2019 | Yes | Yes | Yes | No | Not Applicable | [5 empty] | 40161 | COM GAS ASME | 7056634
D100S2503XA-806 | D100S250A | Bradford White | 671632296873 | Active | The ""-806"" indicates that this SKU was designed and certified for Installation in Canada. | [9 empty] | No | Not Applicable | Not Applicable | Commercial Water Heating | Water Heating.Gas | 3 | 1 |  |  |  | 238-47675-00 |  |  |  | 238-36612-00 |  | 238-80507-00 |  |  |  |  | Gas | Liquid Propane |  |  |  | Indoor |  | Floor Mounted |  | Yes | HLW | 150 | Category I | 6 |  | 0.5 | 1.5 | No | [7 empty] | Not Applicable |  |  |  | 100 |  | Not Applicable | On/Off | Not Applicable | [6 empty] | 702 | 35.5 | 30.25 | 85.75 | 730 | 1526 | 28.25 | 68.875 |  | 75.6875 |  |  | 68.875 | 21.5625 | 61.25 |  |  |  |  | 4.625 | 61.1875 | [8 empty] | 1 | 51 | 48 | Not Applicable | Yes | No | Yes | No | Not Applicable | 238-47716-00 |  |  |  |  | 40161 | COM GAS ASME
D100S2503XA-807 | D100S250A | Bradford White | 671632296934 | Active | The ""-807"" indicates that this SKU was designed to operate in High Altitudes ranging from 2,000 to 4,500 feet, and are certified for Installation in Canada. | [9 empty] | No | Not Applicable | Not Applicable | Commercial Water Heating | Water Heating.Gas | 3 | 1 |  |  |  | 238-47675-00 |  |  |  | 238-36612-00 |  | 238-80507-00 |  |  |  |  | Gas | Liquid Propane |  |  |  | Indoor |  | Floor Mounted |  | Yes | HLW | 150 | Category I | 6 |  | 0.5 | 1.5 | No | [7 empty] | Not Applicable |  |  |  | 100 |  | Not Applicable | On/Off | Not Applicable | [6 empty] | 702 | 35.5 | 30.25 | 85.75 | 730 | 1526 | 28.25 | 68.875 |  | 75.6875 |  |  | 68.875 | 21.5625 | 61.25 |  |  |  |  | 4.625 | 61.1875 | [8 empty] | 1 | 51 | 48 | Not Applicable | Yes | No | Yes | No | Not Applicable | 238-47716-00 |  |  |  |  | 40161 | COM GAS ASME
D100S2503XA-823 | D100S250A | Bradford White | 671632798278 | Active | The ""-823"" indicates that this SKU was designed to operate in Altitudes between 2,001 feet and 5,000 feet. | [9 empty] | No | Not Applicable | Not Applicable | Commercial Water Heating | Water Heating.Gas | 3 | 1 |  |  |  | 238-47675-00 |  |  |  | 238-36612-00 |  | 238-80507-00 |  |  |  |  | Gas | Liquid Propane |  |  |  | Indoor |  | Floor Mounted |  | Yes | HLW | 150 | Category I | 6 |  | 0.5 | 1.5 | No | [7 empty] | 250000 BTU/Hr |  |  |  | 100 |  | Not Applicable | On/Off | Not Applicable | [6 empty] | 702 | 35.5 | 30.25 | 85.75 | 730 | 1526 | 28.25 | 68.875 |  | 75.6875 |  |  | 68.875 | 21.5625 | 61.25 |  |  |  |  | 4.625 | 61.1875 | [8 empty] | 1 | 51 | 48 | ANSI Z21.10.3-2019/CSA 4.3-2019 | Yes | Yes | Yes | No | Not Applicable | [5 empty] | 40161 | COM GAS ASME | 7056634
D100S2505NA | D100S250A | Bradford White | 671632851751 | Active | [10 empty] | No | Not Applicable | Not Applicable | Commercial Water Heating | Water Heating.Gas | 5 | 1 |  |  |  | 238-47675-00 |  |  |  | 238-36612-00 |  | 238-80507-00 |  |  |  |  | Gas | Natural Gas |  |  |  | Indoor |  | Floor Mounted |  | Yes | HLW | 150 | Category I | 6 |  | 0.5 | 1.5 | No | [7 empty] | 250000 BTU/Hr |  |  |  | 100 |  | Not Applicable | On/Off | No, it does not comply with jurisdictions having 14ng/J NOx Regulations | [6 empty] | 702 | 35.5 | 30.25 | 85.75 | 730 | 1526 | 28.25 | 68.875 |  | 75.6875 |  |  | 68.875 | 21.5625 | 61.25 |  |  |  |  | 4.625 | 61.1875 | [8 empty] | 1 | 51 | 48 | ANSI Z21.10.3-2019/CSA 4.3-2019 | Yes | Yes | Yes | No | Not Applicable | [5 empty] | 40161 | COM GAS ASME | 7056635
D100S250E3N | D100S250 | Bradford White | 671632300280 | Active | [10 empty] | No | Not Applicable | Not Applicable | Commercial Water Heating | Water Heating.Gas | 3 | 1 |  |  |  | 238-47675-00 |  |  |  | 238-36612-00 |  | 238-80507-00 |  |  |  |  | Gas | Natural Gas |  |  |  | Indoor |  | Floor Mounted |  | No | Not Applicable | 150 | Category I | 6 |  | 0.5 | 1.5 | No | [7 empty] | 250000 BTU/Hr |  |  |  | 100 |  | Not Applicable | On/Off | No, it does not comply with jurisdictions having 14ng/J NOx Regulations | [6 empty] | 667 | 35.5 | 30.25 | 85.75 | 694 | 1491 | 28.25 | 68.875 |  | 75.6875 |  |  | 68.875 | 21.5625 | 61.25 |  |  |  |  | 4.625 | 61.1875 | [8 empty] | 1 | 51 | 48 | ANSI Z21.10.3-2019/CSA 4.3-2019 | Yes | Yes | Yes | No | Not Applicable | [5 empty] | 40171 | COM GAS NC | 7056635
D100S250E3NA | D100S250A | Bradford White | 671632300297 | Active | [10 empty] | No | Not Applicable | Not Applicable | Commercial Water Heating | Water Heating.Gas | 3 | 1 |  |  |  | 238-47675-00 |  |  |  | 238-36612-00 |  | 238-80507-00 |  |  |  |  | Gas | Natural Gas |  |  |  | Indoor |  | Floor Mounted |  | Yes | HLW | 150 | Category I | 6 |  | 0.5 | 1.5 | No | [7 empty] | 250000 BTU/Hr |  |  |  | 100 |  | Not Applicable | On/Off | No, it does not comply with jurisdictions having 14ng/J NOx Regulations | [6 empty] | 702 | 35.5 | 30.25 | 85.75 | 730 | 1526 | 28.25 | 68.875 |  | 75.6875 |  |  | 68.875 | 21.5625 | 61.25 |  |  |  |  | 4.625 | 61.1875 | [8 empty] | 1 | 51 | 48 | ANSI Z21.10.3-2019/CSA 4.3-2019 | Yes | Yes | Yes | No | Not Applicable | [5 empty] | 40161 | COM GAS ASME | 7056635
D100S250E5NA | D100S250A | Bradford White | 671632614301 | Active | [10 empty] | No | Not Applicable | Not Applicable | Commercial Water Heating | Water Heating.Gas | 5 | 1 |  |  |  | 238-47675-00 |  |  |  | 238-36612-00 |  | 238-80507-00 |  |  |  |  | Gas | Natural Gas |  |  |  | Indoor |  | Floor Mounted |  | Yes | HLW | 150 | Category I | 6 |  | 0.5 | 1.5 | No | [7 empty] | 250000 BTU/Hr |  |  |  | 100 |  | Not Applicable | On/Off | No, it does not comply with jurisdictions having 14ng/J NOx Regulations | [6 empty] | 702 | 35.5 | 30.25 | 85.75 | 730 | 1526 | 28.25 | 68.875 |  | 75.6875 |  |  | 68.875 | 21.5625 | 61.25 |  |  |  |  | 4.625 | 61.1875 | [8 empty] | 1 | 51 | 48 | ANSI Z21.10.3-2019/CSA 4.3-2019 | Yes | Yes | Yes | No | Not Applicable | [5 empty] | 40161 | COM GAS ASME | 7056635
D100T1993N | D100T199 | Bradford White | 671632109715 | Active | [10 empty] | No | Not Applicable | Not Applicable | Commercial Water Heating | Water Heating.Gas | 3 | 1 |  |  |  | 238-47675-00 |  |  |  | 238-36612-00 |  | 238-80507-00 |  |  |  |  | Gas | Natural Gas |  |  |  | Indoor |  | Floor Mounted |  | No | Not Applicable | 150 | Category I | 6 |  | 0.5 | 1.5 | No | [7 empty] | 199999 BTU/Hr |  |  |  | 98 |  | Not Applicable | On/Off | No, it does not comply with jurisdictions having 14ng/J NOx Regulations | [6 empty] | 610 | 35.5 | 30.25 | 91.375 | 634 | 1418 | 28.25 | 75.4375 |  | 83.1875 |  |  | 194 | 23.5 | 66.3125 | 19 |  |  |  | 8.6875 | 66.3125 | [8 empty] | 1 | 51 | 48 | ANSI Z21.10.3-2019/CSA 4.3-2019 | Yes | Yes | Yes | No | Not Applicable | [5 empty] | 40171 | COM GAS NC | 7057199
D100T1993N-806 | D100T199 | Bradford White | 671632264278 | Active | The ""-806"" indicates that this SKU was designed and certified for Installation in Canada. | [9 empty] | No | Not Applicable | Not Applicable | Commercial Water Heating | Water Heating.Gas | 3 | 1 |  |  |  | 238-47675-00 |  |  |  | 238-36612-00 |  | 238-80507-00 |  |  |  |  | Gas | Natural Gas |  |  |  | Indoor |  | Floor Mounted |  | No | Not Applicable | 150 | Category I | 6 |  | 0.5 | 1.5 | No | [7 empty] | Not Applicable |  |  |  | 98 |  | Not Applicable | On/Off | Not Applicable | [6 empty] | 610 | 35.5 | 30.25 | 91.375 | 634 | 1418 | 28.25 | 75.4375 |  | 83.1875 |  |  | 194 | 23.5 | 66.3125 | 19 |  |  |  | 8.6875 | 66.3125 | [8 empty] | 1 | 51 | 48 | Not Applicable | Yes | No | Yes | No | Not Applicable | 238-47716-00 |  |  |  |  | 40171 | COM GAS NC
D100T1993N-807 | D100T199 | Bradford White | 671632275151 | Active | The ""-807"" indicates that this SKU was designed to operate in High Altitudes ranging from 2,000 to 4,500 feet, and are certified for Installation in Canada. | [9 empty] | No | Not Applicable | Not Applicable | Commercial Water Heating | Water Heating.Gas | 3 | 1 |  |  |  | 238-47675-00 |  |  |  | 238-36612-00 |  | 238-80507-00 |  |  |  |  | Gas | Natural Gas |  |  |  | Indoor |  | Floor Mounted |  | No | Not Applicable | 150 | Category I | 6 |  | 0.5 | 1.5 | No | [7 empty] | Not Applicable |  |  |  | 98 |  | Not Applicable | On/Off | Not Applicable | [6 empty] | 610 | 35.5 | 30.25 | 91.375 | 634 | 1418 | 28.25 | 75.4375 |  | 83.1875 |  |  | 194 | 23.5 | 66.3125 | 19 |  |  |  | 8.6875 | 66.3125 | [8 empty] | 1 | 51 | 48 | Not Applicable | Yes | No | Yes | No | Not Applicable | 238-47716-00 |  |  |  |  | 40171 | COM GAS NC
D100T1993N-823 | D100T199 | Bradford White | 671632542222 | Active | The ""-823"" indicates that this SKU was designed to operate in Altitudes between 2,001 feet and 5,000 feet. | [9 empty] | No | Not Applicable | Not Applicable | Commercial Water Heating | Water Heating.Gas | 3 | 1 |  |  |  | 238-47675-00 |  |  |  | 238-36612-00 |  | 238-80507-00 |  |  |  |  | Gas | Natural Gas |  |  |  | Indoor |  | Floor Mounted |  | No | Not Applicable | 150 | Category I | 6 |  | 0.5 | 1.5 | No | [7 empty] | 199999 BTU/Hr |  |  |  | 98 |  | Not Applicable | On/Off | No, it does not comply with jurisdictions having 14ng/J NOx Regulations | [6 empty] | 610 | 35.5 | 30.25 | 91.375 | 634 | 1418 | 28.25 | 75.4375 |  | 83.1875 |  |  | 194 | 23.5 | 66.3125 | 19 |  |  |  | 8.6875 | 66.3125 | [8 empty] | 1 | 51 | 48 | ANSI Z21.10.3-2019/CSA 4.3-2019 | Yes | Yes | Yes | No | Not Applicable | [5 empty] | 40171 | COM GAS NC | 7057199
D100T1993N-867 | D100T199 | Bradford White | 671632640812 | Active | The ""-867"" indicates that this SKU was designed to operate in Altitudes between 5,001 feet and 8,000 feet. | [9 empty] | No | Not Applicable | Not Applicable | Commercial Water Heating | Water Heating.Gas | 3 | 1 |  |  |  | 238-47675-00 |  |  |  | 238-36612-00 |  | 238-80507-00 |  |  |  |  | Gas | Natural Gas |  |  |  | Indoor |  | Floor Mounted |  | No | Not Applicable | 150 | Category I | 6 |  | 0.5 | 1.5 | No | [7 empty] | 199999 BTU/Hr |  |  |  | 98 |  | Not Applicable | On/Off | No, it does not comply with jurisdictions having 14ng/J NOx Regulations | [6 empty] | 610 | 35.5 | 30.25 | 91.375 | 634 | 1418 | 28.25 | 75.4375 |  | 83.1875 |  |  | 194 | 23.5 | 66.3125 | 19 |  |  |  | 8.6875 | 66.3125 | [8 empty] | 1 | 51 | 48 | ANSI Z21.10.3-2019/CSA 4.3-2019 | Yes | Yes | Yes | No | Not Applicable | [5 empty] | 40171 | COM GAS NC | 7057199
D100T1993N-868 | D100T199 | Bradford White | 671632643356 | Active | The ""-868"" indicates that this SKU was designed to operate in Altitudes above 8,000 feet. | [9 empty] | No | Not Applicable | Not Applicable | Commercial Water Heating | Water Heating.Gas | 3 | 1 |  |  |  | 238-47675-00 |  |  |  | 238-36612-00 |  | 238-80507-00 |  |  |  |  | Gas | Natural Gas |  |  |  | Indoor |  | Floor Mounted |  | No | Not Applicable | 150 | Category I | 6 |  | 0.5 | 1.5 | No | [7 empty] | 199999 BTU/Hr |  |  |  | 98 |  | Not Applicable | On/Off | No, it does not comply with jurisdictions having 14ng/J NOx Regulations | [6 empty] | 610 | 35.5 | 30.25 | 91.375 | 634 | 1418 | 28.25 | 75.4375 |  | 83.1875 |  |  | 194 | 23.5 | 66.3125 | 19 |  |  |  | 8.6875 | 66.3125 | [8 empty] | 1 | 51 | 48 | ANSI Z21.10.3-2019/CSA 4.3-2019 | Yes | Yes | Yes | No | Not Applicable | [5 empty] | 40171 | COM GAS NC | 7057199
D100T1993X | D100T199 | Bradford White | 671632109722 | Active | [10 empty] | No | Not Applicable | Not Applicable | Commercial Water Heating | Water Heating.Gas | 3 | 1 |  |  |  | 238-47675-00 |  |  |  | 238-36612-00 |  | 238-80507-00 |  |  |  |  | Gas | Liquid Propane |  |  |  | Indoor |  | Floor Mounted |  | No | Not Applicable | 150 | Category I | 6 |  | 0.5 | 1.5 | No | [7 empty] | 199999 BTU/Hr |  |  |  | 98 |  | Not Applicable | On/Off | Not Applicable | [6 empty] | 610 | 35.5 | 30.25 | 91.375 | 634 | 1418 | 28.25 | 75.4375 |  | 83.1875 |  |  | 194 | 23.5 | 66.3125 | 19 |  |  |  | 8.6875 | 66.3125 | [8 empty] | 1 | 51 | 48 | ANSI Z21.10.3-2019/CSA 4.3-2019 | Yes | Yes | Yes | No | Not Applicable | [5 empty] | 40171 | COM GAS NC | 7057200
D100T1993X-806 | D100T199 | Bradford White | 671632282944 | Active | The ""-806"" indicates that this SKU was designed and certified for Installation in Canada. | [9 empty] | No | Not Applicable | Not Applicable | Commercial Water Heating | Water Heating.Gas | 3 | 1 |  |  |  | 238-47675-00 |  |  |  | 238-36612-00 |  | 238-80507-00 |  |  |  |  | Gas | Liquid Propane |  |  |  | Indoor |  | Floor Mounted |  | No | Not Applicable | 150 | Category I | 6 |  | 0.5 | 1.5 | No | [7 empty] | Not Applicable |  |  |  | 98 |  | Not Applicable | On/Off | Not Applicable | [6 empty] | 610 | 35.5 | 30.25 | 91.375 | 634 | 1418 | 28.25 | 75.4375 |  | 83.1875 |  |  | 194 | 23.5 | 66.3125 | 19 |  |  |  | 8.6875 | 66.3125 | [8 empty] | 1 | 51 | 48 | Not Applicable | Yes | No | Yes | No | Not Applicable | 238-47716-00 |  |  |  |  | 40171 | COM GAS NC
D100T1993X-807 | D100T199 | Bradford White | 671632274901 | Active | The ""-807"" indicates that this SKU was designed to operate in High Altitudes ranging from 2,000 to 4,500 feet, and are certified for Installation in Canada. | [9 empty] | No | Not Applicable | Not Applicable | Commercial Water Heating | Water Heating.Gas | 3 | 1 |  |  |  | 238-47675-00 |  |  |  | 238-36612-00 |  | 238-80507-00 |  |  |  |  | Gas | Liquid Propane |  |  |  | Indoor |  | Floor Mounted |  | No | Not Applicable | 150 | Category I | 6 |  | 0.5 | 1.5 | No | [7 empty] | Not Applicable |  |  |  | 98 |  | Not Applicable | On/Off | Not Applicable | [6 empty] | 610 | 35.5 | 30.25 | 91.375 | 634 | 1418 | 28.25 | 75.4375 |  | 83.1875 |  |  | 194 | 23.5 | 66.3125 | 19 |  |  |  | 8.6875 | 66.3125 | [8 empty] | 1 | 51 | 48 | Not Applicable | Yes | No | Yes | No | Not Applicable | 238-47716-00 |  |  |  |  | 40171 | COM GAS NC
D100T1993X-823 | D100T199 | Bradford White | 671632542239 | Active | The ""-823"" indicates that this SKU was designed to operate in Altitudes between 2,001 feet and 5,000 feet. | [9 empty] | No | Not Applicable | Not Applicable | Commercial Water Heating | Water Heating.Gas | 3 | 1 |  |  |  | 238-47675-00 |  |  |  | 238-36612-00 |  | 238-80507-00 |  |  |  |  | Gas | Liquid Propane |  |  |  | Indoor |  | Floor Mounted |  | No | Not Applicable | 150 | Category I | 6 |  | 0.5 | 1.5 | No | [7 empty] | 199999 BTU/Hr |  |  |  | 98 |  | Not Applicable | On/Off | Not Applicable | [6 empty] | 610 | 35.5 | 30.25 | 91.375 | 634 | 1418 | 28.25 | 75.4375 |  | 83.1875 |  |  | 194 | 23.5 | 66.3125 | 19 |  |  |  | 8.6875 | 66.3125 | [8 empty] | 1 | 51 | 48 | ANSI Z21.10.3-2019/CSA 4.3-2019 | Yes | Yes | Yes | No | Not Applicable | [5 empty] | 40171 | COM GAS NC | 7057200
D100T1993X-867 | D100T199 | Bradford White | 671632634903 | Active | The ""-867"" indicates that this SKU was designed to operate in Altitudes between 5,001 feet and 8,000 feet. | [9 empty] | No | Not Applicable | Not Applicable | Commercial Water Heating | Water Heating.Gas | 3 | 1 |  |  |  | 238-47675-00 |  |  |  | 238-36612-00 |  | 238-80507-00 |  |  |  |  | Gas | Liquid Propane |  |  |  | Indoor |  | Floor Mounted |  | No | Not Applicable | 150 | Category I | 6 |  | 0.5 | 1.5 | No | [7 empty] | 199999 BTU/Hr |  |  |  | 98 |  | Not Applicable | On/Off | Not Applicable | [6 empty] | 610 | 35.5 | 30.25 | 91.375 | 634 | 1418 | 28.25 | 75.4375 |  | 83.1875 |  |  | 194 | 23.5 | 66.3125 | 19 |  |  |  | 8.6875 | 66.3125 | [8 empty] | 1 | 51 | 48 | ANSI Z21.10.3-2019/CSA 4.3-2019 | Yes | Yes | Yes | No | Not Applicable | [5 empty] | 40171 | COM GAS NC | 7057200
D100T1993X-868 | D100T199 | Bradford White | 671632768509 | Active | The ""-868"" indicates that this SKU was designed to operate in Altitudes above 8,000 feet. | [9 empty] | No | Not Applicable | Not Applicable | Commercial Water Heating | Water Heating.Gas | 3 | 1 |  |  |  | 238-47675-00 |  |  |  | 238-36612-00 |  | 238-80507-00 |  |  |  |  | Gas | Liquid Propane |  |  |  | Indoor |  | Floor Mounted |  | No | Not Applicable | 150 | Category I | 6 |  | 0.5 | 1.5 | No | [7 empty] | 199999 BTU/Hr |  |  |  | 98 |  | Not Applicable | On/Off | Not Applicable | [6 empty] | 610 | 35.5 | 30.25 | 91.375 | 634 | 1418 | 28.25 | 75.4375 |  | 83.1875 |  |  | 194 | 23.5 | 66.3125 | 19 |  |  |  | 8.6875 | 66.3125 | [8 empty] | 1 | 51 | 48 | ANSI Z21.10.3-2019/CSA 4.3-2019 | Yes | Yes | Yes | No | Not Applicable | [5 empty] | 40171 | COM GAS NC | 7057200
D100T1995N | D100T199 | Bradford White | 671632258383 | Active | [10 empty] | No | Not Applicable | Not Applicable | Commercial Water Heating | Water Heating.Gas | 5 | 1 |  |  |  | 238-47675-00 |  |  |  | 238-36612-00 |  | 238-80507-00 |  |  |  |  | Gas | Natural Gas |  |  |  | Indoor |  | Floor Mounted |  | No | Not Applicable | 150 | Category I | 6 |  | 0.5 | 1.5 | No | [7 empty] | 199999 BTU/Hr |  |  |  | 98 |  | Not Applicable | On/Off | No, it does not comply with jurisdictions having 14ng/J NOx Regulations | [6 empty] | 610 | 35.5 | 30.25 | 91.375 | 634 | 1418 | 28.25 | 75.4375 |  | 83.1875 |  |  | 194 | 23.5 | 66.3125 | 19 |  |  |  | 8.6875 | 66.3125 | [8 empty] | 1 | 51 | 48 | ANSI Z21.10.3-2019/CSA 4.3-2019 | Yes | Yes | Yes | No | Not Applicable | [5 empty] | 40171 | COM GAS NC | 7057199
D100T1995N-823 | D100T199 | Bradford White | 671632721979 | Active | The ""-823"" indicates that this SKU was designed to operate in Altitudes between 2,001 feet and 5,000 feet. | [9 empty] | No | Not Applicable | Not Applicable | Commercial Water Heating | Water Heating.Gas | 5 | 1 |  |  |  | 238-47675-00 |  |  |  | 238-36612-00 |  | 238-80507-00 |  |  |  |  | Gas | Natural Gas |  |  |  | Indoor |  | Floor Mounted |  | No | Not Applicable | 150 | Category I | 6 |  | 0.5 | 1.5 | No | [7 empty] | 199999 BTU/Hr |  |  |  | 98 |  | Not Applicable | On/Off | No, it does not comply with jurisdictions having 14ng/J NOx Regulations | [6 empty] | 610 | 35.5 | 30.25 | 91.375 | 634 | 1418 | 28.25 | 75.4375 |  | 83.1875 |  |  | 194 | 23.5 | 66.3125 | 19 |  |  |  | 8.6875 | 66.3125 | [8 empty] | 1 | 51 | 48 | ANSI Z21.10.3-2019/CSA 4.3-2019 | Yes | Yes | Yes | No | Not Applicable | [5 empty] | 40171 | COM GAS NC | 7057199
D100T1995X | D100T199 | Bradford White | 671632129126 | Active | [10 empty] | No | Not Applicable | Not Applicable | Commercial Water Heating | Water Heating.Gas | 5 | 1 |  |  |  | 238-47675-00 |  |  |  | 238-36612-00 |  | 238-80507-00 |  |  |  |  | Gas | Liquid Propane |  |  |  | Indoor |  | Floor Mounted |  | No | Not Applicable | 150 | Category I | 6 |  | 0.5 | 1.5 | No | [7 empty] | 199999 BTU/Hr |  |  |  | 98 |  | Not Applicable | On/Off | Not Applicable | [6 empty] | 610 | 35.5 | 30.25 | 91.375 | 634 | 1418 | 28.25 | 75.4375 |  | 83.1875 |  |  | 194 | 23.5 | 66.3125 | 19 |  |  |  | 8.6875 | 66.3125 | [8 empty] | 1 | 51 | 48 | ANSI Z21.10.3-2019/CSA 4.3-2019 | Yes | Yes | Yes | No | Not Applicable | [5 empty] | 40171 | COM GAS NC | 7057200
D100T199E3N | D100T199 | Bradford White | 671632283484 | Active | [10 empty] | No | Not Applicable | Not Applicable | Commercial Water Heating | Water Heating.Gas | 3 | 1 |  |  |  | 238-47675-00 |  |  |  | 238-36612-00 |  | 238-80507-00 |  |  |  |  | Gas | Natural Gas |  |  |  | Indoor |  | Floor Mounted |  | No | Not Applicable | 150 | Category I | 6 |  | 0.5 | 1.5 | No | [7 empty] | 199999 BTU/Hr |  |  |  | 98 |  | Not Applicable | On/Off | No, it does not comply with jurisdictions having 14ng/J NOx Regulations | [6 empty] | 610 | 35.5 | 30.25 | 91.375 | 634 | 1418 | 28.25 | 75.4375 |  | 83.1875 |  |  | 194 | 23.5 | 66.3125 | 19 |  |  |  | 8.6875 | 66.3125 | [8 empty] | 1 | 51 | 48 | ANSI Z21.10.3-2019/CSA 4.3-2019 | Yes | Yes | Yes | No | Not Applicable | [5 empty] | 40171 | COM GAS NC | 7057199
D100T199E3N-823 | D100T199 | Bradford White | 671632794027 | Active | The ""-823"" indicates that this SKU was designed to operate in Altitudes between 2,001 feet and 5,000 feet. | [9 empty] | No | Not Applicable | Not Applicable | Commercial Water Heating | Water Heating.Gas | 3 | 1 |  |  |  | 238-47675-00 |  |  |  | 238-36612-00 |  | 238-80507-00 |  |  |  |  | Gas | Natural Gas |  |  |  | Indoor |  | Floor Mounted |  | No | Not Applicable | 150 | Category I | 6 |  | 0.5 | 1.5 | No | [7 empty] | 199999 BTU/Hr |  |  |  | 98 |  | Not Applicable | On/Off | No, it does not comply with jurisdictions having 14ng/J NOx Regulations | [6 empty] | 610 | 35.5 | 30.25 | 91.375 | 634 | 1418 | 28.25 | 75.4375 |  | 83.1875 |  |  | 194 | 23.5 | 66.3125 | 19 |  |  |  | 8.6875 | 66.3125 | [8 empty] | 1 | 51 | 48 | ANSI Z21.10.3-2019/CSA 4.3-2019 | Yes | Yes | Yes | No | Not Applicable | [5 empty] | 40171 | COM GAS NC | 7057199
D100T199E5N | D100T199 | Bradford White | 671632290468 | Active | [10 empty] | No | Not Applicable | Not Applicable | Commercial Water Heating | Water Heating.Gas | 5 | 1 |  |  |  | 238-47675-00 |  |  |  | 238-36612-00 |  | 238-80507-00 |  |  |  |  | Gas | Natural Gas |  |  |  | Indoor |  | Floor Mounted |  | No | Not Applicable | 150 | Category I | 6 |  | 0.5 | 1.5 | No | [7 empty] | 199999 BTU/Hr |  |  |  | 98 |  | Not Applicable | On/Off | No, it does not comply with jurisdictions having 14ng/J NOx Regulations | [6 empty] | 610 | 35.5 | 30.25 | 91.375 | 634 | 1418 | 28.25 | 75.4375 |  | 83.1875 |  |  | 194 | 23.5 | 66.3125 | 19 |  |  |  | 8.6875 | 66.3125 | [8 empty] | 1 | 51 | 48 | ANSI Z21.10.3-2019/CSA 4.3-2019 | Yes | Yes | Yes | No | Not Applicable | [5 empty] | 40171 | COM GAS NC | 7057199
D100T2503N | D100T250 | Bradford White | 671632266029 | Active | [10 empty] | No | Not Applicable | Not Applicable | Commercial Water Heating | Water Heating.Gas | 3 | 1 |  |  |  | 238-47675-00 |  |  |  | 238-36612-00 |  | 238-80507-00 |  |  |  |  | Gas | Natural Gas |  |  |  | Indoor |  | Floor Mounted |  | No | Not Applicable | 150 | Category I | 6 |  | 0.5 | 1.5 | No | [7 empty] | 250000 BTU/Hr |  |  |  | 98 |  | Not Applicable | On/Off | No, it does not comply with jurisdictions having 14ng/J NOx Regulations | [6 empty] | 610 | 35.5 | 30.25 | 91.375 | 634 | 1418 | 28.25 | 75.4375 |  | 83.1875 |  |  |  | 23.5 | 66.3125 | 19 |  |  |  | 8.6875 | 66.3125 | [8 empty] | 1 | 51 | 48 | ANSI Z21.10.3-2019/CSA 4.3-2019 | Yes | Yes | Yes | No | Not Applicable | [5 empty] | 40171 | COM GAS NC | 7056673
D100T2503N-806 | D100T250 | Bradford White | 671632264599 | Active | The ""-806"" indicates that this SKU was designed and certified for Installation in Canada. | [9 empty] | No | Not Applicable | Not Applicable | Commercial Water Heating | Water Heating.Gas | 3 | 1 |  |  |  | 238-47675-00 |  |  |  | 238-36612-00 |  | 238-80507-00 |  |  |  |  | Gas | Natural Gas |  |  |  | Indoor |  | Floor Mounted |  | No | Not Applicable | 150 | Category I | 6 |  | 0.5 | 1.5 | No | [7 empty] | Not Applicable |  |  |  | 98 |  | Not Applicable | On/Off | Not Applicable | [6 empty] | 610 | 35.5 | 30.25 | 91.375 | 634 | 1418 | 28.25 | 75.4375 |  | 83.1875 |  |  |  | 23.5 | 66.3125 | 19 |  |  |  | 8.6875 | 66.3125 | [8 empty] | 1 | 51 | 48 | Not Applicable | Yes | No | Yes | No | Not Applicable | 238-47716-00 |  |  |  |  | 40171 | COM GAS NC
D100T2503N-807 | D100T250 | Bradford White | 671632274895 | Active | The ""-807"" indicates that this SKU was designed to operate in High Altitudes ranging from 2,000 to 4,500 feet, and are certified for Installation in Canada. | [9 empty] | No | Not Applicable | Not Applicable | Commercial Water Heating | Water Heating.Gas | 3 | 1 |  |  |  | 238-47675-00 |  |  |  | 238-36612-00 |  | 238-80507-00 |  |  |  |  | Gas | Natural Gas |  |  |  | Indoor |  | Floor Mounted |  | No | Not Applicable | 150 | Category I | 6 |  | 0.5 | 1.5 | No | [7 empty] | Not Applicable |  |  |  | 98 |  | Not Applicable | On/Off | Not Applicable | [6 empty] | 610 | 35.5 | 30.25 | 91.375 | 634 | 1418 | 28.25 | 75.4375 |  | 83.1875 |  |  |  | 23.5 | 66.3125 | 19 |  |  |  | 8.6875 | 66.3125 | [8 empty] | 1 | 51 | 48 | Not Applicable | Yes | No | Yes | No | Not Applicable | 238-47716-00 |  |  |  |  | 40171 | COM GAS NC
D100T2503N-823 | D100T250 | Bradford White | 671632534906 | Active | The ""-823"" indicates that this SKU was designed to operate in Altitudes between 2,001 feet and 5,000 feet. | [9 empty] | No | Not Applicable | Not Applicable | Commercial Water Heating | Water Heating.Gas | 3 | 1 |  |  |  | 238-47675-00 |  |  |  | 238-36612-00 |  | 238-80507-00 |  |  |  |  | Gas | Natural Gas |  |  |  | Indoor |  | Floor Mounted |  | No | Not Applicable | 150 | Category I | 6 |  | 0.5 | 1.5 | No | [7 empty] | 250000 BTU/Hr |  |  |  | 98 |  | Not Applicable | On/Off | No, it does not comply with jurisdictions having 14ng/J NOx Regulations | [6 empty] | 610 | 35.5 | 30.25 | 91.375 | 634 | 1418 | 28.25 | 75.4375 |  | 83.1875 |  |  |  | 23.5 | 66.3125 | 19 |  |  |  | 8.6875 | 66.3125 | [8 empty] | 1 | 51 | 48 | ANSI Z21.10.3-2019/CSA 4.3-2019 | Yes | Yes | Yes | No | Not Applicable | [5 empty] | 40171 | COM GAS NC | 7056673
D100T2503N-867 | D100T250 | Bradford White | 671632654123 | Active | The ""-867"" indicates that this SKU was designed to operate in Altitudes between 5,001 feet and 8,000 feet. | [9 empty] | No | Not Applicable | Not Applicable | Commercial Water Heating | Water Heating.Gas | 3 | 1 |  |  |  | 238-47675-00 |  |  |  | 238-36612-00 |  | 238-80507-00 |  |  |  |  | Gas | Natural Gas |  |  |  | Indoor |  | Floor Mounted |  | No | Not Applicable | 150 | Category I | 6 |  | 0.5 | 1.5 | No | [7 empty] | 250000 BTU/Hr |  |  |  | 98 |  | Not Applicable | On/Off | No, it does not comply with jurisdictions having 14ng/J NOx Regulations | [6 empty] | 610 | 35.5 | 30.25 | 91.375 | 634 | 1418 | 28.25 | 75.4375 |  | 83.1875 |  |  |  | 23.5 | 66.3125 | 19 |  |  |  | 8.6875 | 66.3125 | [8 empty] | 1 | 51 | 48 | ANSI Z21.10.3-2019/CSA 4.3-2019 | Yes | Yes | Yes | No | Not Applicable | [5 empty] | 40171 | COM GAS NC | 7056673
D100T2503NA | D100T250A | Bradford White | 671632509188 | Active | [10 empty] | No | Not Applicable | Not Applicable | Commercial Water Heating | Water Heating.Gas | 3 | 1 |  |  |  | 238-47675-00 |  |  |  | 238-36612-00 |  | 238-80507-00 |  |  |  |  | Gas | Natural Gas |  |  |  | Indoor |  | Floor Mounted |  | Yes | HLW | 150 | Category I | 6 |  | 0.5 | 1.5 | No | [7 empty] | 250000 BTU/Hr |  |  |  | 98 |  | Not Applicable | On/Off | No, it does not comply with jurisdictions having 14ng/J NOx Regulations | [6 empty] | 690 | 35.5 | 30.25 | 91.375 | 718 | 1497 | 28.25 | 75.4375 |  | 83.1875 |  |  |  | 23.5 | 66.3125 | 19 |  |  |  | 8.6875 | 66.3125 | [8 empty] | 1 | 51 | 48 | ANSI Z21.10.3-2019/CSA 4.3-2019 | Yes | Yes | Yes | No | Not Applicable | [5 empty] | 40161 | COM GAS ASME | 7056673
D100T2503NA-806 | D100T250A | Bradford White | 671632634415 | Active | The ""-806"" indicates that this SKU was designed and certified for Installation in Canada. | [9 empty] | No | Not Applicable | Not Applicable | Commercial Water Heating | Water Heating.Gas | 3 | 1 |  |  |  | 238-47675-00 |  |  |  | 238-36612-00 |  | 238-80507-00 |  |  |  |  | Gas | Natural Gas |  |  |  | Indoor |  | Floor Mounted |  | Yes | HLW | 150 | Category I | 6 |  | 0.5 | 1.5 | No | [7 empty] | Not Applicable |  |  |  | 98 |  | Not Applicable | On/Off | Not Applicable | [6 empty] | 690 | 35.5 | 30.25 | 91.375 | 718 | 1497 | 28.25 | 75.4375 |  | 83.1875 |  |  |  | 23.5 | 66.3125 | 19 |  |  |  | 8.6875 | 66.3125 | [8 empty] | 1 | 51 | 48 | Not Applicable | Yes | No | Yes | No | Not Applicable | 238-47716-00 |  |  |  |  | 40161 | COM GAS ASME
D100T2503NA-807 | D100T250A | Bradford White | 671632263141 | Active | The ""-807"" indicates that this SKU was designed to operate in High Altitudes ranging from 2,000 to 4,500 feet, and are certified for Installation in Canada. | [9 empty] | No | Not Applicable | Not Applicable | Commercial Water Heating | Water Heating.Gas | 3 | 1 |  |  |  | 238-47675-00 |  |  |  | 238-36612-00 |  | 238-80507-00 |  |  |  |  | Gas | Natural Gas |  |  |  | Indoor |  | Floor Mounted |  | Yes | HLW | 150 | Category I | 6 |  | 0.5 | 1.5 | No | [7 empty] | Not Applicable |  |  |  | 100 |  | Not Applicable | On/Off | Not Applicable | [6 empty] | 690 | 35.5 | 30.25 | 91.375 | 718 | 1514 | 28.25 | 75.4375 |  | 83.1875 |  |  |  | 23.5 | 66.3125 | 19 |  |  |  | 8.6875 | 66.3125 | [8 empty] | 1 | 51 | 48 | Not Applicable | Yes | No | Yes | No | Not Applicable | 238-47716-00 |  |  |  |  | 40161 | COM GAS ASME
D100T2503NA-823 | D100T250A | Bradford White | 671632534890 | Active | The ""-823"" indicates that this SKU was designed to operate in Altitudes between 2,001 feet and 5,000 feet. | [9 empty] | No | Not Applicable | Not Applicable | Commercial Water Heating | Water Heating.Gas | 3 | 1 |  |  |  | 238-47675-00 |  |  |  | 238-36612-00 |  | 238-80507-00 |  |  |  |  | Gas | Natural Gas |  |  |  | Indoor |  | Floor Mounted |  | Yes | HLW | 150 | Category I | 6 |  | 0.5 | 1.5 | No | [7 empty] | 250000 BTU/Hr |  |  |  | 98 |  | Not Applicable | On/Off | No, it does not comply with jurisdictions having 14ng/J NOx Regulations | [6 empty] | 690 | 35.5 | 30.25 | 91.375 | 718 | 1497 | 28.25 | 75.4375 |  | 83.1875 |  |  |  | 23.5 | 66.3125 | 19 |  |  |  | 8.6875 | 66.3125 | [8 empty] | 1 | 51 | 48 | ANSI Z21.10.3-2019/CSA 4.3-2019 | Yes | Yes | Yes | No | Not Applicable | [5 empty] | 40161 | COM GAS ASME | 7056673
D100T2503NA-867 | D100T250A | Bradford White | 671632685196 | Active | The ""-867"" indicates that this SKU was designed to operate in Altitudes between 5,001 feet and 8,000 feet. | [9 empty] | No | Not Applicable | Not Applicable | Commercial Water Heating | Water Heating.Gas | 3 | 1 |  |  |  | 238-47675-00 |  |  |  | 238-36612-00 |  | 238-80507-00 |  |  |  |  | Gas | Natural Gas |  |  |  | Indoor |  | Floor Mounted |  | Yes | HLW | 150 | Category I | 6 |  | 0.5 | 1.5 | No | [7 empty] | 250000 BTU/Hr |  |  |  | 98 |  | Not Applicable | On/Off | No, it does not comply with jurisdictions having 14ng/J NOx Regulations | [6 empty] | 690 | 35.5 | 30.25 | 91.375 | 718 | 1497 | 28.25 | 75.4375 |  | 83.1875 |  |  |  | 23.5 | 66.3125 | 19 |  |  |  | 8.6875 | 66.3125 | [8 empty] | 1 | 51 | 48 | ANSI Z21.10.3-2019/CSA 4.3-2019 | Yes | Yes | Yes | No | Not Applicable | [5 empty] | 40161 | COM GAS ASME | 7056673
D100T2503X | D100T250 | Bradford White | 671632277834 | Active | [10 empty] | No | Not Applicable | Not Applicable | Commercial Water Heating | Water Heating.Gas | 3 | 1 |  |  |  | 238-47675-00 |  |  |  | 238-36612-00 |  | 238-80507-00 |  |  |  |  | Gas | Liquid Propane |  |  |  | Indoor |  | Floor Mounted |  | No | Not Applicable | 150 | Category I | 6 |  | 0.5 | 1.5 | No | [7 empty] | 235000 BTU/Hr |  |  |  | 98 |  | Not Applicable | On/Off | Not Applicable | [6 empty] | 610 | 35.5 | 30.25 | 91.375 | 634 | 1418 | 28.25 | 75.4375 |  | 83.1875 |  |  |  | 23.5 | 66.3125 | 19 |  |  |  | 8.6875 | 66.3125 | [8 empty] | 1 | 51 | 48 | ANSI Z21.10.3-2019/CSA 4.3-2019 | Yes | Yes | Yes | No | Not Applicable | [5 empty] | 40171 | COM GAS NC | 7056658
D100T2503X-806 | D100T250 | Bradford White | 671632277001 | Active | The ""-806"" indicates that this SKU was designed and certified for Installation in Canada. | [9 empty] | No | Not Applicable | Not Applicable | Commercial Water Heating | Water Heating.Gas | 3 | 1 |  |  |  | 238-47675-00 |  |  |  | 238-36612-00 |  | 238-80507-00 |  |  |  |  | Gas | Liquid Propane |  |  |  | Indoor |  | Floor Mounted |  | No | Not Applicable | 150 | Category I | 6 |  | 0.5 | 1.5 | No | [7 empty] | Not Applicable |  |  |  | 98 |  | Not Applicable | On/Off | Not Applicable | [6 empty] | 610 | 35.5 | 30.25 | 91.375 | 634 | 1418 | 28.25 | 75.4375 |  | 83.1875 |  |  |  | 23.5 | 66.3125 | 19 |  |  |  | 8.6875 | 66.3125 | [8 empty] | 1 | 51 | 48 | Not Applicable | Yes | No | Yes | No | Not Applicable | 238-47716-00 |  |  |  |  | 40171 | COM GAS NC
D100T2503X-807 | D100T250 | Bradford White | 671632637119 | Active | The ""-807"" indicates that this SKU was designed to operate in High Altitudes ranging from 2,000 to 4,500 feet, and are certified for Installation in Canada. | [9 empty] | No | Not Applicable | Not Applicable | Commercial Water Heating | Water Heating.Gas | 3 | 1 |  |  |  | 238-47675-00 |  |  |  | 238-36612-00 |  | 238-80507-00 |  |  |  |  | Gas | Liquid Propane |  |  |  | Indoor |  | Floor Mounted |  | No | Not Applicable | 150 | Category I | 6 |  | 0.5 | 1.5 | No | [7 empty] | Not Applicable |  |  |  | 98 |  | Not Applicable | On/Off | Not Applicable | [6 empty] | 610 | 35.5 | 30.25 | 91.375 | 634 | 1418 | 28.25 | 75.4375 |  | 83.1875 |  |  |  | 23.5 | 66.3125 | 19 |  |  |  | 8.6875 | 66.3125 | [8 empty] | 1 | 51 | 48 | Not Applicable | Yes | No | Yes | No | Not Applicable | 238-47716-00 |  |  |  |  | 40171 | COM GAS NC
D100T2503X-823 | D100T250 | Bradford White | 671632658442 | Active | The ""-823"" indicates that this SKU was designed to operate in Altitudes between 2,001 feet and 5,000 feet. | [9 empty] | No | Not Applicable | Not Applicable | Commercial Water Heating | Water Heating.Gas | 3 | 1 |  |  |  | 238-47675-00 |  |  |  | 238-36612-00 |  | 238-80507-00 |  |  |  |  | Gas | Liquid Propane |  |  |  | Indoor |  | Floor Mounted |  | No | Not Applicable | 150 | Category I | 6 |  | 0.5 | 1.5 | No | [7 empty] | 235000 BTU/Hr |  |  |  | 98 |  | Not Applicable | On/Off | Not Applicable | [6 empty] | 610 | 35.5 | 30.25 | 91.375 | 634 | 1418 | 28.25 | 75.4375 |  | 83.1875 |  |  |  | 23.5 | 66.3125 | 19 |  |  |  | 8.6875 | 66.3125 | [8 empty] | 1 | 51 | 48 | ANSI Z21.10.3-2019/CSA 4.3-2019 | Yes | Yes | Yes | No | Not Applicable | [5 empty] | 40171 | COM GAS NC | 7056658
D100T2503X-867 | D100T250 | Bradford White | 671632675210 | Active | The ""-867"" indicates that this SKU was designed to operate in Altitudes between 5,001 feet and 8,000 feet. | [9 empty] | No | Not Applicable | Not Applicable | Commercial Water Heating | Water Heating.Gas | 3 | 1 |  |  |  | 238-47675-00 |  |  |  | 238-36612-00 |  | 238-80507-00 |  |  |  |  | Gas | Liquid Propane |  |  |  | Indoor |  | Floor Mounted |  | No | Not Applicable | 150 | Category I | 6 |  | 0.5 | 1.5 | No | [7 empty] | 235000 BTU/Hr |  |  |  | 98 |  | Not Applicable | On/Off | Not Applicable | [6 empty] | 610 | 35.5 | 30.25 | 91.375 | 634 | 1418 | 28.25 | 75.4375 |  | 83.1875 |  |  |  | 23.5 | 66.3125 | 19 |  |  |  | 8.6875 | 66.3125 | [8 empty] | 1 | 51 | 48 | ANSI Z21.10.3-2019/CSA 4.3-2019 | Yes | Yes | Yes | No | Not Applicable | [5 empty] | 40171 | COM GAS NC | 7056658
D100T2503XA | D100T250A | Bradford White | 671632509225 | Active | [10 empty] | No | Not Applicable | Not Applicable | Commercial Water Heating | Water Heating.Gas | 3 | 1 |  |  |  | 238-47675-00 |  |  |  | 238-36612-00 |  | 238-80507-00 |  |  |  |  | Gas | Liquid Propane |  |  |  | Indoor |  | Floor Mounted |  | Yes | HLW | 150 | Category I | 6 |  | 0.5 | 1.5 | No | [7 empty] | 235000 BTU/Hr |  |  |  | 98 |  | Not Applicable | On/Off | Not Applicable | [6 empty] | 690 | 35.5 | 30.25 | 91.375 | 718 | 1497 | 28.25 | 75.4375 |  | 83.1875 |  |  |  | 23.5 | 66.3125 | 19 |  |  |  | 8.6875 | 66.3125 | [8 empty] | 1 | 51 | 48 | ANSI Z21.10.3-2019/CSA 4.3-2019 | Yes | Yes | Yes | No | Not Applicable | [5 empty] | 40161 | COM GAS ASME | 7056658
D100T2503XA-807 | D100T250A | Bradford White | 671632777136 | Active | The ""-807"" indicates that this SKU was designed to operate in High Altitudes ranging from 2,000 to 4,500 feet, and are certified for Installation in Canada. | [9 empty] | No | Not Applicable | Not Applicable | Commercial Water Heating | Water Heating.Gas | 3 | 1 |  |  |  | 238-47675-00 |  |  |  | 238-36612-00 |  | 238-80507-00 |  |  |  |  | Gas | Liquid Propane |  |  |  | Indoor |  | Floor Mounted |  | Yes | HLW | 150 | Category I | 6 |  | 0.5 | 1.5 | No | [7 empty] | Not Applicable |  |  |  | 100 |  | Not Applicable | On/Off | Not Applicable | [6 empty] | 690 | 35.5 | 30.25 | 91.375 | 718 | 1514 | 28.25 | 75.4375 |  | 83.1875 |  |  |  | 23.5 | 66.3125 | 19 |  |  |  | 8.6875 | 66.3125 | [8 empty] | 1 | 51 | 48 | Not Applicable | Yes | No | Yes | No | Not Applicable | 238-47716-00 |  |  |  |  | 40161 | COM GAS ASME
D100T2503XA-867 | D100T250A | Bradford White | 671632647064 | Active | The ""-867"" indicates that this SKU was designed to operate in Altitudes between 5,001 feet and 8,000 feet. | [9 empty] | No | Not Applicable | Not Applicable | Commercial Water Heating | Water Heating.Gas | 3 | 1 |  |  |  | 238-47675-00 |  |  |  | 238-36612-00 |  | 238-80507-00 |  |  |  |  | Gas | Liquid Propane |  |  |  | Indoor |  | Floor Mounted |  | Yes | HLW | 150 | Category I | 6 |  | 0.5 | 1.5 | No | [7 empty] | 235000 BTU/Hr |  |  |  | 98 |  | Not Applicable | On/Off | Not Applicable | [6 empty] | 690 | 35.5 | 30.25 | 91.375 | 718 | 1497 | 28.25 | 75.4375 |  | 83.1875 |  |  |  | 23.5 | 66.3125 | 19 |  |  |  | 8.6875 | 66.3125 | [8 empty] | 1 | 51 | 48 | ANSI Z21.10.3-2019/CSA 4.3-2019 | Yes | Yes | Yes | No | Not Applicable | [5 empty] | 40161 | COM GAS ASME | 7056658
D100T2505N | D100T250 | Bradford White | 671632897742 | Active | [10 empty] | No | Not Applicable | Not Applicable | Commercial Water Heating | Water Heating.Gas | 5 | 1 |  |  |  | 238-47675-00 |  |  |  | 238-36612-00 |  | 238-80507-00 |  |  |  |  | Gas | Natural Gas |  |  |  | Indoor |  | Floor Mounted |  | No | Not Applicable | 150 | Category I | 6 |  | 0.5 | 1.5 | No | [7 empty] | 250000 BTU/Hr |  |  |  | 98 |  | Not Applicable | On/Off | No, it does not comply with jurisdictions having 14ng/J NOx Regulations | [6 empty] | 610 | 35.5 | 30.25 | 91.375 | 634 | 1418 | 28.25 | 75.4375 |  | 83.1875 |  |  |  | 23.5 | 66.3125 | 19 |  |  |  | 8.6875 | 66.3125 | [8 empty] | 1 | 51 | 48 | ANSI Z21.10.3-2019/CSA 4.3-2019 | Yes | Yes | Yes | No | Not Applicable | [5 empty] | 40171 | COM GAS NC | 7056673
D100T2505NA | D100T250A | Bradford White | 671632749263 | Active | [10 empty] | No | Not Applicable | Not Applicable | Commercial Water Heating | Water Heating.Gas | 5 | 1 |  |  |  | 238-47675-00 |  |  |  | 238-36612-00 |  | 238-80507-00 |  |  |  |  | Gas | Natural Gas |  |  |  | Indoor |  | Floor Mounted |  | Yes | HLW | 150 | Category I | 6 |  | 0.5 | 1.5 | No | [7 empty] | 250000 BTU/Hr |  |  |  | 98 |  | Not Applicable | On/Off | No, it does not comply with jurisdictions having 14ng/J NOx Regulations | [6 empty] | 690 | 35.5 | 30.25 | 91.375 | 718 | 1497 | 28.25 | 75.4375 |  | 83.1875 |  |  |  | 23.5 | 66.3125 | 19 |  |  |  | 8.6875 | 66.3125 | [8 empty] | 1 | 51 | 48 | ANSI Z21.10.3-2019/CSA 4.3-2019 | Yes | Yes | Yes | No | Not Applicable | [5 empty] | 40161 | COM GAS ASME | 7056673
D100T250E3N | D100T250 | Bradford White | 671632286355 | Active | [10 empty] | No | Not Applicable | Not Applicable | Commercial Water Heating | Water Heating.Gas | 3 | 1 |  |  |  | 238-47675-00 |  |  |  | 238-36612-00 |  | 238-80507-00 |  |  |  |  | Gas | Natural Gas |  |  |  | Indoor |  | Floor Mounted |  | No | Not Applicable | 150 | Category I | 6 |  | 0.5 | 1.5 | No | [7 empty] | 250000 BTU/Hr |  |  |  | 98 |  | Not Applicable | On/Off | No, it does not comply with jurisdictions having 14ng/J NOx Regulations | [6 empty] | 610 | 35.5 | 30.25 | 91.375 | 634 | 1418 | 28.25 | 75.4375 |  | 83.1875 |  |  |  | 23.5 | 66.3125 | 19 |  |  |  | 8.6875 | 66.3125 | [8 empty] | 1 | 51 | 48 | ANSI Z21.10.3-2019/CSA 4.3-2019 | Yes | Yes | Yes | No | Not Applicable | [5 empty] | 40171 | COM GAS NC | 7056673
D100T250E3NA | D100T250A | Bradford White | 671632286577 | Active | [10 empty] | No | Not Applicable | Not Applicable | Commercial Water Heating | Water Heating.Gas | 3 | 1 |  |  |  | 238-47675-00 |  |  |  | 238-36612-00 |  | 238-80507-00 |  |  |  |  | Gas | Natural Gas |  |  |  | Indoor |  | Floor Mounted |  | Yes | HLW | 150 | Category I | 6 |  | 0.5 | 1.5 | No | [7 empty] | 250000 BTU/Hr |  |  |  | 98 |  | Not Applicable | On/Off | No, it does not comply with jurisdictions having 14ng/J NOx Regulations | [6 empty] | 610 | 35.5 | 30.25 | 91.375 | 634 | 1418 | 28.25 | 75.4375 |  | 83.1875 |  |  |  | 23.5 | 66.3125 | 19 |  |  |  | 8.6875 | 66.3125 | [8 empty] | 1 | 51 | 48 | ANSI Z21.10.3-2019/CSA 4.3-2019 | Yes | Yes | Yes | No | Not Applicable | [5 empty] | 40161 | COM GAS ASME | 7056673
D100T250E5N | D100T250 | Bradford White | 671632512836 | Active | [10 empty] | No | Not Applicable | Not Applicable | Commercial Water Heating | Water Heating.Gas | 5 | 1 |  |  |  | 238-47675-00 |  |  |  | 238-36612-00 |  | 238-80507-00 |  |  |  |  | Gas | Natural Gas |  |  |  | Indoor |  | Floor Mounted |  | No | Not Applicable | 150 | Category I | 6 |  | 0.5 | 1.5 | No | [7 empty] | 250000 BTU/Hr |  |  |  | 98 |  | Not Applicable | On/Off | No, it does not comply with jurisdictions having 14ng/J NOx Regulations | [6 empty] | 610 | 35.5 | 30.25 | 91.375 | 634 | 1418 | 28.25 | 75.4375 |  | 83.1875 |  |  |  | 23.5 | 66.3125 | 19 |  |  |  | 8.6875 | 66.3125 | [8 empty] | 1 | 51 | 48 | ANSI Z21.10.3-2019/CSA 4.3-2019 | Yes | Yes | Yes | No | Not Applicable | [5 empty] | 40171 | COM GAS NC | 7056673
D100T250E5NA | D100T250A | Bradford White | 671632290482 | Active | [10 empty] | No | Not Applicable | Not Applicable | Commercial Water Heating | Water Heating.Gas | 5 | 1 |  |  |  | 238-47675-00 |  |  |  | 238-36612-00 |  | 238-80507-00 |  |  |  |  | Gas | Natural Gas |  |  |  | Indoor |  | Floor Mounted |  | Yes | HLW | 150 | Category I | 6 |  | 0.5 | 1.5 | No | [7 empty] | 250000 BTU/Hr |  |  |  | 98 |  | Not Applicable | On/Off | No, it does not comply with jurisdictions having 14ng/J NOx Regulations | [6 empty] | 690 | 35.5 | 30.25 | 91.375 | 718 | 1497 | 28.25 | 75.4375 |  | 83.1875 |  |  |  | 23.5 | 66.3125 | 19 |  |  |  | 8.6875 | 66.3125 | [8 empty] | 1 | 51 | 48 | ANSI Z21.10.3-2019/CSA 4.3-2019 | Yes | Yes | Yes | No | Not Applicable | [5 empty] | 40161 | COM GAS ASME | 7056673
D38T1553N | D38T155 | Bradford White | 671632204540 | Active | [10 empty] | No | Not Applicable | Not Applicable | Commercial Water Heating | Water Heating.Gas | 3 | 1 |  |  |  | 238-47675-00 |  |  |  | 238-36612-00 |  | 238-80507-00 |  |  |  |  | Gas | Natural Gas |  |  |  | Indoor |  | Floor Mounted |  | No | Not Applicable | 150 | Category I | 6 |  | 0.5 | 1.5 | No | [7 empty] | 150000 BTU/Hr |  |  |  | 38 |  | Not Applicable | On/Off | No, it does not comply with jurisdictions having 14ng/J NOx Regulations | [6 empty] | 450 | 35.5 | 30.25 | 59.125 | 468 | 763 | 28.25 | 43.5625 |  | 51.5625 |  |  | 150 | 19.8125 | 35.1875 |  |  |  |  | 5.625 | 34.375 | [8 empty] | 1 | 51 | 48 | ANSI Z21.10.3-2019/CSA 4.3-2019 | Yes | Yes | Yes | No | Not Applicable | [5 empty] | 40171 | COM GAS NC | 205805688
D38T1553N-806 | D38T155 | Bradford White | 671632263806 | Active | The ""-806"" indicates that this SKU was designed and certified for Installation in Canada. | [9 empty] | No | Not Applicable | Not Applicable | Commercial Water Heating | Water Heating.Gas | 3 | 1 |  |  |  | 238-47675-00 |  |  |  | 238-36612-00 |  | 238-80507-00 |  |  |  |  | Gas | Natural Gas |  |  |  | Indoor |  | Floor Mounted |  | No | Not Applicable | 150 | Category I | 6 |  | 0.5 | 1.5 | No | [7 empty] | Not Applicable |  |  |  | 38 |  | Not Applicable | On/Off | Not Applicable | [6 empty] | 450 | 35.5 | 30.25 | 59.125 | 468 | 763 | 28.25 | 43.5625 |  | 51.5625 |  |  | 150 | 19.8125 | 35.1875 |  |  |  |  | 5.625 | 34.375 | [8 empty] | 1 | 51 | 48 | Not Applicable | Yes | No | Yes | No | Not Applicable | 238-47716-00 |  |  |  |  | 40171 | COM GAS NC
D38T1553N-807 | D38T155 | Bradford White | 671632263813 | Active | The ""-807"" indicates that this SKU was designed to operate in High Altitudes ranging from 2,000 to 4,500 feet, and are certified for Installation in Canada. | [9 empty] | No | Not Applicable | Not Applicable | Commercial Water Heating | Water Heating.Gas | 3 | 1 |  |  |  | 238-47675-00 |  |  |  | 238-36612-00 |  | 238-80507-00 |  |  |  |  | Gas | Natural Gas |  |  |  | Indoor |  | Floor Mounted |  | No | Not Applicable | 150 | Category I | 6 |  | 0.5 | 1.5 | No | [7 empty] | Not Applicable |  |  |  | 38 |  | Not Applicable | On/Off | Not Applicable | [6 empty] | 450 | 35.5 | 30.25 | 59.125 | 468 | 763 | 28.25 | 43.5625 |  | 51.5625 |  |  | 150 | 19.8125 | 35.1875 |  |  |  |  | 5.625 | 34.375 | [8 empty] | 1 | 51 | 48 | Not Applicable | Yes | No | Yes | No | Not Applicable | 238-47716-00 |  |  |  |  | 40171 | COM GAS NC
D38T1553N-823 | D38T155 | Bradford White | 671632337750 | Active | The ""-823"" indicates that this SKU was designed to operate in Altitudes between 2,001 feet and 5,000 feet. | [9 empty] | No | Not Applicable | Not Applicable | Commercial Water Heating | Water Heating.Gas | 3 | 1 |  |  |  | 238-47675-00 |  |  |  | 238-36612-00 |  | 238-80507-00 |  |  |  |  | Gas | Natural Gas |  |  |  | Indoor |  | Floor Mounted |  | No | Not Applicable | 150 | Category I | 6 |  | 0.5 | 1.5 | No | [7 empty] | 150000 BTU/Hr |  |  |  | 38 |  | Not Applicable | On/Off | No, it does not comply with jurisdictions having 14ng/J NOx Regulations | [6 empty] | 450 | 35.5 | 30.25 | 59.125 | 468 | 763 | 28.25 | 43.5625 |  | 51.5625 |  |  | 150 | 19.8125 | 35.1875 |  |  |  |  | 5.625 | 34.375 | [8 empty] | 1 | 51 | 48 | ANSI Z21.10.3-2019/CSA 4.3-2019 | Yes | Yes | Yes | No | Not Applicable | [5 empty] | 40171 | COM GAS NC | 205805688
D38T1553X | D38T155 | Bradford White | 671632508549 | Active | [10 empty] | No | Not Applicable | Not Applicable | Commercial Water Heating | Water Heating.Gas | 3 | 1 |  |  |  | 238-47675-00 |  |  |  | 238-36612-00 |  | 238-80507-00 |  |  |  |  | Gas | Liquid Propane |  |  |  | Indoor |  | Floor Mounted |  | No | Not Applicable | 150 | Category I | 6 |  | 0.5 | 1.5 | No | [7 empty] | 150000 BTU/Hr |  |  |  | 38 |  | Not Applicable | On/Off | Not Applicable | [6 empty] | 450 | 35.5 | 30.25 | 59.125 | 468 | 763 | 28.25 | 43.5625 |  | 51.5625 |  |  | 150 | 19.8125 | 35.1875 |  |  |  |  | 5.625 | 34.375 | [8 empty] | 1 | 51 | 48 | ANSI Z21.10.3-2019/CSA 4.3-2019 | Yes | Yes | Yes | No | Not Applicable | [5 empty] | 40171 | COM GAS NC | 205805689
D38T1553X-806 | D38T155 | Bradford White | 671632508563 | Active | The ""-806"" indicates that this SKU was designed and certified for Installation in Canada. | [9 empty] | No | Not Applicable | Not Applicable | Commercial Water Heating | Water Heating.Gas | 3 | 1 |  |  |  | 238-47675-00 |  |  |  | 238-36612-00 |  | 238-80507-00 |  |  |  |  | Gas | Liquid Propane |  |  |  | Indoor |  | Floor Mounted |  | No | Not Applicable | 150 | Category I | 6 |  | 0.5 | 1.5 | No | [7 empty] | Not Applicable |  |  |  | 38 |  | Not Applicable | On/Off | Not Applicable | [6 empty] | 450 | 35.5 | 30.25 | 59.125 | 468 | 763 | 28.25 | 43.5625 |  | 51.5625 |  |  | 150 | 19.8125 | 35.1875 |  |  |  |  | 5.625 | 34.375 | [8 empty] | 1 | 51 | 48 | Not Applicable | Yes | No | Yes | No | Not Applicable | 238-47716-00 |  |  |  |  | 40171 | COM GAS NC
D38T1553X-807 | D38T155 | Bradford White | 671632263899 | Active | The ""-807"" indicates that this SKU was designed to operate in High Altitudes ranging from 2,000 to 4,500 feet, and are certified for Installation in Canada. | [9 empty] | No | Not Applicable | Not Applicable | Commercial Water Heating | Water Heating.Gas | 3 | 1 |  |  |  | 238-47675-00 |  |  |  | 238-36612-00 |  | 238-80507-00 |  |  |  |  | Gas | Liquid Propane |  |  |  | Indoor |  | Floor Mounted |  | No | Not Applicable | 150 | Category I | 6 |  | 0.5 | 1.5 | No | [7 empty] | Not Applicable |  |  |  | 38 |  | Not Applicable | On/Off | Not Applicable | [6 empty] | 450 | 35.5 | 30.25 | 59.125 | 468 | 763 | 28.25 | 43.5625 |  | 51.5625 |  |  | 150 | 19.8125 | 35.1875 |  |  |  |  | 5.625 | 34.375 | [8 empty] | 1 | 51 | 48 | Not Applicable | Yes | No | Yes | No | Not Applicable | 238-47716-00 |  |  |  |  | 40171 | COM GAS NC
D38T1553X-823 | D38T155 | Bradford White | 671632552757 | Active | The ""-823"" indicates that this SKU was designed to operate in Altitudes between 2,001 feet and 5,000 feet. | [9 empty] | No | Not Applicable | Not Applicable | Commercial Water Heating | Water Heating.Gas | 3 | 1 |  |  |  | 238-47675-00 |  |  |  | 238-36612-00 |  | 238-80507-00 |  |  |  |  | Gas | Liquid Propane |  |  |  | Indoor |  | Floor Mounted |  | No | Not Applicable | 150 | Category I | 6 |  | 0.5 | 1.5 | No | [7 empty] | 150000 BTU/Hr |  |  |  | 38 |  | Not Applicable | On/Off | Not Applicable | [6 empty] | 450 | 35.5 | 30.25 | 59.125 | 468 | 763 | 28.25 | 43.5625 |  | 51.5625 |  |  | 150 | 19.8125 | 35.1875 |  |  |  |  | 5.625 | 34.375 | [8 empty] | 1 | 51 | 48 | ANSI Z21.10.3-2019/CSA 4.3-2019 | Yes | Yes | Yes | No | Not Applicable | [5 empty] | 40171 | COM GAS NC | 205805689
D38T1555N | D38T155 | Bradford White | 671632581535 | Active | [10 empty] | No | Not Applicable | Not Applicable | Commercial Water Heating | Water Heating.Gas | 5 | 1 |  |  |  | 238-47675-00 |  |  |  | 238-36612-00 |  | 238-80507-00 |  |  |  |  | Gas | Natural Gas |  |  |  | Indoor |  | Floor Mounted |  | No | Not Applicable | 150 | Category I | 6 |  | 0.5 | 1.5 | No | [7 empty] | 150000 BTU/Hr |  |  |  | 38 |  | Not Applicable | On/Off | No, it does not comply with jurisdictions having 14ng/J NOx Regulations | [6 empty] | 450 | 35.5 | 30.25 | 59.125 | 468 | 763 | 28.25 | 43.5625 |  | 51.5625 |  |  | 150 | 19.8125 | 35.1875 |  |  |  |  | 5.625 | 34.375 | [8 empty] | 1 | 51 | 48 | ANSI Z21.10.3-2019/CSA 4.3-2019 | Yes | Yes | Yes | No | Not Applicable | [5 empty] | 40171 | COM GAS NC | 205805688
D38T1555X | D38T155 | Bradford White | 671632287987 | Active | [10 empty] | No | Not Applicable | Not Applicable | Commercial Water Heating | Water Heating.Gas | 5 | 1 |  |  |  | 238-47675-00 |  |  |  | 238-36612-00 |  | 238-80507-00 |  |  |  |  | Gas | Liquid Propane |  |  |  | Indoor |  | Floor Mounted |  | No | Not Applicable | 150 | Category I | 6 |  | 0.5 | 1.5 | No | [7 empty] | 150000 BTU/Hr |  |  |  | 38 |  | Not Applicable | On/Off | Not Applicable | [6 empty] | 450 | 35.5 | 30.25 | 59.125 | 468 | 763 | 28.25 | 43.5625 |  | 51.5625 |  |  | 150 | 19.8125 | 35.1875 |  |  |  |  | 5.625 | 34.375 | [8 empty] | 1 | 51 | 48 | ANSI Z21.10.3-2019/CSA 4.3-2019 | Yes | Yes | Yes | No | Not Applicable | [5 empty] | 40171 | COM GAS NC | 205805689
D38T155E3N | D38T155 | Bradford White | 671632286270 | Active | [10 empty] | No | Not Applicable | Not Applicable | Commercial Water Heating | Water Heating.Gas | 3 | 1 |  |  |  | 238-47675-00 |  |  |  | 238-36612-00 |  | 238-80507-00 |  |  |  |  | Gas | Natural Gas |  |  |  | Indoor |  | Floor Mounted |  | No | Not Applicable | 150 | Category I | 6 |  | 0.5 | 1.5 | No | [7 empty] | 150000 BTU/Hr |  |  |  | 38 |  | Not Applicable | On/Off | No, it does not comply with jurisdictions having 14ng/J NOx Regulations | [6 empty] | 450 | 35.5 | 30.25 | 59.125 | 468 | 763 | 28.25 | 43.5625 |  | 51.5625 |  |  | 150 | 19.8125 | 35.1875 |  |  |  |  | 5.625 | 34.375 | [8 empty] | 1 | 51 | 48 | ANSI Z21.10.3-2019/CSA 4.3-2019 | Yes | Yes | Yes | No | Not Applicable | [5 empty] | 40171 | COM GAS NC | 205805688
D38T155E5N | D38T155 | Bradford White | 671632512843 | Active | [10 empty] | No | Not Applicable | Not Applicable | Commercial Water Heating | Water Heating.Gas | 5 | 1 |  |  |  | 238-47675-00 |  |  |  | 238-36612-00 |  | 238-80507-00 |  |  |  |  | Gas | Natural Gas |  |  |  | Indoor |  | Floor Mounted |  | No | Not Applicable | 150 | Category I | 6 |  | 0.5 | 1.5 | No | [7 empty] | 150000 BTU/Hr |  |  |  | 38 |  | Not Applicable | On/Off | No, it does not comply with jurisdictions having 14ng/J NOx Regulations | [6 empty] | 450 | 35.5 | 30.25 | 59.125 | 468 | 763 | 28.25 | 43.5625 |  | 51.5625 |  |  | 150 | 19.8125 | 35.1875 |  |  |  |  | 5.625 | 34.375 | [8 empty] | 1 | 51 | 48 | ANSI Z21.10.3-2019/CSA 4.3-2019 | Yes | Yes | Yes | No | Not Applicable | [5 empty] | 40171 | COM GAS NC | 205805688
D65T3703N | D65T370 | Bradford White | 671632255948 | Active | [10 empty] | No | Not Applicable | Not Applicable | Commercial Water Heating | Water Heating.Gas | 3 | 1 |  |  |  | 238-47675-00 |  |  |  | 238-36612-00 |  | 238-80507-00 |  |  |  |  | Gas | Natural Gas |  |  |  | Indoor |  | Floor Mounted |  | No | Not Applicable | 150 | Category I | 8 |  | 0.5 | 1.5 | No | [7 empty] | 370000 BTU/Hr |  |  |  | 65 |  | Not Applicable | On/Off | No, it does not comply with jurisdictions having 14ng/J NOx Regulations | [6 empty] | 665 | 35.5 | 30.25 | 80.875 | 692 | 1200 | 28.25 | 63.875 |  | 71.625 |  |  | 359 | 28.75 | 54 |  |  |  |  | 6.25 | 54 | [8 empty] | 1 | 51 | 48 | ANSI Z21.10.3-2019/CSA 4.3-2019 | Yes | Yes | Yes | No | Not Applicable | [5 empty] | 40171 | COM GAS NC | 7057255
D65T3703N-806 | D65T370 | Bradford White | 671632256761 | Active | The ""-806"" indicates that this SKU was designed and certified for Installation in Canada. | [9 empty] | No | Not Applicable | Not Applicable | Commercial Water Heating | Water Heating.Gas | 3 | 1 |  |  |  | 238-47675-00 |  |  |  | 238-36612-00 |  | 238-80507-00 |  |  |  |  | Gas | Natural Gas |  |  |  | Indoor |  | Floor Mounted |  | No | Not Applicable | 150 | Category I | 8 |  | 0.5 | 1.5 | No | [7 empty] | Not Applicable |  |  |  | 65 |  | Not Applicable | On/Off | Not Applicable | [6 empty] | 665 | 35.5 | 30.25 | 80.875 | 692 | 1200 | 28.25 | 63.875 |  | 71.625 |  |  | 359 | 28.75 | 54 |  |  |  |  | 6.25 | 54 | [8 empty] | 1 | 51 | 48 | Not Applicable | Yes | No | Yes | No | Not Applicable | 238-47716-00 |  |  |  |  | 40171 | COM GAS NC
D65T3703N-807 | D65T370 | Bradford White | 671632256778 | Active | The ""-807"" indicates that this SKU was designed to operate in High Altitudes ranging from 2,000 to 4,500 feet, and are certified for Installation in Canada. | [9 empty] | No | Not Applicable | Not Applicable | Commercial Water Heating | Water Heating.Gas | 3 | 1 |  |  |  | 238-47675-00 |  |  |  | 238-36612-00 |  | 238-80507-00 |  |  |  |  | Gas | Natural Gas |  |  |  | Indoor |  | Floor Mounted |  | No | Not Applicable | 150 | Category I | 8 |  | 0.5 | 1.5 | No | [7 empty] | Not Applicable |  |  |  | 65 |  | Not Applicable | On/Off | Not Applicable | [6 empty] | 665 | 35.5 | 30.25 | 80.875 | 692 | 1200 | 28.25 | 63.875 |  | 71.625 |  |  | 359 | 28.75 | 54 |  |  |  |  | 6.25 | 54 | [8 empty] | 1 | 51 | 48 | Not Applicable | Yes | No | Yes | No | Not Applicable | 238-47716-00 |  |  |  |  | 40171 | COM GAS NC
D65T3703N-823 | D65T370 | Bradford White | 671632633937 | Active | The ""-823"" indicates that this SKU was designed to operate in Altitudes between 2,001 feet and 5,000 feet. | [9 empty] | No | Not Applicable | Not Applicable | Commercial Water Heating | Water Heating.Gas | 3 | 1 |  |  |  | 238-47675-00 |  |  |  | 238-36612-00 |  | 238-80507-00 |  |  |  |  | Gas | Natural Gas |  |  |  | Indoor |  | Floor Mounted |  | No | Not Applicable | 150 | Category I | 8 |  | 0.5 | 1.5 | No | [7 empty] | 370000 BTU/Hr |  |  |  | 65 |  | Not Applicable | On/Off | No, it does not comply with jurisdictions having 14ng/J NOx Regulations | [6 empty] | 665 | 35.5 | 30.25 | 80.875 | 692 | 1200 | 28.25 | 63.875 |  | 71.625 |  |  | 359 | 28.75 | 54 |  |  |  |  | 6.25 | 54 | [8 empty] | 1 | 51 | 48 | ANSI Z21.10.3-2019/CSA 4.3-2019 | Yes | Yes | Yes | No | Not Applicable | [5 empty] | 40171 | COM GAS NC | 7057255
D65T3703N-867 | D65T370 | Bradford White | 671632658732 | Active | The ""-867"" indicates that this SKU was designed to operate in Altitudes between 5,001 feet and 8,000 feet. | [9 empty] | No | Not Applicable | Not Applicable | Commercial Water Heating | Water Heating.Gas | 3 | 1 |  |  |  | 238-47675-00 |  |  |  | 238-36612-00 |  | 238-80507-00 |  |  |  |  | Gas | Natural Gas |  |  |  | Indoor |  | Floor Mounted |  | No | Not Applicable | 150 | Category I | 8 |  | 0.5 | 1.5 | No | [7 empty] | 370000 BTU/Hr |  |  |  | 65 |  | Not Applicable | On/Off | No, it does not comply with jurisdictions having 14ng/J NOx Regulations | [6 empty] | 665 | 35.5 | 30.25 | 80.875 | 692 | 1200 | 28.25 | 63.875 |  | 71.625 |  |  | 359 | 28.75 | 54 |  |  |  |  | 6.25 | 54 | [8 empty] | 1 | 51 | 48 | ANSI Z21.10.3-2019/CSA 4.3-2019 | Yes | Yes | Yes | No | Not Applicable | [5 empty] | 40171 | COM GAS NC | 7057255
D65T3703NA | D65T370A | Bradford White | 671632255962 | Active | [10 empty] | No | Not Applicable | Not Applicable | Commercial Water Heating | Water Heating.Gas | 3 | 1 |  |  |  | 238-47675-00 |  |  |  | 238-36612-00 |  | 238-80507-00 |  |  |  |  | Gas | Natural Gas |  |  |  | Indoor |  | Floor Mounted |  | Yes | HLW | 150 | Category I | 8 |  | 0.5 | 1.5 | No | [7 empty] | 370000 BTU/Hr |  |  |  | 65 |  | Not Applicable | On/Off | No, it does not comply with jurisdictions having 14ng/J NOx Regulations | [6 empty] | 720 | 35.5 | 30.25 | 80.875 | 749 | 1255 | 28.25 | 63.875 |  | 71.625 |  |  | 359 | 28.75 | 54 |  |  |  |  | 6.25 | 54 | [8 empty] | 1 | 51 | 48 | ANSI Z21.10.3-2019/CSA 4.3-2019 | Yes | Yes | Yes | No | Not Applicable | [5 empty] | 40161 | COM GAS ASME | 7057255
D65T3703NA-806 | D65T370A | Bradford White | 671632576975 | Active | The ""-806"" indicates that this SKU was designed and certified for Installation in Canada. | [9 empty] | No | Not Applicable | Not Applicable | Commercial Water Heating | Water Heating.Gas | 3 | 1 |  |  |  | 238-47675-00 |  |  |  | 238-36612-00 |  | 238-80507-00 |  |  |  |  | Gas | Natural Gas |  |  |  | Indoor |  | Floor Mounted |  | Yes | HLW | 150 | Category I | 8 |  | 0.5 | 1.5 | No | [7 empty] | Not Applicable |  |  |  | 65 |  | Not Applicable | On/Off | Not Applicable | [6 empty] | 700 | 35.5 | 30.25 | 80.875 | 728 | 1235 | 28.25 | 63.875 |  | 71.625 |  |  | 359 | 28.75 | 54 |  |  |  |  | 6.25 | 54 | [8 empty] | 1 | 51 | 48 | Not Applicable | Yes | No | Yes | No | Not Applicable | 238-47716-00 |  |  |  |  | 40161 | COM GAS ASME
D65T3703NA-807 | D65T370A | Bradford White | 671632761647 | Active | The ""-807"" indicates that this SKU was designed to operate in High Altitudes ranging from 2,000 to 4,500 feet, and are certified for Installation in Canada. | [9 empty] | No | Not Applicable | Not Applicable | Commercial Water Heating | Water Heating.Gas | 3 | 1 |  |  |  | 238-47675-00 |  |  |  | 238-36612-00 |  | 238-80507-00 |  |  |  |  | Gas | Natural Gas |  |  |  | Indoor |  | Floor Mounted |  | Yes | HLW | 150 | Category I | 8 |  | 0.5 | 1.5 | No | [7 empty] | Not Applicable |  |  |  | 65 |  | Not Applicable | On/Off | Not Applicable | [6 empty] | 665 | 35.5 | 30.25 | 80.875 | 692 | 1200 | 28.25 | 63.875 |  | 71.625 |  |  | 359 | 28.75 | 54 |  |  |  |  | 6.25 | 54 | [8 empty] | 1 | 51 | 48 | Not Applicable | Yes | No | Yes | No | Not Applicable | 238-47716-00 |  |  |  |  | 40161 | COM GAS ASME
D65T3703NA-823 | D65T370A | Bradford White | 671632542246 | Active | The ""-823"" indicates that this SKU was designed to operate in Altitudes between 2,001 feet and 5,000 feet. | [9 empty] | No | Not Applicable | Not Applicable | Commercial Water Heating | Water Heating.Gas | 3 | 1 |  |  |  | 238-47675-00 |  |  |  | 238-36612-00 |  | 238-80507-00 |  |  |  |  | Gas | Natural Gas |  |  |  | Indoor |  | Floor Mounted |  | Yes | HLW | 150 | Category I | 8 |  | 0.5 | 1.5 | No | [7 empty] | 370000 BTU/Hr |  |  |  | 65 |  | Not Applicable | On/Off | No, it does not comply with jurisdictions having 14ng/J NOx Regulations | [6 empty] | 720 | 35.5 | 30.25 | 80.875 | 749 | 1255 | 28.25 | 63.875 |  | 71.625 |  |  | 359 | 28.75 | 54 |  |  |  |  | 6.25 | 54 | [8 empty] | 1 | 51 | 48 | ANSI Z21.10.3-2019/CSA 4.3-2019 | Yes | Yes | Yes | No | Not Applicable | [5 empty] | 40161 | COM GAS ASME | 7057255
D65T3703X | D65T370 | Bradford White | 671632255955 | Active | [10 empty] | No | Not Applicable | Not Applicable | Commercial Water Heating | Water Heating.Gas | 3 | 1 |  |  |  | 238-47675-00 |  |  |  | 238-36612-00 |  | 238-80507-00 |  |  |  |  | Gas | Liquid Propane |  |  |  | Indoor |  | Floor Mounted |  | No | Not Applicable | 150 | Category I | 8 |  | 0.5 | 1.5 | No | [7 empty] | 370000 BTU/Hr |  |  |  | 65 |  | Not Applicable | On/Off | Not Applicable | [6 empty] | 665 | 35.5 | 30.25 | 80.875 | 692 | 1200 | 28.25 | 63.875 |  | 71.625 |  |  | 359 | 28.75 | 54 |  |  |  |  | 6.25 | 54 | [8 empty] | 1 | 51 | 48 | ANSI Z21.10.3-2019/CSA 4.3-2019 | Yes | Yes | Yes | No | Not Applicable | [5 empty] | 40171 | COM GAS NC | 7057256
D65T3703X-806 | D65T370 | Bradford White | 671632264681 | Active | The ""-806"" indicates that this SKU was designed and certified for Installation in Canada. | [9 empty] | No | Not Applicable | Not Applicable | Commercial Water Heating | Water Heating.Gas | 3 | 1 |  |  |  | 238-47675-00 |  |  |  | 238-36612-00 |  | 238-80507-00 |  |  |  |  | Gas | Liquid Propane |  |  |  | Indoor |  | Floor Mounted |  | No | Not Applicable | 150 | Category I | 8 |  | 0.5 | 1.5 | No | [7 empty] | Not Applicable |  |  |  | 65 |  | Not Applicable | On/Off | Not Applicable | [6 empty] | 665 | 35.5 | 30.25 | 80.875 | 692 | 1200 | 28.25 | 63.875 |  | 71.625 |  |  | 359 | 28.75 | 54 |  |  |  |  | 6.25 | 54 | [8 empty] | 1 | 51 | 48 | Not Applicable | Yes | No | Yes | No | Not Applicable | 238-47716-00 |  |  |  |  | 40171 | COM GAS NC
D65T3703X-807 | D65T370 | Bradford White | 671632275717 | Active | The ""-807"" indicates that this SKU was designed to operate in High Altitudes ranging from 2,000 to 4,500 feet, and are certified for Installation in Canada. | [9 empty] | No | Not Applicable | Not Applicable | Commercial Water Heating | Water Heating.Gas | 3 | 1 |  |  |  | 238-47675-00 |  |  |  | 238-36612-00 |  | 238-80507-00 |  |  |  |  | Gas | Liquid Propane |  |  |  | Indoor |  | Floor Mounted |  | No | Not Applicable | 150 | Category I | 8 |  | 0.5 | 1.5 | No | [7 empty] | Not Applicable |  |  |  | 65 |  | Not Applicable | On/Off | Not Applicable | [6 empty] | 665 | 35.5 | 30.25 | 80.875 | 692 | 1200 | 28.25 | 63.875 |  | 71.625 |  |  | 359 | 28.75 | 54 |  |  |  |  | 6.25 | 54 | [8 empty] | 1 | 51 | 48 | Not Applicable | Yes | No | Yes | No | Not Applicable | 238-47716-00 |  |  |  |  | 40171 | COM GAS NC
D65T3703X-823 | D65T370 | Bradford White | 671632767373 | Active | The ""-823"" indicates that this SKU was designed to operate in Altitudes between 2,001 feet and 5,000 feet. | [9 empty] | No | Not Applicable | Not Applicable | Commercial Water Heating | Water Heating.Gas | 3 | 1 |  |  |  | 238-47675-00 |  |  |  | 238-36612-00 |  | 238-80507-00 |  |  |  |  | Gas | Liquid Propane |  |  |  | Indoor |  | Floor Mounted |  | No | Not Applicable | 150 | Category I | 8 |  | 0.5 | 1.5 | No | [7 empty] | 370000 BTU/Hr |  |  |  | 65 |  | Not Applicable | On/Off | Not Applicable | [6 empty] | 665 | 35.5 | 30.25 | 80.875 | 692 | 1200 | 28.25 | 63.875 |  | 71.625 |  |  | 359 | 28.75 | 54 |  |  |  |  | 6.25 | 54 | [8 empty] | 1 | 51 | 48 | ANSI Z21.10.3-2019/CSA 4.3-2019 | Yes | Yes | Yes | No | Not Applicable | [5 empty] | 40171 | COM GAS NC | 7057256
D65T3703X-868 | D65T370 | Bradford White | 671632768516 | Active | The ""-868"" indicates that this SKU was designed to operate in Altitudes above 8,000 feet. | [9 empty] | No | Not Applicable | Not Applicable | Commercial Water Heating | Water Heating.Gas | 3 | 1 |  |  |  | 238-47675-00 |  |  |  | 238-36612-00 |  | 238-80507-00 |  |  |  |  | Gas | Liquid Propane |  |  |  | Indoor |  | Floor Mounted |  | No | Not Applicable | 150 | Category I | 8 |  | 0.5 | 1.5 | No | [7 empty] | 370000 BTU/Hr |  |  |  | 65 |  | Not Applicable | On/Off | Not Applicable | [6 empty] | 665 | 35.5 | 30.25 | 80.875 | 692 | 1200 | 28.25 | 63.875 |  | 71.625 |  |  | 359 | 28.75 | 54 |  |  |  |  | 6.25 | 54 | [8 empty] | 1 | 51 | 48 | ANSI Z21.10.3-2019/CSA 4.3-2019 | Yes | Yes | Yes | No | Not Applicable | [5 empty] | 40171 | COM GAS NC | 7057256
D65T3703XA | D65T370A | Bradford White | 671632507627 | Active | [10 empty] | No | Not Applicable | Not Applicable | Commercial Water Heating | Water Heating.Gas | 3 | 1 |  |  |  | 238-47675-00 |  |  |  | 238-36612-00 |  | 238-80507-00 |  |  |  |  | Gas | Liquid Propane |  |  |  | Indoor |  | Floor Mounted |  | Yes | HLW | 150 | Category I | 8 |  | 0.5 | 1.5 | No | [7 empty] | 370000 BTU/Hr |  |  |  | 65 |  | Not Applicable | On/Off | Not Applicable | [6 empty] | 720 | 35.5 | 30.25 | 80.875 | 749 | 1255 | 28.25 | 63.875 |  | 71.625 |  |  | 359 | 28.75 | 54 |  |  |  |  | 6.25 | 54 | [8 empty] | 1 | 51 | 48 | ANSI Z21.10.3-2019/CSA 4.3-2019 | Yes | Yes | Yes | No | Not Applicable | [5 empty] | 40161 | COM GAS ASME | 7057256
D65T3703XA-823 | D65T370A | Bradford White | 671632631209 | Active | The ""-823"" indicates that this SKU was designed to operate in Altitudes between 2,001 feet and 5,000 feet. | [9 empty] | No | Not Applicable | Not Applicable | Commercial Water Heating | Water Heating.Gas | 3 | 1 |  |  |  | 238-47675-00 |  |  |  | 238-36612-00 |  | 238-80507-00 |  |  |  |  | Gas | Liquid Propane |  |  |  | Indoor |  | Floor Mounted |  | Yes | HLW | 150 | Category I | 8 |  | 0.5 | 1.5 | No | [7 empty] | 370000 BTU/Hr |  |  |  | 65 |  | Not Applicable | On/Off | Not Applicable | [6 empty] | 720 | 35.5 | 30.25 | 80.875 | 749 | 1255 | 28.25 | 63.875 |  | 71.625 |  |  | 359 | 28.75 | 54 |  |  |  |  | 6.25 | 54 | [8 empty] | 1 | 51 | 48 | ANSI Z21.10.3-2019/CSA 4.3-2019 | Yes | Yes | Yes | No | Not Applicable | [5 empty] | 40161 | COM GAS ASME | 7057256
D65T3705N | D65T370 | Bradford White | 671632725724 | Active | [10 empty] | No | Not Applicable | Not Applicable | Commercial Water Heating | Water Heating.Gas | 5 | 1 |  |  |  | 238-47675-00 |  |  |  | 238-36612-00 |  | 238-80507-00 |  |  |  |  | Gas | Natural Gas |  |  |  | Indoor |  | Floor Mounted |  | No | Not Applicable | 150 | Category I | 8 |  | 0.5 | 1.5 | No | [7 empty] | 370000 BTU/Hr |  |  |  | 65 |  | Not Applicable | On/Off | No, it does not comply with jurisdictions having 14ng/J NOx Regulations | [6 empty] | 665 | 35.5 | 30.25 | 80.875 | 692 | 1200 | 28.25 | 63.875 |  | 71.625 |  |  | 359 | 28.75 | 54 |  |  |  |  | 6.25 | 54 | [8 empty] | 1 | 51 | 48 | ANSI Z21.10.3-2019/CSA 4.3-2019 | Yes | Yes | Yes | No | Not Applicable | [5 empty] | 40171 | COM GAS NC | 7057255
D65T3705NA | D65T370A | Bradford White | 671632605606 | Active | [10 empty] | No | Not Applicable | Not Applicable | Commercial Water Heating | Water Heating.Gas | 5 | 1 |  |  |  | 238-47675-00 |  |  |  | 238-36612-00 |  | 238-80507-00 |  |  |  |  | Gas | Natural Gas |  |  |  | Indoor |  | Floor Mounted |  | Yes | HLW | 150 | Category I | 8 |  | 0.5 | 1.5 | No | [7 empty] | 370000 BTU/Hr |  |  |  | 65 |  | Not Applicable | On/Off | No, it does not comply with jurisdictions having 14ng/J NOx Regulations | [6 empty] | 720 | 35.5 | 30.25 | 80.875 | 749 | 1255 | 28.25 | 63.875 |  | 71.625 |  |  | 359 | 28.75 | 54 |  |  |  |  | 6.25 | 54 | [8 empty] | 1 | 51 | 48 | ANSI Z21.10.3-2019/CSA 4.3-2019 | Yes | Yes | Yes | No | Not Applicable | [5 empty] | 40161 | COM GAS ASME | 7057255
D65T370E3N | D65T370 | Bradford White | 671632512034 | Active | [10 empty] | No | Not Applicable | Not Applicable | Commercial Water Heating | Water Heating.Gas | 3 | 1 |  |  |  | 238-47675-00 |  |  |  | 238-36612-00 |  | 238-80507-00 |  |  |  |  | Gas | Natural Gas |  |  |  | Indoor |  | Floor Mounted |  | No | Not Applicable | 150 | Category I | 8 |  | 0.5 | 1.5 | No | [7 empty] | 370000 BTU/Hr |  |  |  | 65 |  | Not Applicable | On/Off | No, it does not comply with jurisdictions having 14ng/J NOx Regulations | [6 empty] | 665 | 35.5 | 30.25 | 80.875 | 692 | 1200 | 28.25 | 63.875 |  | 71.625 |  |  | 359 | 28.75 | 54 |  |  |  |  | 6.25 | 54 | [8 empty] | 1 | 51 | 48 | ANSI Z21.10.3-2019/CSA 4.3-2019 | Yes | Yes | Yes | No | Not Applicable | [5 empty] | 40171 | COM GAS NC | 7057255
D65T370E3NA | D65T370A | Bradford White | 671632286263 | Active | [10 empty] | No | Not Applicable | Not Applicable | Commercial Water Heating | Water Heating.Gas | 3 | 1 |  |  |  | 238-47675-00 |  |  |  | 238-36612-00 |  | 238-80507-00 |  |  |  |  | Gas | Natural Gas |  |  |  | Indoor |  | Floor Mounted |  | Yes | HLW | 150 | Category I | 8 |  | 0.5 | 1.5 | No | [7 empty] | 370000 BTU/Hr |  |  |  | 65 |  | Not Applicable | On/Off | No, it does not comply with jurisdictions having 14ng/J NOx Regulations | [6 empty] | 720 | 35.5 | 30.25 | 80.875 | 749 | 1255 | 28.25 | 63.875 |  | 71.625 |  |  | 359 | 28.75 | 54 |  |  |  |  | 6.25 | 54 | [8 empty] | 1 | 51 | 48 | ANSI Z21.10.3-2019/CSA 4.3-2019 | Yes | Yes | Yes | No | Not Applicable | [5 empty] | 40161 | COM GAS ASME | 7057255
D65T370E5N | D65T370 | Bradford White | 671632480555 | Active | [10 empty] | No | Not Applicable | Not Applicable | Commercial Water Heating | Water Heating.Gas | 5 | 1 |  |  |  | 238-47675-00 |  |  |  | 238-36612-00 |  | 238-80507-00 |  |  |  |  | Gas | Natural Gas |  |  |  | Indoor |  | Floor Mounted |  | No | Not Applicable | 150 | Category I | 8 |  | 0.5 | 1.5 | No | [7 empty] | 370000 BTU/Hr |  |  |  | 65 |  | Not Applicable | On/Off | No, it does not comply with jurisdictions having 14ng/J NOx Regulations | [6 empty] | 665 | 35.5 | 30.25 | 80.875 | 692 | 1200 | 28.25 | 63.875 |  | 71.625 |  |  | 359 | 28.75 | 54 |  |  |  |  | 6.25 | 54 | [8 empty] | 1 | 51 | 48 | ANSI Z21.10.3-2019/CSA 4.3-2019 | Yes | Yes | Yes | No | Not Applicable | [5 empty] | 40171 | COM GAS NC | 7057255
D65T370E5NA | D65T370A | Bradford White | 671632480562 | Active | [10 empty] | No | Not Applicable | Not Applicable | Commercial Water Heating | Water Heating.Gas | 5 | 1 |  |  |  | 238-47675-00 |  |  |  | 238-36612-00 |  | 238-80507-00 |  |  |  |  | Gas | Natural Gas |  |  |  | Indoor |  | Floor Mounted |  | Yes | HLW | 150 | Category I | 8 |  | 0.5 | 1.5 | No | [7 empty] | 370000 BTU/Hr |  |  |  | 65 |  | Not Applicable | On/Off | No, it does not comply with jurisdictions having 14ng/J NOx Regulations | [6 empty] | 720 | 35.5 | 30.25 | 80.875 | 749 | 1255 | 28.25 | 63.875 |  | 71.625 |  |  | 359 | 28.75 | 54 |  |  |  |  | 6.25 | 54 | [8 empty] | 1 | 51 | 48 | ANSI Z21.10.3-2019/CSA 4.3-2019 | Yes | Yes | Yes | No | Not Applicable | [5 empty] | 40161 | COM GAS ASME | 7057255
D65T3993N | D65T399 | Bradford White | 671632257065 | Active | [10 empty] | No | Not Applicable | Not Applicable | Commercial Water Heating | Water Heating.Gas | 3 | 1 |  |  |  | 238-47675-00 |  |  |  | 238-36612-00 |  | 238-80507-00 |  |  |  |  | Gas | Natural Gas |  |  |  | Indoor |  | Floor Mounted |  | No | Not Applicable | 150 | Category I | 8 |  | 0.5 | 1.5 | No | [7 empty] | 399999 BTU/Hr |  |  |  | 65 |  | Not Applicable | On/Off | No, it does not comply with jurisdictions having 14ng/J NOx Regulations | [6 empty] | 665 | 35.5 | 30.25 | 80.875 | 692 | 1200 | 28.25 | 63.875 |  | 71.625 |  |  | 388 | 28.75 | 54 |  |  |  |  | 6.25 | 54 | [8 empty] | 1 | 51 | 48 | ANSI Z21.10.3-2019/CSA 4.3-2019 | Yes | Yes | Yes | No | Not Applicable | [5 empty] | 40171 | COM GAS NC | 7056675
D65T3993N-806 | D65T399 | Bradford White | 671632274864 | Active | The ""-806"" indicates that this SKU was designed and certified for Installation in Canada. | [9 empty] | No | Not Applicable | Not Applicable | Commercial Water Heating | Water Heating.Gas | 3 | 1 |  |  |  | 238-47675-00 |  |  |  | 238-36612-00 |  | 238-80507-00 |  |  |  |  | Gas | Natural Gas |  |  |  | Indoor |  | Floor Mounted |  | No | Not Applicable | 150 | Category I | 8 |  | 0.5 | 1.5 | No | [7 empty] | Not Applicable |  |  |  | 65 |  | Not Applicable | On/Off | Not Applicable | [6 empty] | 665 | 35.5 | 30.25 | 80.875 | 692 | 1200 | 28.25 | 63.875 |  | 71.625 |  |  | 388 | 28.75 | 54 |  |  |  |  | 6.25 | 54 | [8 empty] | 1 | 51 | 48 | Not Applicable | Yes | No | Yes | No | Not Applicable | 238-47716-00 |  |  |  |  | 40171 | COM GAS NC
D65T3993N-807 | D65T399 | Bradford White | 671632274772 | Active | The ""-807"" indicates that this SKU was designed to operate in High Altitudes ranging from 2,000 to 4,500 feet, and are certified for Installation in Canada. | [9 empty] | No | Not Applicable | Not Applicable | Commercial Water Heating | Water Heating.Gas | 3 | 1 |  |  |  | 238-47675-00 |  |  |  | 238-36612-00 |  | 238-80507-00 |  |  |  |  | Gas | Natural Gas |  |  |  | Indoor |  | Floor Mounted |  | No | Not Applicable | 150 | Category I | 8 |  | 0.5 | 1.5 | No | [7 empty] | Not Applicable |  |  |  | 65 |  | Not Applicable | On/Off | Not Applicable | [6 empty] | 665 | 35.5 | 30.25 | 80.875 | 692 | 1200 | 28.25 | 63.875 |  | 71.625 |  |  | 388 | 28.75 | 54 |  |  |  |  | 6.25 | 54 | [8 empty] | 1 | 51 | 48 | Not Applicable | Yes | No | Yes | No | Not Applicable | 238-47716-00 |  |  |  |  | 40171 | COM GAS NC
D65T3993N-823 | D65T399 | Bradford White | 671632640942 | Active | The ""-823"" indicates that this SKU was designed to operate in Altitudes between 2,001 feet and 5,000 feet. | [9 empty] | No | Not Applicable | Not Applicable | Commercial Water Heating | Water Heating.Gas | 3 | 1 |  |  |  | 238-47675-00 |  |  |  | 238-36612-00 |  | 238-80507-00 |  |  |  |  | Gas | Natural Gas |  |  |  | Indoor |  | Floor Mounted |  | No | Not Applicable | 150 | Category I | 8 |  | 0.5 | 1.5 | No | [7 empty] | 399999 BTU/Hr |  |  |  | 65 |  | Not Applicable | On/Off | No, it does not comply with jurisdictions having 14ng/J NOx Regulations | [6 empty] | 665 | 35.5 | 30.25 | 80.875 | 692 | 1200 | 28.25 | 63.875 |  | 71.625 |  |  | 388 | 28.75 | 54 |  |  |  |  | 6.25 | 54 | [8 empty] | 1 | 51 | 48 | ANSI Z21.10.3-2019/CSA 4.3-2019 | Yes | Yes | Yes | No | Not Applicable | [5 empty] | 40171 | COM GAS NC | 7056675
D65T3993N-868 | D65T399 | Bradford White | 671632314294 | Active | The ""-868"" indicates that this SKU was designed to operate in Altitudes above 8,000 feet. | [9 empty] | No | Not Applicable | Not Applicable | Commercial Water Heating | Water Heating.Gas | 3 | 1 |  |  |  | 238-47675-00 |  |  |  | 238-36612-00 |  | 238-80507-00 |  |  |  |  | Gas | Natural Gas |  |  |  | Indoor |  | Floor Mounted |  | No | Not Applicable | 150 | Category I | 8 |  | 0.5 | 1.5 | No | [7 empty] | 399999 BTU/Hr |  |  |  | 65 |  | Not Applicable | On/Off | No, it does not comply with jurisdictions having 14ng/J NOx Regulations | [6 empty] | 665 | 35.5 | 30.25 | 80.875 | 692 | 1200 | 28.25 | 63.875 |  | 71.625 |  |  | 388 | 28.75 | 54 |  |  |  |  | 6.25 | 54 | [8 empty] | 1 | 51 | 48 | ANSI Z21.10.3-2019/CSA 4.3-2019 | Yes | Yes | Yes | No | Not Applicable | [5 empty] | 40171 | COM GAS NC | 7056675
D65T3993NA | D65T399A | Bradford White | 671632257072 | Active | [10 empty] | No | Not Applicable | Not Applicable | Commercial Water Heating | Water Heating.Gas | 3 | 1 |  |  |  | 238-47675-00 |  |  |  | 238-36612-00 |  | 238-80507-00 |  |  |  |  | Gas | Natural Gas |  |  |  | Indoor |  | Floor Mounted |  | Yes | HLW | 150 | Category I | 8 |  | 0.5 | 1.5 | No | [7 empty] | 399999 BTU/Hr |  |  |  | 65 |  | Not Applicable | On/Off | No, it does not comply with jurisdictions having 14ng/J NOx Regulations | [6 empty] | 720 | 35.5 | 30.25 | 80.875 | 749 | 1255 | 28.25 | 63.875 |  | 71.625 |  |  | 388 | 28.75 | 54 |  |  |  |  | 6.25 | 54 | [8 empty] | 1 | 51 | 48 | ANSI Z21.10.3-2019/CSA 4.3-2019 | Yes | Yes | Yes | No | Not Applicable | [5 empty] | 40161 | COM GAS ASME | 7056675
D65T3993NA-806 | D65T399A | Bradford White | 671632664801 | Active | The ""-806"" indicates that this SKU was designed and certified for Installation in Canada. | [9 empty] | No | Not Applicable | Not Applicable | Commercial Water Heating | Water Heating.Gas | 3 | 1 |  |  |  | 238-47675-00 |  |  |  | 238-36612-00 |  | 238-80507-00 |  |  |  |  | Gas | Natural Gas |  |  |  | Indoor |  | Floor Mounted |  | Yes | HLW | 150 | Category I | 8 |  | 0.5 | 1.5 | No | [7 empty] | Not Applicable |  |  |  | 65 |  | Not Applicable | On/Off | Not Applicable | [6 empty] | 720 | 35.5 | 30.25 | 80.875 | 749 | 1255 | 28.25 | 63.875 |  | 71.625 |  |  | 388 | 28.75 | 54 |  |  |  |  | 6.25 | 54 | [8 empty] | 1 | 51 | 48 | Not Applicable | Yes | No | Yes | No | Not Applicable | 238-47716-00 |  |  |  |  | 40161 | COM GAS ASME
D65T3993NA-823 | D65T399A | Bradford White | 671632559237 | Active | The ""-823"" indicates that this SKU was designed to operate in Altitudes between 2,001 feet and 5,000 feet. | [9 empty] | No | Not Applicable | Not Applicable | Commercial Water Heating | Water Heating.Gas | 3 | 1 |  |  |  | 238-47675-00 |  |  |  | 238-36612-00 |  | 238-80507-00 |  |  |  |  | Gas | Natural Gas |  |  |  | Indoor |  | Floor Mounted |  | Yes | HLW | 150 | Category I | 8 |  | 0.5 | 1.5 | No | [7 empty] | 399999 BTU/Hr |  |  |  | 65 |  | Not Applicable | On/Off | No, it does not comply with jurisdictions having 14ng/J NOx Regulations | [6 empty] | 720 | 35.5 | 30.25 | 80.875 | 749 | 1255 | 28.25 | 63.875 |  | 71.625 |  |  | 388 | 28.75 | 54 |  |  |  |  | 6.25 | 54 | [8 empty] | 1 | 51 | 48 | ANSI Z21.10.3-2019/CSA 4.3-2019 | Yes | Yes | Yes | No | Not Applicable | [5 empty] | 40161 | COM GAS ASME | 7056675
D65T3995NA-823 | D65T399A | Bradford White | 671632636365 | Active | The ""-823"" indicates that this SKU was designed to operate in Altitudes between 2,001 feet and 5,000 feet. | [9 empty] | No | Not Applicable | Not Applicable | Commercial Water Heating | Water Heating.Gas | 5 | 1 |  |  |  | 238-47675-00 |  |  |  | 238-36612-00 |  | 238-80507-00 |  |  |  |  | Gas | Natural Gas |  |  |  | Indoor |  | Floor Mounted |  | Yes | HLW | 150 | Category I | 8 |  | 0.5 | 1.5 | No | [7 empty] | 399999 BTU/Hr |  |  |  | 65 |  | Not Applicable | On/Off | No, it does not comply with jurisdictions having 14ng/J NOx Regulations | [6 empty] | 720 | 35.5 | 30.25 | 80.875 | 749 | 1255 | 28.25 | 63.875 |  | 71.625 |  |  | 388 | 28.75 | 54 |  |  |  |  | 6.25 | 54 | [8 empty] | 1 | 51 | 48 | ANSI Z21.10.3-2019/CSA 4.3-2019 | Yes | Yes | Yes | No | Not Applicable | [5 empty] | 40161 | COM GAS ASME | 7056675
D65T399E3N | D65T399 | Bradford White | 671632286287 | Active | [10 empty] | No | Not Applicable | Not Applicable | Commercial Water Heating | Water Heating.Gas | 3 | 1 |  |  |  | 238-47675-00 |  |  |  | 238-36612-00 |  | 238-80507-00 |  |  |  |  | Gas | Natural Gas |  |  |  | Indoor |  | Floor Mounted |  | No | Not Applicable | 150 | Category I | 8 |  | 0.5 | 1.5 | No | [7 empty] | 399999 BTU/Hr |  |  |  | 65 |  | Not Applicable | On/Off | No, it does not comply with jurisdictions having 14ng/J NOx Regulations | [6 empty] | 665 | 35.5 | 30.25 | 80.875 | 692 | 1200 | 28.25 | 63.875 |  | 71.625 |  |  | 388 | 28.75 | 54 |  |  |  |  | 6.25 | 54 | [8 empty] | 1 | 51 | 48 | ANSI Z21.10.3-2019/CSA 4.3-2019 | Yes | Yes | Yes | No | Not Applicable | [5 empty] | 40171 | COM GAS NC | 7056675
D65T399E3NA | D65T399A | Bradford White | 671632286584 | Active | [10 empty] | No | Not Applicable | Not Applicable | Commercial Water Heating | Water Heating.Gas | 3 | 1 |  |  |  | 238-47675-00 |  |  |  | 238-36612-00 |  | 238-80507-00 |  |  |  |  | Gas | Natural Gas |  |  |  | Indoor |  | Floor Mounted |  | Yes | HLW | 150 | Category I | 8 |  | 0.5 | 1.5 | No | [7 empty] | 399999 BTU/Hr |  |  |  | 65 |  | Not Applicable | On/Off | No, it does not comply with jurisdictions having 14ng/J NOx Regulations | [6 empty] | 720 | 35.5 | 30.25 | 80.875 | 749 | 1255 | 28.25 | 63.875 |  | 71.625 |  |  | 388 | 28.75 | 54 |  |  |  |  | 6.25 | 54 | [8 empty] | 1 | 51 | 48 | ANSI Z21.10.3-2019/CSA 4.3-2019 | Yes | Yes | Yes | No | Not Applicable | [5 empty] | 40161 | COM GAS ASME | 7056675
D65T399E5N | D65T399 | Bradford White | 671632480593 | Active | [10 empty] | No | Not Applicable | Not Applicable | Commercial Water Heating | Water Heating.Gas | 5 | 1 |  |  |  | 238-47675-00 |  |  |  | 238-36612-00 |  | 238-80507-00 |  |  |  |  | Gas | Natural Gas |  |  |  | Indoor |  | Floor Mounted |  | No | Not Applicable | 150 | Category I | 8 |  | 0.5 | 1.5 | No | [7 empty] | 399999 BTU/Hr |  |  |  | 65 |  | Not Applicable | On/Off | No, it does not comply with jurisdictions having 14ng/J NOx Regulations | [6 empty] | 665 | 35.5 | 30.25 | 80.875 | 692 | 1200 | 28.25 | 63.875 |  | 71.625 |  |  | 388 | 28.75 | 54 |  |  |  |  | 6.25 | 54 | [8 empty] | 1 | 51 | 48 | ANSI Z21.10.3-2019/CSA 4.3-2019 | Yes | Yes | Yes | No | Not Applicable | [5 empty] | 40171 | COM GAS NC | 7056675
D65T399E5NA | D65T399A | Bradford White | 671632480609 | Active | [10 empty] | No | Not Applicable | Not Applicable | Commercial Water Heating | Water Heating.Gas | 5 | 1 |  |  |  | 238-47675-00 |  |  |  | 238-36612-00 |  | 238-80507-00 |  |  |  |  | Gas | Natural Gas |  |  |  | Indoor |  | Floor Mounted |  | Yes | HLW | 150 | Category I | 8 |  | 0.5 | 1.5 | No | [7 empty] | 399999 BTU/Hr |  |  |  | 65 |  | Not Applicable | On/Off | No, it does not comply with jurisdictions having 14ng/J NOx Regulations | [6 empty] | 720 | 35.5 | 30.25 | 80.875 | 749 | 1255 | 28.25 | 63.875 |  | 71.625 |  |  | 388 | 28.75 | 54 |  |  |  |  | 6.25 | 54 | [8 empty] | 1 | 51 | 48 | ANSI Z21.10.3-2019/CSA 4.3-2019 | Yes | Yes | Yes | No | Not Applicable | [5 empty] | 40161 | COM GAS ASME | 7056675
D65T6253N | D65T625 | Bradford White | 671632509256 | Active | [10 empty] | No | Not Applicable | Not Applicable | Commercial Water Heating | Water Heating.Gas | 3 | 1 |  |  |  | 238-47675-00 |  |  |  | 238-36612-00 |  | 238-47703-00 |  |  |  |  | Gas | Natural Gas |  |  |  | Indoor |  | Floor Mounted |  | No | Not Applicable | 150 | Category I | 8 |  | 0.5 | 1.5 | No | [7 empty] | 625000 BTU/Hr |  |  |  | 65 |  | Not Applicable | On/Off | No, it does not comply with jurisdictions having 14ng/J NOx Regulations | [6 empty] | 720 | 44 | 30.25 | 79.375 | 749 | 1255 | 28.25 | 73.375 |  | 73.375 |  |  | 606 | [6 empty] | 6.25 | 58.125 | [8 empty] | 1 | 42 | 42 | ANSI Z21.10.3-2019/CSA 4.3-2019 | Yes | Yes | Yes | No | Not Applicable | [5 empty] | 40171 | COM GAS NC | 202275071
D65T6253N-806 | D65T625 | Bradford White | 671632264711 | Active | The ""-806"" indicates that this SKU was designed and certified for Installation in Canada. | [9 empty] | No | Not Applicable | Not Applicable | Commercial Water Heating | Water Heating.Gas | 3 | 1 |  |  |  | 238-47675-00 |  |  |  | 238-36612-00 |  | 238-47703-00 |  |  |  |  | Gas | Natural Gas |  |  |  | Indoor |  | Floor Mounted |  | No | Not Applicable | 150 | Category I | 8 |  | 0.5 | 1.5 | No | [7 empty] | Not Applicable |  |  |  | 65 |  | Not Applicable | On/Off | Not Applicable | [6 empty] | 720 | 44 | 30.25 | 79.375 | 749 | 1255 | 28.25 | 73.375 |  | 73.375 |  |  | 606 | [6 empty] | 6.25 | 58.125 | [8 empty] | 1 | 42 | 42 | Not Applicable | Yes | No | Yes | No | Not Applicable | 238-47716-00 |  |  |  |  | 40171 | COM GAS NC
D65T6253N-807 | D65T625 | Bradford White | 671632264728 | Active | The ""-807"" indicates that this SKU was designed to operate in High Altitudes ranging from 2,000 to 4,500 feet, and are certified for Installation in Canada. | [9 empty] | No | Not Applicable | Not Applicable | Commercial Water Heating | Water Heating.Gas | 3 | 1 |  |  |  | 238-47675-00 |  |  |  | 238-36612-00 |  | 238-47703-00 |  |  |  |  | Gas | Natural Gas |  |  |  | Indoor |  | Floor Mounted |  | No | Not Applicable | 150 | Category I | 8 |  | 0.5 | 1.5 | No | [7 empty] | Not Applicable |  |  |  | 65 |  | Not Applicable | On/Off | Not Applicable | [6 empty] | 720 | 44 | 30.25 | 79.375 | 749 | 1255 | 28.25 | 73.375 |  | 73.375 |  |  | 606 | [6 empty] | 6.25 | 58.125 | [8 empty] | 1 | 42 | 42 | Not Applicable | Yes | No | Yes | No | Not Applicable | 238-47716-00 |  |  |  |  | 40171 | COM GAS NC
D65T6253N-823 | D65T625 | Bradford White | 671632660940 | Active | The ""-823"" indicates that this SKU was designed to operate in Altitudes between 2,001 feet and 5,000 feet. | [9 empty] | No | Not Applicable | Not Applicable | Commercial Water Heating | Water Heating.Gas | 3 | 1 |  |  |  | 238-47675-00 |  |  |  | 238-36612-00 |  | 238-47703-00 |  |  |  |  | Gas | Natural Gas |  |  |  | Indoor |  | Floor Mounted |  | No | Not Applicable | 150 | Category I | 8 |  | 0.5 | 1.5 | No | [7 empty] | 625000 BTU/Hr |  |  |  | 65 |  | Not Applicable | On/Off | No, it does not comply with jurisdictions having 14ng/J NOx Regulations | [6 empty] | 720 | 44 | 30.25 | 79.375 | 749 | 1255 | 28.25 | 73.375 |  | 73.375 |  |  | 606 | [6 empty] | 6.25 | 58.125 | [8 empty] | 1 | 42 | 42 | ANSI Z21.10.3-2019/CSA 4.3-2019 | Yes | Yes | Yes | No | Not Applicable | [5 empty] | 40171 | COM GAS NC | 202275071
D65T6253NA | D65T625A | Bradford White | 671632264735 | Active | [10 empty] | No | Not Applicable | Not Applicable | Commercial Water Heating | Water Heating.Gas | 3 | 1 |  |  |  | 238-47675-00 |  |  |  | 238-36612-00 |  | 238-47703-00 |  |  |  |  | Gas | Natural Gas |  |  |  | Indoor |  | Floor Mounted |  | Yes | HLW | 150 | Category I | 8 |  | 0.5 | 1.5 | No | [7 empty] | 625000 BTU/Hr |  |  |  | 65 |  | Not Applicable | On/Off | No, it does not comply with jurisdictions having 14ng/J NOx Regulations | [6 empty] | 775 | 44 | 30.25 | 79.375 | 806 | 1310 | 28.25 | 73.375 |  | 73.375 |  |  | 606 | [6 empty] | 6.25 | 58.125 | [8 empty] | 1 | 42 | 42 | ANSI Z21.10.3-2019/CSA 4.3-2019 | Yes | Yes | Yes | No | Not Applicable | [5 empty] | 40161 | COM GAS ASME | 202275071
D65T6253NA-806 | D65T625A | Bradford White | 671632264766 | Active | The ""-806"" indicates that this SKU was designed and certified for Installation in Canada. | [9 empty] | No | Not Applicable | Not Applicable | Commercial Water Heating | Water Heating.Gas | 3 | 1 |  |  |  | 238-47675-00 |  |  |  | 238-36612-00 |  | 238-47703-00 |  |  |  |  | Gas | Natural Gas |  |  |  | Indoor |  | Floor Mounted |  | Yes | HLW | 150 | Category I | 8 |  | 0.5 | 1.5 | No | [7 empty] | Not Applicable |  |  |  | 65 |  | Not Applicable | On/Off | Not Applicable | [6 empty] | 775 | 44 | 30.25 | 79.375 | 806 | 1310 | 28.25 | 73.375 |  | 73.375 |  |  | 606 | [6 empty] | 6.25 | 58.125 | [8 empty] | 1 | 42 | 42 | Not Applicable | Yes | No | Yes | No | Not Applicable | 238-47716-00 |  |  |  |  | 40161 | COM GAS ASME
D65T6253NA-807 | D65T625A | Bradford White | 671632275748 | Active | The ""-807"" indicates that this SKU was designed to operate in High Altitudes ranging from 2,000 to 4,500 feet, and are certified for Installation in Canada. | [9 empty] | No | Not Applicable | Not Applicable | Commercial Water Heating | Water Heating.Gas | 3 | 1 |  |  |  | 238-47675-00 |  |  |  | 238-36612-00 |  | 238-47703-00 |  |  |  |  | Gas | Natural Gas |  |  |  | Indoor |  | Floor Mounted |  | Yes | HLW | 150 | Category I | 8 |  | 0.5 | 1.5 | No | [7 empty] | Not Applicable |  |  |  | 65 |  | Not Applicable | On/Off | Not Applicable | [6 empty] | 775 | 44 | 30.25 | 79.375 | 806 | 1310 | 28.25 | 73.375 |  | 73.375 |  |  | 606 | [6 empty] | 6.25 | 58.125 | [8 empty] | 1 | 42 | 42 | Not Applicable | Yes | No | Yes | No | Not Applicable | 238-47716-00 |  |  |  |  | 40161 | COM GAS ASME
D65T6253NA-823 | D65T625A | Bradford White | 671632534913 | Active | The ""-823"" indicates that this SKU was designed to operate in Altitudes between 2,001 feet and 5,000 feet. | [9 empty] | No | Not Applicable | Not Applicable | Commercial Water Heating | Water Heating.Gas | 3 | 1 |  |  |  | 238-47675-00 |  |  |  | 238-36612-00 |  | 238-47703-00 |  |  |  |  | Gas | Natural Gas |  |  |  | Indoor |  | Floor Mounted |  | Yes | HLW | 150 | Category I | 8 |  | 0.5 | 1.5 | No | [7 empty] | 625000 BTU/Hr |  |  |  | 65 |  | Not Applicable | On/Off | No, it does not comply with jurisdictions having 14ng/J NOx Regulations | [6 empty] | 775 | 44 | 30.25 | 79.375 | 806 | 1310 | 28.25 | 73.375 |  | 73.375 |  |  | 606 | [6 empty] | 6.25 | 58.125 | [8 empty] | 1 | 42 | 42 | ANSI Z21.10.3-2019/CSA 4.3-2019 | Yes | Yes | Yes | No | Not Applicable | [5 empty] | 40161 | COM GAS ASME | 202275071
D65T6253X | D65T625 | Bradford White | 671632264773 | Active | [10 empty] | No | Not Applicable | Not Applicable | Commercial Water Heating | Water Heating.Gas | 3 | 1 |  |  |  | 238-47675-00 |  |  |  | 238-36612-00 |  | 238-47703-00 |  |  |  |  | Gas | Liquid Propane |  |  |  | Indoor |  | Floor Mounted |  | No | Not Applicable | 150 | Category I | 8 |  | 0.5 | 1.5 | No | [7 empty] | 625000 BTU/Hr |  |  |  | 65 |  | Not Applicable | On/Off | Not Applicable | [6 empty] | 720 | 44 | 30.25 | 79.375 | 749 | 1255 | 28.25 | 73.375 |  | 73.375 |  |  | 606 | [6 empty] | 6.25 | 58.125 | [8 empty] | 1 | 42 | 42 | ANSI Z21.10.3-2019/CSA 4.3-2019 | Yes | Yes | Yes | No | Not Applicable | [5 empty] | 40171 | COM GAS NC | 202285178
D65T6253X-806 | D65T625 | Bradford White | 671632746514 | Active | The ""-806"" indicates that this SKU was designed and certified for Installation in Canada. | [9 empty] | No | Not Applicable | Not Applicable | Commercial Water Heating | Water Heating.Gas | 3 | 1 |  |  |  | 238-47675-00 |  |  |  | 238-36612-00 |  | 238-47703-00 |  |  |  |  | Gas | Liquid Propane |  |  |  | Indoor |  | Floor Mounted |  | No | Not Applicable | 150 | Category I | 8 |  | 0.5 | 1.5 | No | [7 empty] | Not Applicable |  |  |  | 65 |  | Not Applicable | On/Off | Not Applicable | [6 empty] | 720 | 44 | 30.25 | 79.375 | 749 | 1255 | 28.25 | 73.375 |  | 73.375 |  |  | 606 | [6 empty] | 6.25 | 58.125 | [8 empty] | 1 | 42 | 42 | Not Applicable | Yes | No | Yes | No | Not Applicable | 238-47716-00 |  |  |  |  | 40171 | COM GAS NC
D65T6253XA | D65T625A | Bradford White | 671632264797 | Active | [10 empty] | No | Not Applicable | Not Applicable | Commercial Water Heating | Water Heating.Gas | 3 | 1 |  |  |  | 238-47675-00 |  |  |  | 238-36612-00 |  | 238-47703-00 |  |  |  |  | Gas | Liquid Propane |  |  |  | Indoor |  | Floor Mounted |  | Yes | HLW | 150 | Category I | 8 |  | 0.5 | 1.5 | No | [7 empty] | 625000 BTU/Hr |  |  |  | 65 |  | Not Applicable | On/Off | Not Applicable | [6 empty] | 775 | 44 | 30.25 | 79.375 | 806 | 1310 | 28.25 | 73.375 |  | 73.375 |  |  | 606 | [6 empty] | 6.25 | 58.125 | [8 empty] | 1 | 42 | 42 | ANSI Z21.10.3-2019/CSA 4.3-2019 | Yes | Yes | Yes | No | Not Applicable | [5 empty] | 40161 | COM GAS ASME | 202285178
D65T6253XA-823 | D65T625A | Bradford White | 671632712366 | Active | The ""-823"" indicates that this SKU was designed to operate in Altitudes between 2,001 feet and 5,000 feet. | [9 empty] | No | Not Applicable | Not Applicable | Commercial Water Heating | Water Heating.Gas | 3 | 1 |  |  |  | 238-47675-00 |  |  |  | 238-36612-00 |  | 238-47703-00 |  |  |  |  | Gas | Liquid Propane |  |  |  | Indoor |  | Floor Mounted |  | Yes | HLW | 150 | Category I | 8 |  | 0.5 | 1.5 | No | [7 empty] | 625000 BTU/Hr |  |  |  | 65 |  | Not Applicable | On/Off | Not Applicable | [6 empty] | 775 | 44 | 30.25 | 79.375 | 806 | 1310 | 28.25 | 73.375 |  | 73.375 |  |  | 606 | [6 empty] | 6.25 | 58.125 | [8 empty] | 1 | 42 | 42 | ANSI Z21.10.3-2019/CSA 4.3-2019 | Yes | Yes | Yes | No | Not Applicable | [5 empty] | 40161 | COM GAS ASME | 202285178
D65T6255NA | D65T625A | Bradford White | 671632573073 | Active | [10 empty] | No | Not Applicable | Not Applicable | Commercial Water Heating | Water Heating.Gas | 5 | 1 |  |  |  | 238-47675-00 |  |  |  | 238-36612-00 |  | 238-47703-00 |  |  |  |  | Gas | Natural Gas |  |  |  | Indoor |  | Floor Mounted |  | Yes | HLW | 150 | Category I | 8 |  | 0.5 | 1.5 | No | [7 empty] | 625000 BTU/Hr |  |  |  | 65 |  | Not Applicable | On/Off | No, it does not comply with jurisdictions having 14ng/J NOx Regulations | [6 empty] | 775 | 44 | 30.25 | 79.375 | 806 | 1310 | 28.25 | 73.375 |  | 73.375 |  |  | 606 | [6 empty] | 6.25 | 58.125 | [8 empty] | 1 | 42 | 42 | ANSI Z21.10.3-2019/CSA 4.3-2019 | Yes | Yes | Yes | No | Not Applicable | [5 empty] | 40161 | COM GAS ASME | 202275071
D75T1253N | D75T125 | Bradford White | 671632253555 | Active | [10 empty] | No | Not Applicable | Not Applicable | Commercial Water Heating | Water Heating.Gas | 3 | 1 |  |  |  | 238-47675-00 |  |  |  | 238-36612-00 | [6 empty] | Gas | Natural Gas |  |  |  | Indoor |  | Floor Mounted |  | No | Not Applicable | 150 | Category I | 5 |  | 0.5 | 1.5 | No | [7 empty] | 125000 BTU/Hr |  |  |  | 75 |  | Not Applicable | On/Off | No, it does not comply with jurisdictions having 14ng/J NOx Regulations | [6 empty] | 520 | 35.5 | 30.25 | 80.875 | 541 | 1138 | 28.25 | 65.0625 |  | 76.1875 |  |  | 121 | 25.4375 | 66..25 | 14.5 |  |  |  | 8.6875 | 55.8125 | [8 empty] | 1 | 51 | 48 | ANSI Z21.10.3-2019/CSA 4.3-2019 | Yes | Yes | Yes | No | Not Applicable | [5 empty] | 40171 | COM GAS NC | 7057194
D75T1253N-806 | D75T125 | Bradford White | 671632253630 | Active | The ""-806"" indicates that this SKU was designed and certified for Installation in Canada. | [9 empty] | No | Not Applicable | Not Applicable | Commercial Water Heating | Water Heating.Gas | 3 | 1 |  |  |  | 238-47675-00 |  |  |  | 238-36612-00 | [6 empty] | Gas | Natural Gas |  |  |  | Indoor |  | Floor Mounted |  | No | Not Applicable | 150 | Category I | 5 |  | 0.5 | 1.5 | No | [7 empty] | Not Applicable |  |  |  | 75 |  | Not Applicable | On/Off | Not Applicable | [6 empty] | 520 | 35.5 | 30.25 | 80.875 | 541 | 1138 | 28.25 | 65.0625 |  | 76.1875 |  |  | 121 | 25.4375 | 66..25 | 14.5 |  |  |  | 8.6875 | 55.8125 | [8 empty] | 1 | 51 | 48 | Not Applicable | Yes | No | Yes | No | Not Applicable | 238-47716-00 |  |  |  |  | 40171 | COM GAS NC
D75T1253N-807 | D75T125 | Bradford White | 671632253654 | Active | The ""-807"" indicates that this SKU was designed to operate in High Altitudes ranging from 2,000 to 4,500 feet, and are certified for Installation in Canada. | [9 empty] | No | Not Applicable | Not Applicable | Commercial Water Heating | Water Heating.Gas | 3 | 1 |  |  |  | 238-47675-00 |  |  |  | 238-36612-00 | [6 empty] | Gas | Natural Gas |  |  |  | Indoor |  | Floor Mounted |  | No | Not Applicable | 150 | Category I | 5 |  | 0.5 | 1.5 | No | [7 empty] | Not Applicable |  |  |  | 75 |  | Not Applicable | On/Off | Not Applicable | [6 empty] | 520 | 35.5 | 30.25 | 80.875 | 541 | 1138 | 28.25 | 65.0625 |  | 76.1875 |  |  | 121 | 25.4375 | 66..25 | 14.5 |  |  |  | 8.6875 | 55.8125 | [8 empty] | 1 | 51 | 48 | Not Applicable | Yes | No | Yes | No | Not Applicable | 238-47716-00 |  |  |  |  | 40171 | COM GAS NC
D75T1253N-823 | D75T125 | Bradford White | 671632337767 | Active | The ""-823"" indicates that this SKU was designed to operate in Altitudes between 2,001 feet and 5,000 feet. | [9 empty] | No | Not Applicable | Not Applicable | Commercial Water Heating | Water Heating.Gas | 3 | 1 |  |  |  | 238-47675-00 |  |  |  | 238-36612-00 | [6 empty] | Gas | Natural Gas |  |  |  | Indoor |  | Floor Mounted |  | No | Not Applicable | 150 | Category I | 5 |  | 0.5 | 1.5 | No | [7 empty] | 125000 BTU/Hr |  |  |  | 75 |  | Not Applicable | On/Off | No, it does not comply with jurisdictions having 14ng/J NOx Regulations | [6 empty] | 520 | 35.5 | 30.25 | 80.875 | 541 | 1138 | 28.25 | 65.0625 |  | 76.1875 |  |  | 121 | 25.4375 | 66..25 | 14.5 |  |  |  | 8.6875 | 55.8125 | [8 empty] | 1 | 51 | 48 | ANSI Z21.10.3-2019/CSA 4.3-2019 | Yes | Yes | Yes | No | Not Applicable | [5 empty] | 40171 | COM GAS NC | 7057194
D75T1253N-867 | D75T125 | Bradford White | 671632718863 | Active | The ""-867"" indicates that this SKU was designed to operate in Altitudes between 5,001 feet and 8,000 feet. | [9 empty] | No | Not Applicable | Not Applicable | Commercial Water Heating | Water Heating.Gas | 3 | 1 |  |  |  | 238-47675-00 |  |  |  | 238-36612-00 | [6 empty] | Gas | Natural Gas |  |  |  | Indoor |  | Floor Mounted |  | No | Not Applicable | 150 | Category I | 5 |  | 0.5 | 1.5 | No | [7 empty] | 125000 BTU/Hr |  |  |  | 75 |  | Not Applicable | On/Off | No, it does not comply with jurisdictions having 14ng/J NOx Regulations | [6 empty] | 520 | 35.5 | 30.25 | 80.875 | 541 | 1138 | 28.25 | 65.0625 |  | 76.1875 |  |  | 121 | 25.4375 | 66..25 | 14.5 |  |  |  | 8.6875 | 55.8125 | [8 empty] | 1 | 51 | 48 | ANSI Z21.10.3-2019/CSA 4.3-2019 | Yes | Yes | Yes | No | Not Applicable | [5 empty] | 40171 | COM GAS NC | 7057194
D75T1253X | D75T125 | Bradford White | 671632253562 | Active | [10 empty] | No | Not Applicable | Not Applicable | Commercial Water Heating | Water Heating.Gas | 3 | 1 |  |  |  | 238-47675-00 |  |  |  | 238-36612-00 | [6 empty] | Gas | Liquid Propane |  |  |  | Indoor |  | Floor Mounted |  | No | Not Applicable | 150 | Category I | 5 |  | 0.5 | 1.5 | No | [7 empty] | 125000 BTU/Hr |  |  |  | 75 |  | Not Applicable | On/Off | Not Applicable | [6 empty] | 720 | 35.5 | 30.25 | 80.875 | 749 | 1338 | 28.25 | 65.0625 |  | 76.1875 |  |  | 121 | 25.4375 | 66..25 | 14.5 |  |  |  | 8.6875 | 55.8125 | [8 empty] | 1 | 51 | 48 | ANSI Z21.10.3-2019/CSA 4.3-2019 | Yes | Yes | Yes | No | Not Applicable | [5 empty] | 40171 | COM GAS NC | 7057195
D75T1253X-806 | D75T125 | Bradford White | 671632253647 | Active | The ""-806"" indicates that this SKU was designed and certified for Installation in Canada. | [9 empty] | No | Not Applicable | Not Applicable | Commercial Water Heating | Water Heating.Gas | 3 | 1 |  |  |  | 238-47675-00 |  |  |  | 238-36612-00 | [6 empty] | Gas | Liquid Propane |  |  |  | Indoor |  | Floor Mounted |  | No | Not Applicable | 150 | Category I | 5 |  | 0.5 | 1.5 | No | [7 empty] | Not Applicable |  |  |  | 75 |  | Not Applicable | On/Off | Not Applicable | [6 empty] | 520 | 35.5 | 30.25 | 80.875 | 541 | 1138 | 28.25 | 65.0625 |  | 76.1875 |  |  | 121 | 25.4375 | 66..25 | 14.5 |  |  |  | 8.6875 | 55.8125 | [8 empty] | 1 | 51 | 48 | Not Applicable | Yes | No | Yes | No | Not Applicable | 238-47716-00 |  |  |  |  | 40171 | COM GAS NC
D75T1253X-807 | D75T125 | Bradford White | 671632253661 | Active | The ""-807"" indicates that this SKU was designed to operate in High Altitudes ranging from 2,000 to 4,500 feet, and are certified for Installation in Canada. | [9 empty] | No | Not Applicable | Not Applicable | Commercial Water Heating | Water Heating.Gas | 3 | 1 |  |  |  | 238-47675-00 |  |  |  | 238-36612-00 | [6 empty] | Gas | Liquid Propane |  |  |  | Indoor |  | Floor Mounted |  | No | Not Applicable | 150 | Category I | 5 |  | 0.5 | 1.5 | No | [7 empty] | Not Applicable |  |  |  | 75 |  | Not Applicable | On/Off | Not Applicable | [6 empty] | 520 | 35.5 | 30.25 | 80.875 | 541 | 1138 | 28.25 | 65.0625 |  | 76.1875 |  |  | 121 | 25.4375 | 66..25 | 14.5 |  |  |  | 8.6875 | 55.8125 | [8 empty] | 1 | 51 | 48 | Not Applicable | Yes | No | Yes | No | Not Applicable | 238-47716-00 |  |  |  |  | 40171 | COM GAS NC
D75T1253X-823 | D75T125 | Bradford White | 671632665648 | Active | The ""-823"" indicates that this SKU was designed to operate in Altitudes between 2,001 feet and 5,000 feet. | [9 empty] | No | Not Applicable | Not Applicable | Commercial Water Heating | Water Heating.Gas | 3 | 1 |  |  |  | 238-47675-00 |  |  |  | 238-36612-00 | [6 empty] | Gas | Liquid Propane |  |  |  | Indoor |  | Floor Mounted |  | No | Not Applicable | 150 | Category I | 5 |  | 0.5 | 1.5 | No | [7 empty] | 125000 BTU/Hr |  |  |  | 75 |  | Not Applicable | On/Off | Not Applicable | [6 empty] | 520 | 35.5 | 30.25 | 80.875 | 541 | 1138 | 28.25 | 65.0625 |  | 76.1875 |  |  | 121 | 25.4375 | 66..25 | 14.5 |  |  |  | 8.6875 | 55.8125 | [8 empty] | 1 | 51 | 48 | ANSI Z21.10.3-2019/CSA 4.3-2019 | Yes | Yes | Yes | No | Not Applicable | [5 empty] | 40171 | COM GAS NC | 7057195
D75T1253X-867 | D75T125 | Bradford White | 671632737093 | Active | The ""-867"" indicates that this SKU was designed to operate in Altitudes between 5,001 feet and 8,000 feet. | [9 empty] | No | Not Applicable | Not Applicable | Commercial Water Heating | Water Heating.Gas | 3 | 1 |  |  |  | 238-47675-00 |  |  |  | 238-36612-00 | [6 empty] | Gas | Liquid Propane |  |  |  | Indoor |  | Floor Mounted |  | No | Not Applicable | 150 | Category I | 5 |  | 0.5 | 1.5 | No | [7 empty] | 125000 BTU/Hr |  |  |  | 75 |  | Not Applicable | On/Off | Not Applicable | [6 empty] | 720 | 35.5 | 30.25 | 80.875 | 749 | 1338 | 28.25 | 65.0625 |  | 76.1875 |  |  | 121 | 25.4375 | 66..25 | 14.5 |  |  |  | 8.6875 | 55.8125 | [8 empty] | 1 | 51 | 48 | ANSI Z21.10.3-2019/CSA 4.3-2019 | Yes | Yes | Yes | No | Not Applicable | [5 empty] | 40171 | COM GAS NC | 7057195
D75T1255N | D75T125 | Bradford White | 671632736126 | Active | [10 empty] | No | Not Applicable | Not Applicable | Commercial Water Heating | Water Heating.Gas | 5 | 1 |  |  |  | 238-47675-00 |  |  |  | 238-36612-00 | [6 empty] | Gas | Natural Gas |  |  |  | Indoor |  | Floor Mounted |  | No | Not Applicable | 150 | Category I | 5 |  | 0.5 | 1.5 | No | [7 empty] | 125000 BTU/Hr |  |  |  | 75 |  | Not Applicable | On/Off | No, it does not comply with jurisdictions having 14ng/J NOx Regulations | [6 empty] | 520 | 35.5 | 30.25 | 80.875 | 541 | 1138 | 28.25 | 65.0625 |  | 76.1875 |  |  | 121 | 25.4375 | 66..25 | 14.5 |  |  |  | 8.6875 | 55.8125 | [8 empty] | 1 | 51 | 48 | ANSI Z21.10.3-2019/CSA 4.3-2019 | Yes | Yes | Yes | No | Not Applicable | [5 empty] | 40171 | COM GAS NC | 7057194
D75T125E3N | D75T125 | Bradford White | 671632285952 | Active | [10 empty] | No | Not Applicable | Not Applicable | Commercial Water Heating | Water Heating.Gas | 3 | 1 |  |  |  | 238-47675-00 |  |  |  | 238-36612-00 | [6 empty] | Gas | Natural Gas |  |  |  | Indoor |  | Floor Mounted |  | No | Not Applicable | 150 | Category I | 5 |  | 0.5 | 1.5 | No | [7 empty] | 125000 BTU/Hr |  |  |  | 75 |  | Not Applicable | On/Off | No, it does not comply with jurisdictions having 14ng/J NOx Regulations | [6 empty] | 520 | 35.5 | 30.25 | 80.875 | 541 | 1138 | 28.25 | 65.0625 |  | 76.1875 |  |  | 121 | 25.4375 | 66..25 | 14.5 |  |  |  | 8.6875 | 55.8125 | [8 empty] | 1 | 51 | 48 | ANSI Z21.10.3-2019/CSA 4.3-2019 | Yes | Yes | Yes | No | Not Applicable | [5 empty] | 40171 | COM GAS NC | 7057194
D75T125E5N | D75T125 | Bradford White | 671632480630 | Active | [10 empty] | No | Not Applicable | Not Applicable | Commercial Water Heating | Water Heating.Gas | 5 | 1 |  |  |  | 238-47675-00 |  |  |  | 238-36612-00 | [6 empty] | Gas | Natural Gas |  |  |  | Indoor |  | Floor Mounted |  | No | Not Applicable | 150 | Category I | 5 |  | 0.5 | 1.5 | No | [7 empty] | 125000 BTU/Hr |  |  |  | 75 |  | Not Applicable | On/Off | No, it does not comply with jurisdictions having 14ng/J NOx Regulations | [6 empty] | 520 | 35.5 | 30.25 | 80.875 | 541 | 1138 | 28.25 | 65.0625 |  | 76.1875 |  |  | 121 | 25.4375 | 66..25 | 14.5 |  |  |  | 8.6875 | 55.8125 | [8 empty] | 1 | 51 | 48 | ANSI Z21.10.3-2019/CSA 4.3-2019 | Yes | Yes | Yes | No | Not Applicable | [5 empty] | 40171 | COM GAS NC | 7057194
D75T1603N | D75T160 | Bradford White | 671632262991 | Active | [10 empty] | No | Not Applicable | Not Applicable | Commercial Water Heating | Water Heating.Gas | 3 | 1 |  |  |  | 238-47675-00 |  |  |  | 238-36612-00 |  | 238-80507-00 |  |  |  |  | Gas | Natural Gas |  |  |  | Indoor |  | Floor Mounted |  | No | Not Applicable | 150 | Category I | 6 |  | 0.5 | 1.5 | No | [7 empty] | 160000 BTU/Hr |  |  |  | 75 |  | Not Applicable | On/Off | No, it does not comply with jurisdictions having 14ng/J NOx Regulations | [6 empty] | 520 | 35.5 | 30.25 | 80.875 | 541 | 1138 | 28.25 | 65.0625 |  | 76.1875 |  |  | 155 | 25.4375 | 66.25 | 14.5 |  |  |  | 8.6875 | 55.8125 | [8 empty] | 1 | 51 | 48 | ANSI Z21.10.3-2019/CSA 4.3-2019 | Yes | Yes | Yes | No | Not Applicable | [5 empty] | 40171 | COM GAS NC | 7056629
D75T1603N-806 | D75T160 | Bradford White | 671632275144 | Active | The ""-806"" indicates that this SKU was designed and certified for Installation in Canada. | [9 empty] | No | Not Applicable | Not Applicable | Commercial Water Heating | Water Heating.Gas | 3 | 1 |  |  |  | 238-47675-00 |  |  |  | 238-36612-00 |  | 238-80507-00 |  |  |  |  | Gas | Natural Gas |  |  |  | Indoor |  | Floor Mounted |  | No | Not Applicable | 150 | Category I | 6 |  | 0.5 | 1.5 | No | [7 empty] | Not Applicable |  |  |  | 75 |  | Not Applicable | On/Off | Not Applicable | [6 empty] | 520 | 35.5 | 30.25 | 80.875 | 541 | 1138 | 28.25 | 65.0625 |  | 76.1875 |  |  | 155 | 25.4375 | 66.25 | 14.5 |  |  |  | 8.6875 | 55.8125 | [8 empty] | 1 | 51 | 48 | Not Applicable | Yes | No | Yes | No | Not Applicable | 238-47716-00 |  |  |  |  | 40171 | COM GAS NC
D75T1603N-807 | D75T160 | Bradford White | 671632274758 | Active | The ""-807"" indicates that this SKU was designed to operate in High Altitudes ranging from 2,000 to 4,500 feet, and are certified for Installation in Canada. | [9 empty] | No | Not Applicable | Not Applicable | Commercial Water Heating | Water Heating.Gas | 3 | 1 |  |  |  | 238-47675-00 |  |  |  | 238-36612-00 |  | 238-80507-00 |  |  |  |  | Gas | Natural Gas |  |  |  | Indoor |  | Floor Mounted |  | No | Not Applicable | 150 | Category I | 6 |  | 0.5 | 1.5 | No | [7 empty] | Not Applicable |  |  |  | 75 |  | Not Applicable | On/Off | Not Applicable | [6 empty] | 520 | 35.5 | 30.25 | 80.875 | 541 | 1138 | 28.25 | 65.0625 |  | 76.1875 |  |  | 155 | 25.4375 | 66.25 | 14.5 |  |  |  | 8.6875 | 55.8125 | [8 empty] | 1 | 51 | 48 | Not Applicable | Yes | No | Yes | No | Not Applicable | 238-47716-00 |  |  |  |  | 40171 | COM GAS NC
D75T1603N-823 | D75T160 | Bradford White | 671632337774 | Active | The ""-823"" indicates that this SKU was designed to operate in Altitudes between 2,001 feet and 5,000 feet. | [9 empty] | No | Not Applicable | Not Applicable | Commercial Water Heating | Water Heating.Gas | 3 | 1 |  |  |  | 238-47675-00 |  |  |  | 238-36612-00 |  | 238-80507-00 |  |  |  |  | Gas | Natural Gas |  |  |  | Indoor |  | Floor Mounted |  | No | Not Applicable | 150 | Category I | 6 |  | 0.5 | 1.5 | No | [7 empty] | 160000 BTU/Hr |  |  |  | 75 |  | Not Applicable | On/Off | No, it does not comply with jurisdictions having 14ng/J NOx Regulations | [6 empty] | 520 | 35.5 | 30.25 | 80.875 | 541 | 1138 | 28.25 | 65.0625 |  | 76.1875 |  |  | 155 | 25.4375 | 66.25 | 14.5 |  |  |  | 8.6875 | 55.8125 | [8 empty] | 1 | 51 | 48 | ANSI Z21.10.3-2019/CSA 4.3-2019 | Yes | Yes | Yes | No | Not Applicable | [5 empty] | 40171 | COM GAS NC | 7056629
D75T1603N-867 | D75T160 | Bradford White | 671632867042 | Active | The ""-867"" indicates that this SKU was designed to operate in Altitudes between 5,001 feet and 8,000 feet. | [9 empty] | No | Not Applicable | Not Applicable | Commercial Water Heating | Water Heating.Gas | 3 | 1 |  |  |  | 238-47675-00 |  |  |  | 238-36612-00 |  | 238-80507-00 |  |  |  |  | Gas | Natural Gas |  |  |  | Indoor |  | Floor Mounted |  | No | Not Applicable | 150 | Category I | 6 |  | 0.5 | 1.5 | No | [7 empty] | 160000 BTU/Hr |  |  |  | 75 |  | Not Applicable | On/Off | No, it does not comply with jurisdictions having 14ng/J NOx Regulations | [6 empty] | 520 | 35.5 | 30.25 | 80.875 | 541 | 1138 | 28.25 | 65.0625 |  | 76.1875 |  |  | 155 | 25.4375 | 66.25 | 14.5 |  |  |  | 8.6875 | 55.8125 | [8 empty] | 1 | 51 | 48 | ANSI Z21.10.3-2019/CSA 4.3-2019 | Yes | Yes | Yes | No | Not Applicable | [5 empty] | 40171 | COM GAS NC | 7056629
D75T1603X | D75T160 | Bradford White | 671632264827 | Active | [10 empty] | No | Not Applicable | Not Applicable | Commercial Water Heating | Water Heating.Gas | 3 | 1 |  |  |  | 238-47675-00 |  |  |  | 238-36612-00 |  | 238-80507-00 |  |  |  |  | Gas | Liquid Propane |  |  |  | Indoor |  | Floor Mounted |  | No | Not Applicable | 150 | Category I | 6 |  | 0.5 | 1.5 | No | [7 empty] | 155000 BTU/Hr |  |  |  | 75 |  | Not Applicable | On/Off | Not Applicable | [6 empty] | 520 | 35.5 | 30.25 | 80.875 | 541 | 1138 | 28.25 | 65.0625 |  | 76.1875 |  |  | 155 | 25.4375 | 66.25 | 14.5 |  |  |  | 8.6875 | 55.8125 | [8 empty] | 1 | 51 | 48 | ANSI Z21.10.3-2019/CSA 4.3-2019 | Yes | Yes | Yes | No | Not Applicable | [5 empty] | 40171 | COM GAS NC | 7056664
D75T1603X-806 | D75T160 | Bradford White | 671632304769 | Active | The ""-806"" indicates that this SKU was designed and certified for Installation in Canada. | [9 empty] | No | Not Applicable | Not Applicable | Commercial Water Heating | Water Heating.Gas | 3 | 1 |  |  |  | 238-47675-00 |  |  |  | 238-36612-00 |  | 238-80507-00 |  |  |  |  | Gas | Liquid Propane |  |  |  | Indoor |  | Floor Mounted |  | No | Not Applicable | 150 | Category I | 6 |  | 0.5 | 1.5 | No | [7 empty] | Not Applicable |  |  |  | 75 |  | Not Applicable | On/Off | Not Applicable | [6 empty] | 520 | 35.5 | 30.25 | 80.875 | 541 | 1138 | 28.25 | 65.0625 |  | 76.1875 |  |  | 155 | 25.4375 | 66.25 | 14.5 |  |  |  | 8.6875 | 55.8125 | [8 empty] | 1 | 51 | 48 | Not Applicable | Yes | No | Yes | No | Not Applicable | 238-47716-00 |  |  |  |  | 40171 | COM GAS NC
D75T1603X-807 | D75T160 | Bradford White | 671632670710 | Active | The ""-807"" indicates that this SKU was designed to operate in High Altitudes ranging from 2,000 to 4,500 feet, and are certified for Installation in Canada. | [9 empty] | No | Not Applicable | Not Applicable | Commercial Water Heating | Water Heating.Gas | 3 | 1 |  |  |  | 238-47675-00 |  |  |  | 238-36612-00 |  | 238-80507-00 |  |  |  |  | Gas | Liquid Propane |  |  |  | Indoor |  | Floor Mounted |  | No | Not Applicable | 150 | Category I | 6 |  | 0.5 | 1.5 | No | [7 empty] | Not Applicable |  |  |  | 75 |  | Not Applicable | On/Off | Not Applicable | [6 empty] | 520 | 35.5 | 30.25 | 80.875 | 541 | 1138 | 28.25 | 65.0625 |  | 76.1875 |  |  | 155 | 25.4375 | 66.25 | 14.5 |  |  |  | 8.6875 | 55.8125 | [8 empty] | 1 | 51 | 48 | Not Applicable | Yes | No | Yes | No | Not Applicable | 238-47716-00 |  |  |  |  | 40171 | COM GAS NC
D75T1603X-823 | D75T160 | Bradford White | 671632542253 | Active | The ""-823"" indicates that this SKU was designed to operate in Altitudes between 2,001 feet and 5,000 feet. | [9 empty] | No | Not Applicable | Not Applicable | Commercial Water Heating | Water Heating.Gas | 3 | 1 |  |  |  | 238-47675-00 |  |  |  | 238-36612-00 |  | 238-80507-00 |  |  |  |  | Gas | Liquid Propane |  |  |  | Indoor |  | Floor Mounted |  | No | Not Applicable | 150 | Category I | 6 |  | 0.5 | 1.5 | No | [7 empty] | 155000 BTU/Hr |  |  |  | 75 |  | Not Applicable | On/Off | Not Applicable | [6 empty] | 520 | 35.5 | 30.25 | 80.875 | 541 | 1138 | 28.25 | 65.0625 |  | 76.1875 |  |  | 155 | 25.4375 | 66.25 | 14.5 |  |  |  | 8.6875 | 55.8125 | [8 empty] | 1 | 51 | 48 | ANSI Z21.10.3-2019/CSA 4.3-2019 | Yes | Yes | Yes | No | Not Applicable | [5 empty] | 40171 | COM GAS NC | 7056664
D75T1603X-868 | D75T160 | Bradford White | 671632775149 | Active | The ""-868"" indicates that this SKU was designed to operate in Altitudes above 8,000 feet. | [9 empty] | No | Not Applicable | Not Applicable | Commercial Water Heating | Water Heating.Gas | 3 | 1 |  |  |  | 238-47675-00 |  |  |  | 238-36612-00 |  | 238-80507-00 |  |  |  |  | Gas | Liquid Propane |  |  |  | Indoor |  | Floor Mounted |  | No | Not Applicable | 150 | Category I | 6 |  | 0.5 | 1.5 | No | [7 empty] | 155000 BTU/Hr |  |  |  | 75 |  | Not Applicable | On/Off | Not Applicable | [6 empty] | 520 | 35.5 | 30.25 | 80.875 | 541 | 1138 | 28.25 | 65.0625 |  | 76.1875 |  |  | 155 | 25.4375 | 66.25 | 14.5 |  |  |  | 8.6875 | 55.8125 | [8 empty] | 1 | 51 | 48 | ANSI Z21.10.3-2019/CSA 4.3-2019 | Yes | Yes | Yes | No | Not Applicable | [5 empty] | 40171 | COM GAS NC | 7056664
D75T1605N | D75T160 | Bradford White | 671632197156 | Active | [10 empty] | No | Not Applicable | Not Applicable | Commercial Water Heating | Water Heating.Gas | 5 | 1 |  |  |  | 238-47675-00 |  |  |  | 238-36612-00 |  | 238-80507-00 |  |  |  |  | Gas | Natural Gas |  |  |  | Indoor |  | Floor Mounted |  | No | Not Applicable | 150 | Category I | 6 |  | 0.5 | 1.5 | No | [7 empty] | 160000 BTU/Hr |  |  |  | 75 |  | Not Applicable | On/Off | No, it does not comply with jurisdictions having 14ng/J NOx Regulations | [6 empty] | 520 | 35.5 | 30.25 | 80.875 | 541 | 1138 | 28.25 | 65.0625 |  | 76.1875 |  |  | 155 | 25.4375 | 66.25 | 14.5 |  |  |  | 8.6875 | 55.8125 | [8 empty] | 1 | 51 | 48 | ANSI Z21.10.3-2019/CSA 4.3-2019 | Yes | Yes | Yes | No | Not Applicable | [5 empty] | 40171 | COM GAS NC | 7056629
D75T1605X | D75T160 | Bradford White | 671632285402 | Active | [10 empty] | No | Not Applicable | Not Applicable | Commercial Water Heating | Water Heating.Gas | 5 | 1 |  |  |  | 238-47675-00 |  |  |  | 238-36612-00 |  | 238-80507-00 |  |  |  |  | Gas | Liquid Propane |  |  |  | Indoor |  | Floor Mounted |  | No | Not Applicable | 150 | Category I | 6 |  | 0.5 | 1.5 | No | [7 empty] | 155000 BTU/Hr |  |  |  | 75 |  | Not Applicable | On/Off | Not Applicable | [6 empty] | 520 | 35.5 | 30.25 | 80.875 | 541 | 1138 | 28.25 | 65.0625 |  | 76.1875 |  |  | 155 | 25.4375 | 66.25 | 14.5 |  |  |  | 8.6875 | 55.8125 | [8 empty] | 1 | 51 | 48 | ANSI Z21.10.3-2019/CSA 4.3-2019 | Yes | Yes | Yes | No | Not Applicable | [5 empty] | 40171 | COM GAS NC | 7056664
D75T160E3N | D75T160 | Bradford White | 671632286317 | Active | [10 empty] | No | Not Applicable | Not Applicable | Commercial Water Heating | Water Heating.Gas | 3 | 1 |  |  |  | 238-47675-00 |  |  |  | 238-36612-00 |  | 238-80507-00 |  |  |  |  | Gas | Natural Gas |  |  |  | Indoor |  | Floor Mounted |  | No | Not Applicable | 150 | Category I | 6 |  | 0.5 | 1.5 | No | [7 empty] | 160000 BTU/Hr |  |  |  | 75 |  | Not Applicable | On/Off | No, it does not comply with jurisdictions having 14ng/J NOx Regulations | [6 empty] | 520 | 35.5 | 30.25 | 80.875 | 541 | 1138 | 28.25 | 65.0625 |  | 76.1875 |  |  | 155 | 25.4375 | 66.25 | 14.5 |  |  |  | 8.6875 | 55.8125 | [8 empty] | 1 | 51 | 48 | ANSI Z21.10.3-2019/CSA 4.3-2019 | Yes | Yes | Yes | No | Not Applicable | [5 empty] | 40171 | COM GAS NC | 7056629
D75T160E3N-823 | D75T160 | Bradford White | 671632644407 | Active | The ""-823"" indicates that this SKU was designed to operate in Altitudes between 2,001 feet and 5,000 feet. | [9 empty] | No | Not Applicable | Not Applicable | Commercial Water Heating | Water Heating.Gas | 3 | 1 |  |  |  | 238-47675-00 |  |  |  | 238-36612-00 |  | 238-80507-00 |  |  |  |  | Gas | Natural Gas |  |  |  | Indoor |  | Floor Mounted |  | No | Not Applicable | 150 | Category I | 6 |  | 0.5 | 1.5 | No | [7 empty] | 160000 BTU/Hr |  |  |  | 75 |  | Not Applicable | On/Off | No, it does not comply with jurisdictions having 14ng/J NOx Regulations | [6 empty] | 520 | 35.5 | 30.25 | 80.875 | 541 | 1138 | 28.25 | 65.0625 |  | 76.1875 |  |  | 155 | 25.4375 | 66.25 | 14.5 |  |  |  | 8.6875 | 55.8125 | [8 empty] | 1 | 51 | 48 | ANSI Z21.10.3-2019/CSA 4.3-2019 | Yes | Yes | Yes | No | Not Applicable | [5 empty] | 40171 | COM GAS NC | 7056629
D75T160E5N | D75T160 | Bradford White | 671632480647 | Active | [10 empty] | No | Not Applicable | Not Applicable | Commercial Water Heating | Water Heating.Gas | 5 | 1 |  |  |  | 238-47675-00 |  |  |  | 238-36612-00 |  | 238-80507-00 |  |  |  |  | Gas | Natural Gas |  |  |  | Indoor |  | Floor Mounted |  | No | Not Applicable | 150 | Category I | 6 |  | 0.5 | 1.5 | No | [7 empty] | 160000 BTU/Hr |  |  |  | 75 |  | Not Applicable | On/Off | No, it does not comply with jurisdictions having 14ng/J NOx Regulations | [6 empty] | 520 | 35.5 | 30.25 | 80.875 | 541 | 1138 | 28.25 | 65.0625 |  | 76.1875 |  |  | 155 | 25.4375 | 66.25 | 14.5 |  |  |  | 8.6875 | 55.8125 | [8 empty] | 1 | 51 | 48 | ANSI Z21.10.3-2019/CSA 4.3-2019 | Yes | Yes | Yes | No | Not Applicable | [5 empty] | 40171 | COM GAS NC | 7056629
D75T3003N | D75T300 | Bradford White | 671632262724 | Active | [10 empty] | No | Not Applicable | Not Applicable | Commercial Water Heating | Water Heating.Gas | 3 | 1 |  |  |  | 238-47675-00 |  |  |  | 238-36612-00 |  | 238-80507-00 |  |  |  |  | Gas | Natural Gas |  |  |  | Indoor |  | Floor Mounted |  | No | Not Applicable | 150 | Category I | 7 |  | 0.5 | 1.5 | No | [7 empty] | 300000 BTU/Hr |  |  |  | 75 |  | Not Applicable | On/Off | No, it does not comply with jurisdictions having 14ng/J NOx Regulations | [6 empty] | 590 | 35.5 | 30.25 | 85.75 | 614 | 1208 | 28.25 | 69.8125 |  | 79.4375 |  |  | 291 | 32.875 | 58.125 |  |  |  |  | 8.6875 | 58.125 | [8 empty] | 1 | 51 | 48 | ANSI Z21.10.3-2019/CSA 4.3-2019 | Yes | Yes | Yes | No | Not Applicable | [5 empty] | 40171 | COM GAS NC | 7056670
D75T3003N-806 | D75T300 | Bradford White | 671632270231 | Active | The ""-806"" indicates that this SKU was designed and certified for Installation in Canada. | [9 empty] | No | Not Applicable | Not Applicable | Commercial Water Heating | Water Heating.Gas | 3 | 1 |  |  |  | 238-47675-00 |  |  |  | 238-36612-00 |  | 238-80507-00 |  |  |  |  | Gas | Natural Gas |  |  |  | Indoor |  | Floor Mounted |  | No | Not Applicable | 150 | Category I | 7 |  | 0.5 | 1.5 | No | [7 empty] | Not Applicable |  |  |  | 75 |  | Not Applicable | On/Off | Not Applicable | [6 empty] | 590 | 35.5 | 30.25 | 85.75 | 614 | 1208 | 28.25 | 69.8125 |  | 79.4375 |  |  | 291 | 32.875 | 58.125 |  |  |  |  | 8.6875 | 58.125 | [8 empty] | 1 | 51 | 48 | Not Applicable | Yes | No | Yes | No | Not Applicable | 238-47716-00 |  |  |  |  | 40171 | COM GAS NC
D75T3003N-807 | D75T300 | Bradford White | 671632274765 | Active | The ""-807"" indicates that this SKU was designed to operate in High Altitudes ranging from 2,000 to 4,500 feet, and are certified for Installation in Canada. | [9 empty] | No | Not Applicable | Not Applicable | Commercial Water Heating | Water Heating.Gas | 3 | 1 |  |  |  | 238-47675-00 |  |  |  | 238-36612-00 |  | 238-80507-00 |  |  |  |  | Gas | Natural Gas |  |  |  | Indoor |  | Floor Mounted |  | No | Not Applicable | 150 | Category I | 7 |  | 0.5 | 1.5 | No | [7 empty] | Not Applicable |  |  |  | 75 |  | Not Applicable | On/Off | Not Applicable | [6 empty] | 590 | 35.5 | 30.25 | 85.75 | 614 | 1208 | 28.25 | 69.8125 |  | 79.4375 |  |  | 291 | 32.875 | 58.125 |  |  |  |  | 8.6875 | 58.125 | [8 empty] | 1 | 51 | 48 | Not Applicable | Yes | No | Yes | No | Not Applicable | 238-47716-00 |  |  |  |  | 40171 | COM GAS NC
D75T3003N-823 | D75T300 | Bradford White | 671632659692 | Active | The ""-823"" indicates that this SKU was designed to operate in Altitudes between 2,001 feet and 5,000 feet. | [9 empty] | No | Not Applicable | Not Applicable | Commercial Water Heating | Water Heating.Gas | 3 | 1 |  |  |  | 238-47675-00 |  |  |  | 238-36612-00 |  | 238-80507-00 |  |  |  |  | Gas | Natural Gas |  |  |  | Indoor |  | Floor Mounted |  | No | Not Applicable | 150 | Category I | 7 |  | 0.5 | 1.5 | No | [7 empty] | 300000 BTU/Hr |  |  |  | 75 |  | Not Applicable | On/Off | No, it does not comply with jurisdictions having 14ng/J NOx Regulations | [6 empty] | 590 | 35.5 | 30.25 | 85.75 | 614 | 1208 | 28.25 | 69.8125 |  | 79.4375 |  |  | 291 | 32.875 | 58.125 |  |  |  |  | 8.6875 | 58.125 | [8 empty] | 1 | 51 | 48 | ANSI Z21.10.3-2019/CSA 4.3-2019 | Yes | Yes | Yes | No | Not Applicable | [5 empty] | 40171 | COM GAS NC | 7056670
D75T3003N-867 | D75T300 | Bradford White | 671632737482 | Active | The ""-867"" indicates that this SKU was designed to operate in Altitudes between 5,001 feet and 8,000 feet. | [9 empty] | No | Not Applicable | Not Applicable | Commercial Water Heating | Water Heating.Gas | 3 | 1 |  |  |  | 238-47675-00 |  |  |  | 238-36612-00 |  | 238-80507-00 |  |  |  |  | Gas | Natural Gas |  |  |  | Indoor |  | Floor Mounted |  | No | Not Applicable | 150 | Category I | 7 |  | 0.5 | 1.5 | No | [7 empty] | 300000 BTU/Hr |  |  |  | 75 |  | Not Applicable | On/Off | No, it does not comply with jurisdictions having 14ng/J NOx Regulations | [6 empty] | 590 | 35.5 | 30.25 | 85.75 | 614 | 1208 | 28.25 | 69.8125 |  | 79.4375 |  |  | 291 | 32.875 | 58.125 |  |  |  |  | 8.6875 | 58.125 | [8 empty] | 1 | 51 | 48 | ANSI Z21.10.3-2019/CSA 4.3-2019 | Yes | Yes | Yes | No | Not Applicable | [5 empty] | 40171 | COM GAS NC | 7056670
D75T3003NA | D75T300A | Bradford White | 671632262793 | Active | [10 empty] | No | Not Applicable | Not Applicable | Commercial Water Heating | Water Heating.Gas | 3 | 1 |  |  |  | 238-47675-00 |  |  |  | 238-36612-00 |  | 238-80507-00 |  |  |  |  | Gas | Natural Gas |  |  |  | Indoor |  | Floor Mounted |  | Yes | HLW | 150 | Category I | 7 |  | 0.5 | 1.5 | No | [7 empty] | 300000 BTU/Hr |  |  |  | 75 |  | Not Applicable | On/Off | No, it does not comply with jurisdictions having 14ng/J NOx Regulations | [6 empty] | 645 | 35.5 | 30.25 | 85.75 | 671 | 1263 | 28.25 | 69.8125 |  | 79.4375 |  |  | 291 | 32.875 | 58.125 |  |  |  |  | 8.6875 | 58.125 | [8 empty] | 1 | 51 | 48 | ANSI Z21.10.3-2019/CSA 4.3-2019 | Yes | Yes | Yes | No | Not Applicable | [5 empty] | 40161 | COM GAS ASME | 7056670
D75T3003NA-806 | D75T300A | Bradford White | 671632604296 | Active | The ""-806"" indicates that this SKU was designed and certified for Installation in Canada. | [9 empty] | No | Not Applicable | Not Applicable | Commercial Water Heating | Water Heating.Gas | 3 | 1 |  |  |  | 238-47675-00 |  |  |  | 238-36612-00 |  | 238-80507-00 |  |  |  |  | Gas | Natural Gas |  |  |  | Indoor |  | Floor Mounted |  | Yes | HLW | 150 | Category I | 7 |  | 0.5 | 1.5 | No | [7 empty] | Not Applicable |  |  |  | 75 |  | Not Applicable | On/Off | Not Applicable | [6 empty] | 645 | 35.5 | 30.25 | 85.75 | 671 | 1263 | 28.25 | 69.8125 |  | 79.4375 |  |  | 291 | 32.875 | 58.125 |  |  |  |  | 8.6875 | 58.125 | [8 empty] | 1 | 51 | 48 | Not Applicable | Yes | No | Yes | No | Not Applicable | 238-47716-00 |  |  |  |  | 40161 | COM GAS ASME
D75T3003NA-823 | D75T300A | Bradford White | 671632337781 | Active | The ""-823"" indicates that this SKU was designed to operate in Altitudes between 2,001 feet and 5,000 feet. | [9 empty] | No | Not Applicable | Not Applicable | Commercial Water Heating | Water Heating.Gas | 3 | 1 |  |  |  | 238-47675-00 |  |  |  | 238-36612-00 |  | 238-80507-00 |  |  |  |  | Gas | Natural Gas |  |  |  | Indoor |  | Floor Mounted |  | Yes | HLW | 150 | Category I | 7 |  | 0.5 | 1.5 | No | [7 empty] | 300000 BTU/Hr |  |  |  | 75 |  | Not Applicable | On/Off | No, it does not comply with jurisdictions having 14ng/J NOx Regulations | [6 empty] | 645 | 35.5 | 30.25 | 85.75 | 671 | 1263 | 28.25 | 69.8125 |  | 79.4375 |  |  | 291 | 32.875 | 58.125 |  |  |  |  | 8.6875 | 58.125 | [8 empty] | 1 | 51 | 48 | ANSI Z21.10.3-2019/CSA 4.3-2019 | Yes | Yes | Yes | No | Not Applicable | [5 empty] | 40161 | COM GAS ASME | 7056670
D75T3003X | D75T300 | Bradford White | 671632277841 | Active | [10 empty] | No | Not Applicable | Not Applicable | Commercial Water Heating | Water Heating.Gas | 3 | 1 |  |  |  | 238-47675-00 |  |  |  | 238-36612-00 |  | 238-80507-00 |  |  |  |  | Gas | Liquid Propane |  |  |  | Indoor |  | Floor Mounted |  | No | Not Applicable | 150 | Category I | 7 |  | 0.5 | 1.5 | No | [7 empty] | 300000 BTU/Hr |  |  |  | 75 |  | Not Applicable | On/Off | Not Applicable | [6 empty] | 590 | 35.5 | 30.25 | 85.75 | 614 | 1208 | 28.25 | 69.8125 |  | 79.4375 |  |  | 291 | 32.875 | 58.125 |  |  |  |  | 8.6875 | 58.125 | [8 empty] | 1 | 51 | 48 | ANSI Z21.10.3-2019/CSA 4.3-2019 | Yes | Yes | Yes | No | Not Applicable | [5 empty] | 40171 | COM GAS NC | 7056659
D75T3003X-806 | D75T300 | Bradford White | 671632277377 | Active | The ""-806"" indicates that this SKU was designed and certified for Installation in Canada. | [9 empty] | No | Not Applicable | Not Applicable | Commercial Water Heating | Water Heating.Gas | 3 | 1 |  |  |  | 238-47675-00 |  |  |  | 238-36612-00 |  | 238-80507-00 |  |  |  |  | Gas | Liquid Propane |  |  |  | Indoor |  | Floor Mounted |  | No | Not Applicable | 150 | Category I | 7 |  | 0.5 | 1.5 | No | [7 empty] | Not Applicable |  |  |  | 75 |  | Not Applicable | On/Off | Not Applicable | [6 empty] | 590 | 35.5 | 30.25 | 85.75 | 614 | 1208 | 28.25 | 69.8125 |  | 79.4375 |  |  | 291 | 32.875 | 58.125 |  |  |  |  | 8.6875 | 58.125 | [8 empty] | 1 | 51 | 48 | Not Applicable | Yes | No | Yes | No | Not Applicable | 238-47716-00 |  |  |  |  | 40171 | COM GAS NC
D75T3003X-807 | D75T300 | Bradford White | 671632317295 | Active | The ""-807"" indicates that this SKU was designed to operate in High Altitudes ranging from 2,000 to 4,500 feet, and are certified for Installation in Canada. | [9 empty] | No | Not Applicable | Not Applicable | Commercial Water Heating | Water Heating.Gas | 3 | 1 |  |  |  | 238-47675-00 |  |  |  | 238-36612-00 |  | 238-80507-00 |  |  |  |  | Gas | Liquid Propane |  |  |  | Indoor |  | Floor Mounted |  | No | Not Applicable | 150 | Category I | 7 |  | 0.5 | 1.5 | No | [7 empty] | Not Applicable |  |  |  | 75 |  | Not Applicable | On/Off | Not Applicable | [6 empty] | 590 | 35.5 | 30.25 | 85.75 | 614 | 1208 | 28.25 | 69.8125 |  | 79.4375 |  |  | 291 | 32.875 | 58.125 |  |  |  |  | 8.6875 | 58.125 | [8 empty] | 1 | 51 | 48 | Not Applicable | Yes | No | Yes | No | Not Applicable | 238-47716-00 |  |  |  |  | 40171 | COM GAS NC
D75T3003X-823 | D75T300 | Bradford White | 671632323753 | Active | The ""-823"" indicates that this SKU was designed to operate in Altitudes between 2,001 feet and 5,000 feet. | [9 empty] | No | Not Applicable | Not Applicable | Commercial Water Heating | Water Heating.Gas | 3 | 1 |  |  |  | 238-47675-00 |  |  |  | 238-36612-00 |  | 238-80507-00 |  |  |  |  | Gas | Liquid Propane |  |  |  | Indoor |  | Floor Mounted |  | No | Not Applicable | 150 | Category I | 7 |  | 0.5 | 1.5 | No | [7 empty] | 300000 BTU/Hr |  |  |  | 75 |  | Not Applicable | On/Off | Not Applicable | [6 empty] | 590 | 35.5 | 30.25 | 85.75 | 614 | 1208 | 28.25 | 69.8125 |  | 79.4375 |  |  | 291 | 32.875 | 58.125 |  |  |  |  | 8.6875 | 58.125 | [8 empty] | 1 | 51 | 48 | ANSI Z21.10.3-2019/CSA 4.3-2019 | Yes | Yes | Yes | No | Not Applicable | [5 empty] | 40171 | COM GAS NC | 7056659
D75T3003X-867 | D75T300 | Bradford White | 671632744176 | Active | The ""-867"" indicates that this SKU was designed to operate in Altitudes between 5,001 feet and 8,000 feet. | [9 empty] | No | Not Applicable | Not Applicable | Commercial Water Heating | Water Heating.Gas | 3 | 1 |  |  |  | 238-47675-00 |  |  |  | 238-36612-00 |  | 238-80507-00 |  |  |  |  | Gas | Liquid Propane |  |  |  | Indoor |  | Floor Mounted |  | No | Not Applicable | 150 | Category I | 7 |  | 0.5 | 1.5 | No | [7 empty] | 300000 BTU/Hr |  |  |  | 75 |  | Not Applicable | On/Off | Not Applicable | [6 empty] | 645 | 35.5 | 30.25 | 85.75 | 671 | 1263 | 28.25 | 69.8125 |  | 79.4375 |  |  | 291 | 32.875 | 58.125 |  |  |  |  | 8.6875 | 58.125 | [8 empty] | 1 | 51 | 48 | ANSI Z21.10.3-2019/CSA 4.3-2019 | Yes | Yes | Yes | No | Not Applicable | [5 empty] | 40171 | COM GAS NC | 7056659
D75T3003XA | D75T300A | Bradford White | 671632264919 | Active | [10 empty] | No | Not Applicable | Not Applicable | Commercial Water Heating | Water Heating.Gas | 3 | 1 |  |  |  | 238-47675-00 |  |  |  | 238-36612-00 |  | 238-80507-00 |  |  |  |  | Gas | Liquid Propane |  |  |  | Indoor |  | Floor Mounted |  | Yes | HLW | 150 | Category I | 7 |  | 0.5 | 1.5 | No | [7 empty] | 300000 BTU/Hr |  |  |  | 75 |  | Not Applicable | On/Off | Not Applicable | [6 empty] | 645 | 35.5 | 30.25 | 85.75 | 671 | 1263 | 28.25 | 69.8125 |  | 79.4375 |  |  | 291 | 32.875 | 58.125 |  |  |  |  | 8.6875 | 58.125 | [8 empty] | 1 | 51 | 48 | ANSI Z21.10.3-2019/CSA 4.3-2019 | Yes | Yes | Yes | No | Not Applicable | [5 empty] | 40161 | COM GAS ASME | 7056659
D75T3003XA-823 | D75T300A | Bradford White | 671632635054 | Active | The ""-823"" indicates that this SKU was designed to operate in Altitudes between 2,001 feet and 5,000 feet. | [9 empty] | No | Not Applicable | Not Applicable | Commercial Water Heating | Water Heating.Gas | 3 | 1 |  |  |  | 238-47675-00 |  |  |  | 238-36612-00 |  | 238-80507-00 |  |  |  |  | Gas | Liquid Propane |  |  |  | Indoor |  | Floor Mounted |  | Yes | HLW | 150 | Category I | 7 |  | 0.5 | 1.5 | No | [7 empty] | 300000 BTU/Hr |  |  |  | 75 |  | Not Applicable | On/Off | Not Applicable | [6 empty] | 645 | 35.5 | 30.25 | 85.75 | 671 | 1263 | 28.25 | 69.8125 |  | 79.4375 |  |  | 291 | 32.875 | 58.125 |  |  |  |  | 8.6875 | 58.125 | [8 empty] | 1 | 51 | 48 | ANSI Z21.10.3-2019/CSA 4.3-2019 | Yes | Yes | Yes | No | Not Applicable | [5 empty] | 40161 | COM GAS ASME | 7056659
D75T3003XA-867 | D75T300A | Bradford White | 671632637287 | Active | The ""-867"" indicates that this SKU was designed to operate in Altitudes between 5,001 feet and 8,000 feet. | [9 empty] | No | Not Applicable | Not Applicable | Commercial Water Heating | Water Heating.Gas | 3 | 1 |  |  |  | 238-47675-00 |  |  |  | 238-36612-00 |  | 238-80507-00 |  |  |  |  | Gas | Liquid Propane |  |  |  | Indoor |  | Floor Mounted |  | Yes | HLW | 150 | Category I | 7 |  | 0.5 | 1.5 | No | [7 empty] | 300000 BTU/Hr |  |  |  | 75 |  | Not Applicable | On/Off | Not Applicable | [6 empty] | 645 | 35.5 | 30.25 | 85.75 | 671 | 1263 | 28.25 | 69.8125 |  | 79.4375 |  |  | 291 | 32.875 | 58.125 |  |  |  |  | 8.6875 | 58.125 | [8 empty] | 1 | 51 | 48 | ANSI Z21.10.3-2019/CSA 4.3-2019 | Yes | Yes | Yes | No | Not Applicable | [5 empty] | 40161 | COM GAS ASME | 7056659
D75T300E3N | D75T300 | Bradford White | 671632286300 | Active | [10 empty] | No | Not Applicable | Not Applicable | Commercial Water Heating | Water Heating.Gas | 3 | 1 |  |  |  | 238-47675-00 |  |  |  | 238-36612-00 |  | 238-80507-00 |  |  |  |  | Gas | Natural Gas |  |  |  | Indoor |  | Floor Mounted |  | No | Not Applicable | 150 | Category I | 7 |  | 0.5 | 1.5 | No | [7 empty] | 300000 BTU/Hr |  |  |  | 75 |  | Not Applicable | On/Off | No, it does not comply with jurisdictions having 14ng/J NOx Regulations | [6 empty] | 590 | 35.5 | 30.25 | 85.75 | 614 | 1208 | 28.25 | 69.8125 |  | 79.4375 |  |  | 291 | 32.875 | 58.125 |  |  |  |  | 8.6875 | 58.125 | [8 empty] | 1 | 51 | 48 | ANSI Z21.10.3-2019/CSA 4.3-2019 | Yes | Yes | Yes | No | Not Applicable | [5 empty] | 40171 | COM GAS NC | 7056670
D75T300E3NA | D75T300A | Bradford White | 671632286799 | Active | [10 empty] | No | Not Applicable | Not Applicable | Commercial Water Heating | Water Heating.Gas | 3 | 1 |  |  |  | 238-47675-00 |  |  |  | 238-36612-00 |  | 238-80507-00 |  |  |  |  | Gas | Natural Gas |  |  |  | Indoor |  | Floor Mounted |  | Yes | HLW | 150 | Category I | 7 |  | 0.5 | 1.5 | No | [7 empty] | 300000 BTU/Hr |  |  |  | 75 |  | Not Applicable | On/Off | No, it does not comply with jurisdictions having 14ng/J NOx Regulations | [6 empty] | 590 | 35.5 | 30.25 | 85.75 | 614 | 1208 | 28.25 | 69.8125 |  | 79.4375 |  |  | 291 | 32.875 | 58.125 |  |  |  |  | 8.6875 | 58.125 | [8 empty] | 1 | 51 | 48 | ANSI Z21.10.3-2019/CSA 4.3-2019 | Yes | Yes | Yes | No | Not Applicable | [5 empty] | 40161 | COM GAS ASME | 7056670
D75T300E5N | D75T300 | Bradford White | 671632480654 | Active | [10 empty] | No | Not Applicable | Not Applicable | Commercial Water Heating | Water Heating.Gas | 5 | 1 |  |  |  | 238-47675-00 |  |  |  | 238-36612-00 |  | 238-80507-00 |  |  |  |  | Gas | Natural Gas |  |  |  | Indoor |  | Floor Mounted |  | No | Not Applicable | 150 | Category I | 7 |  | 0.5 | 1.5 | No | [7 empty] | 300000 BTU/Hr |  |  |  | 75 |  | Not Applicable | On/Off | No, it does not comply with jurisdictions having 14ng/J NOx Regulations | [6 empty] | 590 | 35.5 | 30.25 | 85.75 | 614 | 1208 | 28.25 | 69.8125 |  | 79.4375 |  |  | 291 | 32.875 | 58.125 |  |  |  |  | 8.6875 | 58.125 | [8 empty] | 1 | 51 | 48 | ANSI Z21.10.3-2019/CSA 4.3-2019 | Yes | Yes | Yes | No | Not Applicable | [5 empty] | 40171 | COM GAS NC | 7056670
D75T300E5NA | D75T300A | Bradford White | 671632480661 | Active | [10 empty] | No | Not Applicable | Not Applicable | Commercial Water Heating | Water Heating.Gas | 5 | 1 |  |  |  | 238-47675-00 |  |  |  | 238-36612-00 |  | 238-80507-00 |  |  |  |  | Gas | Natural Gas |  |  |  | Indoor |  | Floor Mounted |  | Yes | HLW | 150 | Category I | 7 |  | 0.5 | 1.5 | No | [7 empty] | 300000 BTU/Hr |  |  |  | 75 |  | Not Applicable | On/Off | No, it does not comply with jurisdictions having 14ng/J NOx Regulations | [6 empty] | 645 | 35.5 | 30.25 | 85.75 | 671 | 1263 | 28.25 | 69.8125 |  | 79.4375 |  |  | 291 | 32.875 | 58.125 |  |  |  |  | 8.6875 | 58.125 | [8 empty] | 1 | 51 | 48 | ANSI Z21.10.3-2019/CSA 4.3-2019 | Yes | Yes | Yes | No | Not Applicable | [5 empty] | 40161 | COM GAS ASME | 7056670
D80T1803N | D80T180 | Bradford White | 671632263004 | Active | [10 empty] | No | Not Applicable | Not Applicable | Commercial Water Heating | Water Heating.Gas | 3 | 1 |  |  |  | 238-47675-00 |  |  |  | 238-36612-00 |  | 238-80507-00 |  |  |  |  | Gas | Natural Gas |  |  |  | Indoor |  | Floor Mounted |  | No | Not Applicable | 150 | Category I | 6 |  | 0.5 | 1.5 | No | [7 empty] | 180000 BTU/Hr |  |  |  | 80 |  | Not Applicable | On/Off | No, it does not comply with jurisdictions having 14ng/J NOx Regulations | [6 empty] | 540 | 35.5 | 30.25 | 80.875 | 562 | 1199 | 28.25 | 68.3125 |  | 76.375 |  |  | 175 | 23.5 | 59.9375 | 19 |  |  |  | 8.6875 | 59.9375 | [8 empty] | 1 | 51 | 48 | ANSI Z21.10.3-2019/CSA 4.3-2019 | Yes | Yes | Yes | No | Not Applicable | [5 empty] | 40171 | COM GAS NC | 7057190
D80T1803N-806 | D80T180 | Bradford White | 671632265015 | Active | The ""-806"" indicates that this SKU was designed and certified for Installation in Canada. | [9 empty] | No | Not Applicable | Not Applicable | Commercial Water Heating | Water Heating.Gas | 3 | 1 |  |  |  | 238-47675-00 |  |  |  | 238-36612-00 |  | 238-80507-00 |  |  |  |  | Gas | Natural Gas |  |  |  | Indoor |  | Floor Mounted |  | No | Not Applicable | 150 | Category I | 6 |  | 0.5 | 1.5 | No | [7 empty] | Not Applicable |  |  |  | 80 |  | Not Applicable | On/Off | Not Applicable | [6 empty] | 540 | 35.5 | 30.25 | 80.875 | 562 | 1199 | 28.25 | 68.3125 |  | 76.375 |  |  | 175 | 23.5 | 59.9375 | 19 |  |  |  | 8.6875 | 59.9375 | [8 empty] | 1 | 51 | 48 | Not Applicable | Yes | No | Yes | No | Not Applicable | 238-47716-00 |  |  |  |  | 40171 | COM GAS NC
D80T1803N-807 | D80T180 | Bradford White | 671632274741 | Active | The ""-807"" indicates that this SKU was designed to operate in High Altitudes ranging from 2,000 to 4,500 feet, and are certified for Installation in Canada. | [9 empty] | No | Not Applicable | Not Applicable | Commercial Water Heating | Water Heating.Gas | 3 | 1 |  |  |  | 238-47675-00 |  |  |  | 238-36612-00 |  | 238-80507-00 |  |  |  |  | Gas | Natural Gas |  |  |  | Indoor |  | Floor Mounted |  | No | Not Applicable | 150 | Category I | 6 |  | 0.5 | 1.5 | No | [7 empty] | Not Applicable |  |  |  | 80 |  | Not Applicable | On/Off | Not Applicable | [6 empty] | 540 | 35.5 | 30.25 | 80.875 | 562 | 1199 | 28.25 | 68.3125 |  | 76.375 |  |  | 175 | 23.5 | 59.9375 | 19 |  |  |  | 8.6875 | 59.9375 | [8 empty] | 1 | 51 | 48 | Not Applicable | Yes | No | Yes | No | Not Applicable | 238-47716-00 |  |  |  |  | 40171 | COM GAS NC
D80T1803N-823 | D80T180 | Bradford White | 671632542604 | Active | The ""-823"" indicates that this SKU was designed to operate in Altitudes between 2,001 feet and 5,000 feet. | [9 empty] | No | Not Applicable | Not Applicable | Commercial Water Heating | Water Heating.Gas | 3 | 1 |  |  |  | 238-47675-00 |  |  |  | 238-36612-00 |  | 238-80507-00 |  |  |  |  | Gas | Natural Gas |  |  |  | Indoor |  | Floor Mounted |  | No | Not Applicable | 150 | Category I | 6 |  | 0.5 | 1.5 | No | [7 empty] | 180000 BTU/Hr |  |  |  | 80 |  | Not Applicable | On/Off | No, it does not comply with jurisdictions having 14ng/J NOx Regulations | [6 empty] | 540 | 35.5 | 30.25 | 80.875 | 562 | 1199 | 28.25 | 68.3125 |  | 76.375 |  |  | 175 | 23.5 | 59.9375 | 19 |  |  |  | 8.6875 | 59.9375 | [8 empty] | 1 | 51 | 48 | ANSI Z21.10.3-2019/CSA 4.3-2019 | Yes | Yes | Yes | No | Not Applicable | [5 empty] | 40171 | COM GAS NC | 7057190
D80T1803N-867 | D80T180 | Bradford White | 671632685165 | Active | The ""-867"" indicates that this SKU was designed to operate in Altitudes between 5,001 feet and 8,000 feet. | [9 empty] | No | Not Applicable | Not Applicable | Commercial Water Heating | Water Heating.Gas | 3 | 1 |  |  |  | 238-47675-00 |  |  |  | 238-36612-00 |  | 238-80507-00 |  |  |  |  | Gas | Natural Gas |  |  |  | Indoor |  | Floor Mounted |  | No | Not Applicable | 150 | Category I | 6 |  | 0.5 | 1.5 | No | [7 empty] | 180000 BTU/Hr |  |  |  | 80 |  | Not Applicable | On/Off | No, it does not comply with jurisdictions having 14ng/J NOx Regulations | [6 empty] | 540 | 35.5 | 30.25 | 80.875 | 562 | 1199 | 28.25 | 68.3125 |  | 76.375 |  |  | 175 | 23.5 | 59.9375 | 19 |  |  |  | 8.6875 | 59.9375 | [8 empty] | 1 | 51 | 48 | ANSI Z21.10.3-2019/CSA 4.3-2019 | Yes | Yes | Yes | No | Not Applicable | [5 empty] | 40171 | COM GAS NC | 7057190
D80T1803X | D80T180 | Bradford White | 671632508211 | Active | [10 empty] | No | Not Applicable | Not Applicable | Commercial Water Heating | Water Heating.Gas | 3 | 1 |  |  |  | 238-47675-00 |  |  |  | 238-36612-00 |  | 238-80507-00 |  |  |  |  | Gas | Liquid Propane |  |  |  | Indoor |  | Floor Mounted |  | No | Not Applicable | 150 | Category I | 6 |  | 0.5 | 1.5 | No | [7 empty] | 180000 BTU/Hr |  |  |  | 80 |  | Not Applicable | On/Off | Not Applicable | [6 empty] | 540 | 35.5 | 30.25 | 80.875 | 562 | 1199 | 28.25 | 68.3125 |  | 76.375 |  |  | 175 | 23.5 | 59.9375 | 19 |  |  |  | 8.6875 | 59.9375 | [8 empty] | 1 | 51 | 48 | ANSI Z21.10.3-2019/CSA 4.3-2019 | Yes | Yes | Yes | No | Not Applicable | [5 empty] | 40171 | COM GAS NC | 7057181
D80T1803X-806 | D80T180 | Bradford White | 671632304776 | Active | The ""-806"" indicates that this SKU was designed and certified for Installation in Canada. | [9 empty] | No | Not Applicable | Not Applicable | Commercial Water Heating | Water Heating.Gas | 3 | 1 |  |  |  | 238-47675-00 |  |  |  | 238-36612-00 |  | 238-80507-00 |  |  |  |  | Gas | Liquid Propane |  |  |  | Indoor |  | Floor Mounted |  | No | Not Applicable | 150 | Category I | 6 |  | 0.5 | 1.5 | No | [7 empty] | Not Applicable |  |  |  | 80 |  | Not Applicable | On/Off | Not Applicable | [6 empty] | 540 | 35.5 | 30.25 | 80.875 | 562 | 1199 | 28.25 | 68.3125 |  | 76.375 |  |  | 175 | 23.5 | 59.9375 | 19 |  |  |  | 8.6875 | 59.9375 | [8 empty] | 1 | 51 | 48 | Not Applicable | Yes | No | Yes | No | Not Applicable | 238-47716-00 |  |  |  |  | 40171 | COM GAS NC
D80T1803X-807 | D80T180 | Bradford White | 671632285433 | Active | The ""-807"" indicates that this SKU was designed to operate in High Altitudes ranging from 2,000 to 4,500 feet, and are certified for Installation in Canada. | [9 empty] | No | Not Applicable | Not Applicable | Commercial Water Heating | Water Heating.Gas | 3 | 1 |  |  |  | 238-47675-00 |  |  |  | 238-36612-00 |  | 238-80507-00 |  |  |  |  | Gas | Liquid Propane |  |  |  | Indoor |  | Floor Mounted |  | No | Not Applicable | 150 | Category I | 6 |  | 0.5 | 1.5 | No | [7 empty] | Not Applicable |  |  |  | 80 |  | Not Applicable | On/Off | Not Applicable | [6 empty] | 540 | 35.5 | 30.25 | 80.875 | 562 | 1199 | 28.25 | 68.3125 |  | 76.375 |  |  | 175 | 23.5 | 59.9375 | 19 |  |  |  | 8.6875 | 59.9375 | [8 empty] | 1 | 51 | 48 | Not Applicable | Yes | No | Yes | No | Not Applicable | 238-47716-00 |  |  |  |  | 40171 | COM GAS NC
D80T1803X-867 | D80T180 | Bradford White | 671632691401 | Active | The ""-867"" indicates that this SKU was designed to operate in Altitudes between 5,001 feet and 8,000 feet. | [9 empty] | No | Not Applicable | Not Applicable | Commercial Water Heating | Water Heating.Gas | 3 | 1 |  |  |  | 238-47675-00 |  |  |  | 238-36612-00 |  | 238-80507-00 |  |  |  |  | Gas | Liquid Propane |  |  |  | Indoor |  | Floor Mounted |  | No | Not Applicable | 150 | Category I | 6 |  | 0.5 | 1.5 | No | [7 empty] | 180000 BTU/Hr |  |  |  | 80 |  | Not Applicable | On/Off | Not Applicable | [6 empty] | 540 | 35.5 | 30.25 | 80.875 | 562 | 1199 | 28.25 | 68.3125 |  | 76.375 |  |  | 175 | 23.5 | 59.9375 | 19 |  |  |  | 8.6875 | 59.9375 | [8 empty] | 1 | 51 | 48 | ANSI Z21.10.3-2019/CSA 4.3-2019 | Yes | Yes | Yes | No | Not Applicable | [5 empty] | 40171 | COM GAS NC | 7057181
D80T1803X-889 | D80T180 | Bradford White | 671632319206 | Active | [10 empty] | No | Not Applicable | Not Applicable | Commercial Water Heating | Water Heating.Gas | 3 | 1 |  |  |  | 238-47675-00 |  |  |  | 238-36612-00 |  | 238-80507-00 |  |  |  |  | Gas | Liquid Propane |  |  |  | Indoor |  | Floor Mounted |  | No | Not Applicable | 150 | Category I | 6 |  | 0.5 | 1.5 | No | [7 empty] | Not Applicable |  |  |  | 80 |  | Not Applicable | On/Off | Not Applicable | [6 empty] | 540 | 35.5 | 30.25 | 80.875 | 562 | 1199 | 28.25 | 68.3125 |  | 76.375 |  |  | 175 | 23.5 | 59.9375 | 19 |  |  |  | 8.6875 | 59.9375 | [8 empty] | 1 | 51 | 48 | Not Applicable | Yes | No | Yes | No | Not Applicable | 238-47716-00 |  |  |  |  | 40171 | COM GAS NC
D80T1805N | D80T180 | Bradford White | 671632157105 | Active | [10 empty] | No | Not Applicable | Not Applicable | Commercial Water Heating | Water Heating.Gas | 5 | 1 |  |  |  | 238-47675-00 |  |  |  | 238-36612-00 |  | 238-80507-00 |  |  |  |  | Gas | Natural Gas |  |  |  | Indoor |  | Floor Mounted |  | No | Not Applicable | 150 | Category I | 6 |  | 0.5 | 1.5 | No | [7 empty] | 180000 BTU/Hr |  |  |  | 80 |  | Not Applicable | On/Off | No, it does not comply with jurisdictions having 14ng/J NOx Regulations | [6 empty] | 540 | 35.5 | 30.25 | 80.875 | 562 | 1199 | 28.25 | 68.3125 |  | 76.375 |  |  | 175 | 23.5 | 59.9375 | 19 |  |  |  | 8.6875 | 59.9375 | [8 empty] | 1 | 51 | 48 | ANSI Z21.10.3-2019/CSA 4.3-2019 | Yes | Yes | Yes | No | Not Applicable | [5 empty] | 40171 | COM GAS NC | 7057190
D80T180E3N | D80T180 | Bradford White | 671632512072 | Active | [10 empty] | No | Not Applicable | Not Applicable | Commercial Water Heating | Water Heating.Gas | 3 | 1 |  |  |  | 238-47675-00 |  |  |  | 238-36612-00 |  | 238-80507-00 |  |  |  |  | Gas | Natural Gas |  |  |  | Indoor |  | Floor Mounted |  | No | Not Applicable | 150 | Category I | 6 |  | 0.5 | 1.5 | No | [7 empty] | 180000 BTU/Hr |  |  |  | 80 |  | Not Applicable | On/Off | No, it does not comply with jurisdictions having 14ng/J NOx Regulations | [6 empty] | 540 | 35.5 | 30.25 | 80.875 | 562 | 1199 | 28.25 | 68.3125 |  | 76.375 |  |  | 175 | 23.5 | 59.9375 | 19 |  |  |  | 8.6875 | 59.9375 | [8 empty] | 1 | 51 | 48 | ANSI Z21.10.3-2019/CSA 4.3-2019 | Yes | Yes | Yes | No | Not Applicable | [5 empty] | 40171 | COM GAS NC | 7057190
D80T180E5N | D80T180 | Bradford White | 671632480715 | Active | [10 empty] | No | Not Applicable | Not Applicable | Commercial Water Heating | Water Heating.Gas | 5 | 1 |  |  |  | 238-47675-00 |  |  |  | 238-36612-00 |  | 238-80507-00 |  |  |  |  | Gas | Natural Gas |  |  |  | Indoor |  | Floor Mounted |  | No | Not Applicable | 150 | Category I | 6 |  | 0.5 | 1.5 | No | [7 empty] | 180000 BTU/Hr |  |  |  | 80 |  | Not Applicable | On/Off | No, it does not comply with jurisdictions having 14ng/J NOx Regulations | [6 empty] | 540 | 35.5 | 30.25 | 80.875 | 562 | 1199 | 28.25 | 68.3125 |  | 76.375 |  |  | 175 | 23.5 | 59.9375 | 19 |  |  |  | 8.6875 | 59.9375 | [8 empty] | 1 | 51 | 48 | ANSI Z21.10.3-2019/CSA 4.3-2019 | Yes | Yes | Yes | No | Not Applicable | [5 empty] | 40171 | COM GAS NC | 7057190
D80T1993N | D80T199 | Bradford White | 671632081899 | Active | [10 empty] | No | Not Applicable | Not Applicable | Commercial Water Heating | Water Heating.Gas | 3 | 1 |  |  |  | 238-47675-00 |  |  |  | 238-36612-00 |  | 238-80507-00 |  |  |  |  | Gas | Natural Gas |  |  |  | Indoor |  | Floor Mounted |  | No | Not Applicable | 150 | Category I | 6 |  | 0.5 | 1.5 | No | [7 empty] | 199999 BTU/Hr |  |  |  | 80 |  | Not Applicable | On/Off | No, it does not comply with jurisdictions having 14ng/J NOx Regulations | [6 empty] | 540 | 35.5 | 30.25 | 80.875 | 562 | 1199 | 28.25 | 64.75 |  | 72.75 |  |  | 56.5 | 20 | 56.5 | 19 |  |  |  | 5 | 55.625 | [8 empty] | 1 | 51 | 48 | ANSI Z21.10.3-2019/CSA 4.3-2019 | Yes | Yes | Yes | No | Not Applicable | [5 empty] | 40171 | COM GAS NC | 7057186
D80T1993N-806 | D80T199 | Bradford White | 671632251063 | Active | The ""-806"" indicates that this SKU was designed and certified for Installation in Canada. | [9 empty] | No | Not Applicable | Not Applicable | Commercial Water Heating | Water Heating.Gas | 3 | 1 |  |  |  | 238-47675-00 |  |  |  | 238-36612-00 |  | 238-80507-00 |  |  |  |  | Gas | Natural Gas |  |  |  | Indoor |  | Floor Mounted |  | No | Not Applicable | 150 | Category I | 6 |  | 0.5 | 1.5 | No | [7 empty] | Not Applicable |  |  |  | 80 |  | Not Applicable | On/Off | Not Applicable | [6 empty] | 540 | 35.5 | 30.25 | 80.875 | 562 | 1199 | 28.25 | 64.75 |  | 72.75 |  |  | 56.5 | 20 | 56.5 | 19 |  |  |  | 5 | 55.625 | [8 empty] | 1 | 51 | 48 | Not Applicable | Yes | No | Yes | No | Not Applicable | 238-47716-00 |  |  |  |  | 40171 | COM GAS NC
D80T1993N-807 | D80T199 | Bradford White | 671632251032 | Active | The ""-807"" indicates that this SKU was designed to operate in High Altitudes ranging from 2,000 to 4,500 feet, and are certified for Installation in Canada. | [9 empty] | No | Not Applicable | Not Applicable | Commercial Water Heating | Water Heating.Gas | 3 | 1 |  |  |  | 238-47675-00 |  |  |  | 238-36612-00 |  | 238-80507-00 |  |  |  |  | Gas | Natural Gas |  |  |  | Indoor |  | Floor Mounted |  | No | Not Applicable | 150 | Category I | 6 |  | 0.5 | 1.5 | No | [7 empty] | Not Applicable |  |  |  | 80 |  | Not Applicable | On/Off | Not Applicable | [6 empty] | 540 | 35.5 | 30.25 | 80.875 | 562 | 1199 | 28.25 | 64.75 |  | 72.75 |  |  | 56.5 | 20 | 56.5 | 19 |  |  |  | 5 | 55.625 | [8 empty] | 1 | 51 | 48 | Not Applicable | Yes | No | Yes | No | Not Applicable | 238-47716-00 |  |  |  |  | 40171 | COM GAS NC
D80T1993N-823 | D80T199 | Bradford White | 671632542192 | Active | The ""-823"" indicates that this SKU was designed to operate in Altitudes between 2,001 feet and 5,000 feet. | [9 empty] | No | Not Applicable | Not Applicable | Commercial Water Heating | Water Heating.Gas | 3 | 1 |  |  |  | 238-47675-00 |  |  |  | 238-36612-00 |  | 238-80507-00 |  |  |  |  | Gas | Natural Gas |  |  |  | Indoor |  | Floor Mounted |  | No | Not Applicable | 150 | Category I | 6 |  | 0.5 | 1.5 | No | [7 empty] | 199999 BTU/Hr |  |  |  | 80 |  | Not Applicable | On/Off | No, it does not comply with jurisdictions having 14ng/J NOx Regulations | [6 empty] | 540 | 35.5 | 30.25 | 80.875 | 562 | 1199 | 28.25 | 64.75 |  | 72.75 |  |  | 56.5 | 20 | 56.5 | 19 |  |  |  | 5 | 55.625 | [8 empty] | 1 | 51 | 48 | ANSI Z21.10.3-2019/CSA 4.3-2019 | Yes | Yes | Yes | No | Not Applicable | [5 empty] | 40171 | COM GAS NC | 7057186
D80T1993N-867 | D80T199 | Bradford White | 671632700967 | Active | The ""-867"" indicates that this SKU was designed to operate in Altitudes between 5,001 feet and 8,000 feet. | [9 empty] | No | Not Applicable | Not Applicable | Commercial Water Heating | Water Heating.Gas | 3 | 1 |  |  |  | 238-47675-00 |  |  |  | 238-36612-00 |  | 238-80507-00 |  |  |  |  | Gas | Natural Gas |  |  |  | Indoor |  | Floor Mounted |  | No | Not Applicable | 150 | Category I | 6 |  | 0.5 | 1.5 | No | [7 empty] | 199999 BTU/Hr |  |  |  | 80 |  | Not Applicable | On/Off | No, it does not comply with jurisdictions having 14ng/J NOx Regulations | [6 empty] | 540 | 35.5 | 30.25 | 80.875 | 562 | 1199 | 28.25 | 64.75 |  | 72.75 |  |  | 56.5 | 20 | 56.5 | 19 |  |  |  | 5 | 55.625 | [8 empty] | 1 | 51 | 48 | ANSI Z21.10.3-2019/CSA 4.3-2019 | Yes | Yes | Yes | No | Not Applicable | [5 empty] | 40171 | COM GAS NC | 7057186
D80T1993X | D80T199 | Bradford White | 671632081905 | Active | [10 empty] | No | Not Applicable | Not Applicable | Commercial Water Heating | Water Heating.Gas | 3 | 1 |  |  |  | 238-47675-00 |  |  |  | 238-36612-00 |  | 238-80507-00 |  |  |  |  | Gas | Liquid Propane |  |  |  | Indoor |  | Floor Mounted |  | No | Not Applicable | 150 | Category I | 6 |  | 0.5 | 1.5 | No | [7 empty] | 199999 BTU/Hr |  |  |  | 80 |  | Not Applicable | On/Off | Not Applicable | [6 empty] | 540 | 35.5 | 30.25 | 80.875 | 562 | 1199 | 28.25 | 64.75 |  | 72.75 |  |  | 56.5 | 20 | 56.5 | 19 |  |  |  | 5 | 55.625 | [8 empty] | 1 | 51 | 48 | ANSI Z21.10.3-2019/CSA 4.3-2019 | Yes | Yes | Yes | No | Not Applicable | [5 empty] | 40171 | COM GAS NC | 7057187
D80T1993X-806 | D80T199 | Bradford White | 671632251117 | Active | The ""-806"" indicates that this SKU was designed and certified for Installation in Canada. | [9 empty] | No | Not Applicable | Not Applicable | Commercial Water Heating | Water Heating.Gas | 3 | 1 |  |  |  | 238-47675-00 |  |  |  | 238-36612-00 |  | 238-80507-00 |  |  |  |  | Gas | Liquid Propane |  |  |  | Indoor |  | Floor Mounted |  | No | Not Applicable | 150 | Category I | 6 |  | 0.5 | 1.5 | No | [7 empty] | Not Applicable |  |  |  | 80 |  | Not Applicable | On/Off | Not Applicable | [6 empty] | 540 | 35.5 | 30.25 | 80.875 | 562 | 1199 | 28.25 | 64.75 |  | 72.75 |  |  | 56.5 | 20 | 56.5 | 19 |  |  |  | 5 | 55.625 | [8 empty] | 1 | 51 | 48 | Not Applicable | Yes | No | Yes | No | Not Applicable | 238-47716-00 |  |  |  |  | 40171 | COM GAS NC
D80T1993X-807 | D80T199 | Bradford White | 671632251094 | Active | The ""-807"" indicates that this SKU was designed to operate in High Altitudes ranging from 2,000 to 4,500 feet, and are certified for Installation in Canada. | [9 empty] | No | Not Applicable | Not Applicable | Commercial Water Heating | Water Heating.Gas | 3 | 1 |  |  |  | 238-47675-00 |  |  |  | 238-36612-00 |  | 238-80507-00 |  |  |  |  | Gas | Liquid Propane |  |  |  | Indoor |  | Floor Mounted |  | No | Not Applicable | 150 | Category I | 6 |  | 0.5 | 1.5 | No | [7 empty] | Not Applicable |  |  |  | 80 |  | Not Applicable | On/Off | Not Applicable | [6 empty] | 540 | 35.5 | 30.25 | 80.875 | 562 | 1199 | 28.25 | 64.75 |  | 72.75 |  |  | 56.5 | 20 | 56.5 | 19 |  |  |  | 5 | 55.625 | [8 empty] | 1 | 51 | 48 | Not Applicable | Yes | No | Yes | No | Not Applicable | 238-47716-00 |  |  |  |  | 40171 | COM GAS NC
D80T1993X-823 | D80T199 | Bradford White | 671632542208 | Active | The ""-823"" indicates that this SKU was designed to operate in Altitudes between 2,001 feet and 5,000 feet. | [9 empty] | No | Not Applicable | Not Applicable | Commercial Water Heating | Water Heating.Gas | 3 | 1 |  |  |  | 238-47675-00 |  |  |  | 238-36612-00 |  | 238-80507-00 |  |  |  |  | Gas | Liquid Propane |  |  |  | Indoor |  | Floor Mounted |  | No | Not Applicable | 150 | Category I | 6 |  | 0.5 | 1.5 | No | [7 empty] | 199999 BTU/Hr |  |  |  | 80 |  | Not Applicable | On/Off | Not Applicable | [6 empty] | 540 | 35.5 | 30.25 | 80.875 | 562 | 1199 | 28.25 | 64.75 |  | 72.75 |  |  | 56.5 | 20 | 56.5 | 19 |  |  |  | 5 | 55.625 | [8 empty] | 1 | 51 | 48 | ANSI Z21.10.3-2019/CSA 4.3-2019 | Yes | Yes | Yes | No | Not Applicable | [5 empty] | 40171 | COM GAS NC | 7057187
D80T1995N | D80T199 | Bradford White | 671632300747 | Active | [10 empty] | No | Not Applicable | Not Applicable | Commercial Water Heating | Water Heating.Gas | 5 | 1 |  |  |  | 238-47675-00 |  |  |  | 238-36612-00 |  | 238-80507-00 |  |  |  |  | Gas | Natural Gas |  |  |  | Indoor |  | Floor Mounted |  | No | Not Applicable | 150 | Category I | 6 |  | 0.5 | 1.5 | No | [7 empty] | 199999 BTU/Hr |  |  |  | 80 |  | Not Applicable | On/Off | No, it does not comply with jurisdictions having 14ng/J NOx Regulations | [6 empty] | 540 | 35.5 | 30.25 | 80.875 | 562 | 1199 | 28.25 | 64.75 |  | 72.75 |  |  | 56.5 | 20 | 56.5 | 19 |  |  |  | 5 | 55.625 | [8 empty] | 1 | 51 | 48 | ANSI Z21.10.3-2019/CSA 4.3-2019 | Yes | Yes | Yes | No | Not Applicable | [5 empty] | 40171 | COM GAS NC | 7057186
D80T1995N-823 | D80T199 | Bradford White | 671632648115 | Active | The ""-823"" indicates that this SKU was designed to operate in Altitudes between 2,001 feet and 5,000 feet. | [9 empty] | No | Not Applicable | Not Applicable | Commercial Water Heating | Water Heating.Gas | 5 | 1 |  |  |  | 238-47675-00 |  |  |  | 238-36612-00 |  | 238-80507-00 |  |  |  |  | Gas | Natural Gas |  |  |  | Indoor |  | Floor Mounted |  | No | Not Applicable | 150 | Category I | 6 |  | 0.5 | 1.5 | No | [7 empty] | 199999 BTU/Hr |  |  |  | 80 |  | Not Applicable | On/Off | No, it does not comply with jurisdictions having 14ng/J NOx Regulations | [6 empty] | 540 | 35.5 | 30.25 | 80.875 | 562 | 1199 | 28.25 | 64.75 |  | 72.75 |  |  | 56.5 | 20 | 56.5 | 19 |  |  |  | 5 | 55.625 | [8 empty] | 1 | 51 | 48 | ANSI Z21.10.3-2019/CSA 4.3-2019 | Yes | Yes | Yes | No | Not Applicable | [5 empty] | 40171 | COM GAS NC | 7057186
D80T1995X | D80T199 | Bradford White | 671632739561 | Active | [10 empty] | No | Not Applicable | Not Applicable | Commercial Water Heating | Water Heating.Gas | 5 | 1 |  |  |  | 238-47675-00 |  |  |  | 238-36612-00 |  | 238-80507-00 |  |  |  |  | Gas | Liquid Propane |  |  |  | Indoor |  | Floor Mounted |  | No | Not Applicable | 150 | Category I | 6 |  | 0.5 | 1.5 | No | [7 empty] | 199999 BTU/Hr |  |  |  | 80 |  | Not Applicable | On/Off | Not Applicable | [6 empty] | 540 | 35.5 | 30.25 | 80.875 | 562 | 1199 | 28.25 | 64.75 |  | 72.75 |  |  | 56.5 | 20 | 56.5 | 19 |  |  |  | 5 | 55.625 | [8 empty] | 1 | 51 | 48 | ANSI Z21.10.3-2019/CSA 4.3-2019 | Yes | Yes | Yes | No | Not Applicable | [5 empty] | 40171 | COM GAS NC | 7057187
D80T199E3N | D80T199 | Bradford White | 671632285969 | Active | [10 empty] | No | Not Applicable | Not Applicable | Commercial Water Heating | Water Heating.Gas | 3 | 1 |  |  |  | 238-47675-00 |  |  |  | 238-36612-00 |  | 238-80507-00 |  |  |  |  | Gas | Natural Gas |  |  |  | Indoor |  | Floor Mounted |  | No | Not Applicable | 150 | Category I | 6 |  | 0.5 | 1.5 | No | [7 empty] | 199999 BTU/Hr |  |  |  | 80 |  | Not Applicable | On/Off | No, it does not comply with jurisdictions having 14ng/J NOx Regulations | [6 empty] | 540 | 35.5 | 30.25 | 80.875 | 562 | 1199 | 28.25 | 64.75 |  | 72.75 |  |  | 56.5 | 20 | 56.5 | 19 |  |  |  | 5 | 55.625 | [8 empty] | 1 | 51 | 48 | ANSI Z21.10.3-2019/CSA 4.3-2019 | Yes | Yes | Yes | No | Not Applicable | [5 empty] | 40171 | COM GAS NC | 7057186
D80T199E5N | D80T199 | Bradford White | 671632480722 | Active | [10 empty] | No | Not Applicable | Not Applicable | Commercial Water Heating | Water Heating.Gas | 5 | 1 |  |  |  | 238-47675-00 |  |  |  | 238-36612-00 |  | 238-80507-00 |  |  |  |  | Gas | Natural Gas |  |  |  | Indoor |  | Floor Mounted |  | No | Not Applicable | 150 | Category I | 6 |  | 0.5 | 1.5 | No | [7 empty] | 199999 BTU/Hr |  |  |  | 80 |  | Not Applicable | On/Off | No, it does not comply with jurisdictions having 14ng/J NOx Regulations | [6 empty] | 540 | 35.5 | 30.25 | 80.875 | 562 | 1199 | 28.25 | 64.75 |  | 72.75 |  |  | 56.5 | 20 | 56.5 | 19 |  |  |  | 5 | 55.625 | [8 empty] | 1 | 51 | 48 | ANSI Z21.10.3-2019/CSA 4.3-2019 | Yes | Yes | Yes | No | Not Applicable | [5 empty] | 40171 | COM GAS NC | 7057186
D80T2503N | D80T250 | Bradford White | 671632262984 | Active | [10 empty] | No | Not Applicable | Not Applicable | Commercial Water Heating | Water Heating.Gas | 3 | 1 |  |  |  | 238-47675-00 |  |  |  | 238-36612-00 |  | 238-80507-00 |  |  |  |  | Gas | Natural Gas |  |  |  | Indoor |  | Floor Mounted |  | No | Not Applicable | 150 | Category I | 6 |  | 0.5 | 1.5 | No | [7 empty] | 250000 BTU/Hr |  |  |  | 80 |  | Not Applicable | On/Off | No, it does not comply with jurisdictions having 14ng/J NOx Regulations | [6 empty] | 540 | 35.5 | 30.25 | 80.875 | 562 | 1199 | 28.25 | 64.75 |  | 72.75 |  |  |  | 20 | 56.5 | 19 |  |  |  | 5 | 55.625 | [8 empty] | 1 | 51 | 48 | ANSI Z21.10.3-2019/CSA 4.3-2019 | Yes | Yes | Yes | No | Not Applicable | [5 empty] | 40171 | COM GAS NC | 7056653
D80T2503N-806 | D80T250 | Bradford White | 671632263295 | Active | The ""-806"" indicates that this SKU was designed and certified for Installation in Canada. | [9 empty] | No | Not Applicable | Not Applicable | Commercial Water Heating | Water Heating.Gas | 3 | 1 |  |  |  | 238-47675-00 |  |  |  | 238-36612-00 |  | 238-80507-00 |  |  |  |  | Gas | Natural Gas |  |  |  | Indoor |  | Floor Mounted |  | No | Not Applicable | 150 | Category I | 6 |  | 0.5 | 1.5 | No | [7 empty] | Not Applicable |  |  |  | 80 |  | Not Applicable | On/Off | Not Applicable | [6 empty] | 540 | 35.5 | 30.25 | 80.875 | 562 | 1199 | 28.25 | 64.75 |  | 72.75 |  |  |  | 20 | 56.5 | 19 |  |  |  | 5 | 55.625 | [8 empty] | 1 | 51 | 48 | Not Applicable | Yes | No | Yes | No | Not Applicable | 238-47716-00 |  |  |  |  | 40171 | COM GAS NC
D80T2503N-807 | D80T250 | Bradford White | 671632268764 | Active | The ""-807"" indicates that this SKU was designed to operate in High Altitudes ranging from 2,000 to 4,500 feet, and are certified for Installation in Canada. | [9 empty] | No | Not Applicable | Not Applicable | Commercial Water Heating | Water Heating.Gas | 3 | 1 |  |  |  | 238-47675-00 |  |  |  | 238-36612-00 |  | 238-80507-00 |  |  |  |  | Gas | Natural Gas |  |  |  | Indoor |  | Floor Mounted |  | No | Not Applicable | 150 | Category I | 6 |  | 0.5 | 1.5 | No | [7 empty] | Not Applicable |  |  |  | 80 |  | Not Applicable | On/Off | Not Applicable | [6 empty] | 540 | 35.5 | 30.25 | 80.875 | 562 | 1199 | 28.25 | 64.75 |  | 72.75 |  |  |  | 20 | 56.5 | 19 |  |  |  | 5 | 55.625 | [8 empty] | 1 | 51 | 48 | Not Applicable | Yes | No | Yes | No | Not Applicable | 238-47716-00 |  |  |  |  | 40171 | COM GAS NC
D80T2503N-823 | D80T250 | Bradford White | 671632630615 | Active | The ""-823"" indicates that this SKU was designed to operate in Altitudes between 2,001 feet and 5,000 feet. | [9 empty] | No | Not Applicable | Not Applicable | Commercial Water Heating | Water Heating.Gas | 3 | 1 |  |  |  | 238-47675-00 |  |  |  | 238-36612-00 |  | 238-80507-00 |  |  |  |  | Gas | Natural Gas |  |  |  | Indoor |  | Floor Mounted |  | No | Not Applicable | 150 | Category I | 6 |  | 0.5 | 1.5 | No | [7 empty] | 250000 BTU/Hr |  |  |  | 80 |  | Not Applicable | On/Off | No, it does not comply with jurisdictions having 14ng/J NOx Regulations | [6 empty] | 540 | 35.5 | 30.25 | 80.875 | 562 | 1199 | 28.25 | 64.75 |  | 72.75 |  |  |  | 20 | 56.5 | 19 |  |  |  | 5 | 55.625 | [8 empty] | 1 | 51 | 48 | ANSI Z21.10.3-2019/CSA 4.3-2019 | Yes | Yes | Yes | No | Not Applicable | [5 empty] | 40171 | COM GAS NC | 7056653
D80T2503N-867 | D80T250 | Bradford White | 671632689057 | Active | The ""-867"" indicates that this SKU was designed to operate in Altitudes between 5,001 feet and 8,000 feet. | [9 empty] | No | Not Applicable | Not Applicable | Commercial Water Heating | Water Heating.Gas | 3 | 1 |  |  |  | 238-47675-00 |  |  |  | 238-36612-00 |  | 238-80507-00 |  |  |  |  | Gas | Natural Gas |  |  |  | Indoor |  | Floor Mounted |  | No | Not Applicable | 150 | Category I | 6 |  | 0.5 | 1.5 | No | [7 empty] | 250000 BTU/Hr |  |  |  | 80 |  | Not Applicable | On/Off | No, it does not comply with jurisdictions having 14ng/J NOx Regulations | [6 empty] | 540 | 35.5 | 30.25 | 80.875 | 562 | 1199 | 28.25 | 64.75 |  | 72.75 |  |  |  | 20 | 56.5 | 19 |  |  |  | 5 | 55.625 | [8 empty] | 1 | 51 | 48 | ANSI Z21.10.3-2019/CSA 4.3-2019 | Yes | Yes | Yes | No | Not Applicable | [5 empty] | 40171 | COM GAS NC | 7056653
D80T2503NA | D80T250A | Bradford White | 671632263257 | Active | [10 empty] | No | Not Applicable | Not Applicable | Commercial Water Heating | Water Heating.Gas | 3 | 1 |  |  |  | 238-47675-00 |  |  |  | 238-36612-00 |  | 238-80507-00 |  |  |  |  | Gas | Natural Gas |  |  |  | Indoor |  | Floor Mounted |  | Yes | HLW | 150 | Category I | 6 |  | 0.5 | 1.5 | No | [7 empty] | 250000 BTU/Hr |  |  |  | 80 |  | Not Applicable | On/Off | No, it does not comply with jurisdictions having 14ng/J NOx Regulations | [6 empty] | 590 | 35.5 | 30.25 | 80.875 | 614 | 1249 | 28.25 | 64.75 |  | 72.75 |  |  |  | 20 | 56.5 | 19 |  |  |  | 5 | 55.625 | [8 empty] | 1 | 51 | 48 | ANSI Z21.10.3-2019/CSA 4.3-2019 | Yes | Yes | Yes | No | Not Applicable | [5 empty] | 40161 | COM GAS ASME | 7056653
D80T2503NA-806 | D80T250A | Bradford White | 671632335350 | Active | The ""-806"" indicates that this SKU was designed and certified for Installation in Canada. | [9 empty] | No | Not Applicable | Not Applicable | Commercial Water Heating | Water Heating.Gas | 3 | 1 |  |  |  | 238-47675-00 |  |  |  | 238-36612-00 |  | 238-80507-00 |  |  |  |  | Gas | Natural Gas |  |  |  | Indoor |  | Floor Mounted |  | Yes | HLW | 150 | Category I | 6 |  | 0.5 | 1.5 | No | [7 empty] | Not Applicable |  |  |  | 80 |  | Not Applicable | On/Off | Not Applicable | [6 empty] | 590 | 35.5 | 30.25 | 80.875 | 614 | 1249 | 28.25 | 64.75 |  | 72.75 |  |  |  | 20 | 56.5 | 19 |  |  |  | 5 | 55.625 | [8 empty] | 1 | 51 | 48 | Not Applicable | Yes | No | Yes | No | Not Applicable | 238-47716-00 |  |  |  |  | 40161 | COM GAS ASME
D80T2503NA-807 | D80T250A | Bradford White | 671632894161 | Active | The ""-807"" indicates that this SKU was designed to operate in High Altitudes ranging from 2,000 to 4,500 feet, and are certified for Installation in Canada. | [9 empty] | No | Not Applicable | Not Applicable | Commercial Water Heating | Water Heating.Gas | 3 | 1 |  |  |  | 238-47675-00 |  |  |  | 238-36612-00 |  | 238-80507-00 |  |  |  |  | Gas | Natural Gas |  |  |  | Indoor |  | Floor Mounted |  | Yes | HLW | 150 | Category I | 6 |  | 0.5 | 1.5 | No | [7 empty] | Not Applicable |  |  |  | 80 |  | Not Applicable | On/Off | Not Applicable | [6 empty] | 590 | 35.5 | 30.25 | 80.875 | 614 | 1249 | 28.25 | 64.75 |  | 72.75 |  |  |  | 20 | 56.5 | 19 |  |  |  | 5 | 55.625 | [8 empty] | 1 | 51 | 48 | Not Applicable | Yes | No | Yes | No | Not Applicable | 238-47716-00 |  |  |  |  | 40161 | COM GAS ASME
D80T2503NA-823 | D80T250A | Bradford White | 671632337804 | Active | The ""-823"" indicates that this SKU was designed to operate in Altitudes between 2,001 feet and 5,000 feet. | [9 empty] | No | Not Applicable | Not Applicable | Commercial Water Heating | Water Heating.Gas | 3 | 1 |  |  |  | 238-47675-00 |  |  |  | 238-36612-00 |  | 238-80507-00 |  |  |  |  | Gas | Natural Gas |  |  |  | Indoor |  | Floor Mounted |  | Yes | HLW | 150 | Category I | 6 |  | 0.5 | 1.5 | No | [7 empty] | 250000 BTU/Hr |  |  |  | 80 |  | Not Applicable | On/Off | No, it does not comply with jurisdictions having 14ng/J NOx Regulations | [6 empty] | 590 | 35.5 | 30.25 | 80.875 | 614 | 1249 | 28.25 | 64.75 |  | 72.75 |  |  |  | 20 | 56.5 | 19 |  |  |  | 5 | 55.625 | [8 empty] | 1 | 51 | 48 | ANSI Z21.10.3-2019/CSA 4.3-2019 | Yes | Yes | Yes | No | Not Applicable | [5 empty] | 40161 | COM GAS ASME | 7056653
D80T2503X | D80T250 | Bradford White | 671632263264 | Active | [10 empty] | No | Not Applicable | Not Applicable | Commercial Water Heating | Water Heating.Gas | 3 | 1 |  |  |  | 238-47675-00 |  |  |  | 238-36612-00 |  | 238-80507-00 |  |  |  |  | Gas | Liquid Propane |  |  |  | Indoor |  | Floor Mounted |  | No | Not Applicable | 150 | Category I | 6 |  | 0.5 | 1.5 | No | [7 empty] | 235000 BTU/Hr |  |  |  | 80 |  | Not Applicable | On/Off | Not Applicable | [6 empty] | 540 | 35.5 | 30.25 | 80.875 | 562 | 1199 | 28.25 | 64.75 |  | 72.75 |  |  |  | 20 | 56.5 | 19 |  |  |  | 5 | 55.625 | [8 empty] | 1 | 51 | 48 | ANSI Z21.10.3-2019/CSA 4.3-2019 | Yes | Yes | Yes | No | Not Applicable | [5 empty] | 40171 | COM GAS NC | 7056654
D80T2503X-806 | D80T250 | Bradford White | 671632298129 | Active | The ""-806"" indicates that this SKU was designed and certified for Installation in Canada. | [9 empty] | No | Not Applicable | Not Applicable | Commercial Water Heating | Water Heating.Gas | 3 | 1 |  |  |  | 238-47675-00 |  |  |  | 238-36612-00 |  | 238-80507-00 |  |  |  |  | Gas | Liquid Propane |  |  |  | Indoor |  | Floor Mounted |  | No | Not Applicable | 150 | Category I | 6 |  | 0.5 | 1.5 | No | [7 empty] | Not Applicable |  |  |  | 80 |  | Not Applicable | On/Off | Not Applicable | [6 empty] | 540 | 35.5 | 30.25 | 80.875 | 562 | 1199 | 28.25 | 64.75 |  | 72.75 |  |  |  | 20 | 56.5 | 19 |  |  |  | 5 | 55.625 | [8 empty] | 1 | 51 | 48 | Not Applicable | Yes | No | Yes | No | Not Applicable | 238-47716-00 |  |  |  |  | 40171 | COM GAS NC
D80T2503X-807 | D80T250 | Bradford White | 671632284337 | Active | The ""-807"" indicates that this SKU was designed to operate in High Altitudes ranging from 2,000 to 4,500 feet, and are certified for Installation in Canada. | [9 empty] | No | Not Applicable | Not Applicable | Commercial Water Heating | Water Heating.Gas | 3 | 1 |  |  |  | 238-47675-00 |  |  |  | 238-36612-00 |  | 238-80507-00 |  |  |  |  | Gas | Liquid Propane |  |  |  | Indoor |  | Floor Mounted |  | No | Not Applicable | 150 | Category I | 6 |  | 0.5 | 1.5 | No | [7 empty] | Not Applicable |  |  |  | 80 |  | Not Applicable | On/Off | Not Applicable | [6 empty] | 540 | 35.5 | 30.25 | 80.875 | 562 | 1199 | 28.25 | 64.75 |  | 72.75 |  |  |  | 20 | 56.5 | 19 |  |  |  | 5 | 55.625 | [8 empty] | 1 | 51 | 48 | Not Applicable | Yes | No | Yes | No | Not Applicable | 238-47716-00 |  |  |  |  | 40171 | COM GAS NC
D80T2503X-823 | D80T250 | Bradford White | 671632698356 | Active | The ""-823"" indicates that this SKU was designed to operate in Altitudes between 2,001 feet and 5,000 feet. | [9 empty] | No | Not Applicable | Not Applicable | Commercial Water Heating | Water Heating.Gas | 3 | 1 |  |  |  | 238-47675-00 |  |  |  | 238-36612-00 |  | 238-80507-00 |  |  |  |  | Gas | Liquid Propane |  |  |  | Indoor |  | Floor Mounted |  | No | Not Applicable | 150 | Category I | 6 |  | 0.5 | 1.5 | No | [7 empty] | 235000 BTU/Hr |  |  |  | 80 |  | Not Applicable | On/Off | Not Applicable | [6 empty] | 540 | 35.5 | 30.25 | 80.875 | 562 | 1199 | 28.25 | 64.75 |  | 72.75 |  |  |  | 20 | 56.5 | 19 |  |  |  | 5 | 55.625 | [8 empty] | 1 | 51 | 48 | ANSI Z21.10.3-2019/CSA 4.3-2019 | Yes | Yes | Yes | No | Not Applicable | [5 empty] | 40171 | COM GAS NC | 7056654
D80T2503X-867 | D80T250 | Bradford White | 671632724789 | Active | The ""-867"" indicates that this SKU was designed to operate in Altitudes between 5,001 feet and 8,000 feet. | [9 empty] | No | Not Applicable | Not Applicable | Commercial Water Heating | Water Heating.Gas | 3 | 1 |  |  |  | 238-47675-00 |  |  |  | 238-36612-00 |  | 238-80507-00 |  |  |  |  | Gas | Liquid Propane |  |  |  | Indoor |  | Floor Mounted |  | No | Not Applicable | 150 | Category I | 6 |  | 0.5 | 1.5 | No | [7 empty] | 235000 BTU/Hr |  |  |  | 80 |  | Not Applicable | On/Off | Not Applicable | [6 empty] | 540 | 35.5 | 30.25 | 80.875 | 562 | 1199 | 28.25 | 64.75 |  | 72.75 |  |  |  | 20 | 56.5 | 19 |  |  |  | 5 | 55.625 | [8 empty] | 1 | 51 | 48 | ANSI Z21.10.3-2019/CSA 4.3-2019 | Yes | Yes | Yes | No | Not Applicable | [5 empty] | 40171 | COM GAS NC | 7056654
D80T2503XA | D80T250A | Bradford White | 671632508303 | Active | [10 empty] | No | Not Applicable | Not Applicable | Commercial Water Heating | Water Heating.Gas | 3 | 1 |  |  |  | 238-47675-00 |  |  |  | 238-36612-00 |  | 238-80507-00 |  |  |  |  | Gas | Liquid Propane |  |  |  | Indoor |  | Floor Mounted |  | Yes | HLW | 150 | Category I | 6 |  | 0.5 | 1.5 | No | [7 empty] | 235000 BTU/Hr |  |  |  | 80 |  | Not Applicable | On/Off | Not Applicable | [6 empty] | 590 | 35.5 | 30.25 | 80.875 | 614 | 1249 | 28.25 | 64.75 |  | 72.75 |  |  |  | 20 | 56.5 | 19 |  |  |  | 5 | 55.625 | [8 empty] | 1 | 51 | 48 | ANSI Z21.10.3-2019/CSA 4.3-2019 | Yes | Yes | Yes | No | Not Applicable | [5 empty] | 40161 | COM GAS ASME | 7056654
D80T2503XA-806 | D80T250A | Bradford White | 671632785933 | Active | The ""-806"" indicates that this SKU was designed and certified for Installation in Canada. | [9 empty] | No | Not Applicable | Not Applicable | Commercial Water Heating | Water Heating.Gas | 3 | 1 |  |  |  | 238-47675-00 |  |  |  | 238-36612-00 |  | 238-80507-00 |  |  |  |  | Gas | Natural Gas |  |  |  | Indoor |  | Floor Mounted |  | Yes | HLW | 150 | Category I | 6 |  | 0.5 | 1.5 | No | [7 empty] | Not Applicable |  |  |  | 80 |  | Not Applicable | On/Off | Not Applicable | [6 empty] | 590 | 35.5 | 30.25 | 80.875 | 614 | 1249 | 28.25 | 64.75 |  | 72.75 |  |  |  | 20 | 56.5 | 19 |  |  |  | 5 | 55.625 | [8 empty] | 1 | 51 | 48 | Not Applicable | Yes | No | Yes | No | Not Applicable | 238-47716-00 |  |  |  |  | 40161 | COM GAS ASME
D80T2503XA-823 | D80T250A | Bradford White | 671632559244 | Active | The ""-823"" indicates that this SKU was designed to operate in Altitudes between 2,001 feet and 5,000 feet. | [9 empty] | No | Not Applicable | Not Applicable | Commercial Water Heating | Water Heating.Gas | 3 | 1 |  |  |  | 238-47675-00 |  |  |  | 238-36612-00 |  | 238-80507-00 |  |  |  |  | Gas | Liquid Propane |  |  |  | Indoor |  | Floor Mounted |  | Yes | HLW | 150 | Category I | 6 |  | 0.5 | 1.5 | No | [7 empty] | 235000 BTU/Hr |  |  |  | 80 |  | Not Applicable | On/Off | Not Applicable | [6 empty] | 590 | 35.5 | 30.25 | 80.875 | 614 | 1249 | 28.25 | 64.75 |  | 72.75 |  |  |  | 20 | 56.5 | 19 |  |  |  | 5 | 55.625 | [8 empty] | 1 | 51 | 48 | ANSI Z21.10.3-2019/CSA 4.3-2019 | Yes | Yes | Yes | No | Not Applicable | [5 empty] | 40161 | COM GAS ASME | 7056654
D80T2505N | D80T250 | Bradford White | 671632304547 | Active | [10 empty] | No | Not Applicable | Not Applicable | Commercial Water Heating | Water Heating.Gas | 5 | 1 |  |  |  | 238-47675-00 |  |  |  | 238-36612-00 |  | 238-80507-00 |  |  |  |  | Gas | Natural Gas |  |  |  | Indoor |  | Floor Mounted |  | No | Not Applicable | 150 | Category I | 6 |  | 0.5 | 1.5 | No | [7 empty] | 250000 BTU/Hr |  |  |  | 80 |  | Not Applicable | On/Off | No, it does not comply with jurisdictions having 14ng/J NOx Regulations | [6 empty] | 540 | 35.5 | 30.25 | 80.875 | 562 | 1199 | 28.25 | 64.75 |  | 72.75 |  |  |  | 20 | 56.5 | 19 |  |  |  | 5 | 55.625 | [8 empty] | 1 | 51 | 48 | ANSI Z21.10.3-2019/CSA 4.3-2019 | Yes | Yes | Yes | No | Not Applicable | [5 empty] | 40171 | COM GAS NC | 7056653
D80T2505NA | D80T250A | Bradford White | 671632296477 | Active | [10 empty] | No | Not Applicable | Not Applicable | Commercial Water Heating | Water Heating.Gas | 5 | 1 |  |  |  | 238-47675-00 |  |  |  | 238-36612-00 |  | 238-80507-00 |  |  |  |  | Gas | Natural Gas |  |  |  | Indoor |  | Floor Mounted |  | Yes | HLW | 150 | Category I | 6 |  | 0.5 | 1.5 | No | [7 empty] | 250000 BTU/Hr |  |  |  | 80 |  | Not Applicable | On/Off | No, it does not comply with jurisdictions having 14ng/J NOx Regulations | [6 empty] | 590 | 35.5 | 30.25 | 80.875 | 614 | 1249 | 28.25 | 64.75 |  | 72.75 |  |  |  | 20 | 56.5 | 19 |  |  |  | 5 | 55.625 | [8 empty] | 1 | 51 | 48 | ANSI Z21.10.3-2019/CSA 4.3-2019 | Yes | Yes | Yes | No | Not Applicable | [5 empty] | 40161 | COM GAS ASME | 7056653
D80T2505XA | D80T250 | Bradford White | 671632560639 | Active | [10 empty] | No | Not Applicable | Not Applicable | Commercial Water Heating | Water Heating.Gas | 5 | 1 |  |  |  | 238-47675-00 |  |  |  | 238-36612-00 |  | 238-80507-00 |  |  |  |  | Gas | Liquid Propane |  |  |  | Indoor |  | Floor Mounted |  | Yes | HLW | 150 | Category I | 6 |  | 0.5 | 1.5 | No | [7 empty] | 235000 BTU/Hr |  |  |  | 80 |  | Not Applicable | On/Off | Not Applicable | [6 empty] | 590 | 35.5 | 30.25 | 80.875 | 614 | 1249 | 28.25 | 64.75 |  | 72.75 |  |  |  | 20 | 56.5 | 19 |  |  |  | 5 | 55.625 | [8 empty] | 1 | 51 | 48 | ANSI Z21.10.3-2019/CSA 4.3-2019 | Yes | Yes | Yes | No | Not Applicable | [5 empty] | 40171 | COM GAS NC | 7056653
D80T250E3N | D80T250 | Bradford White | 671632286331 | Active | [10 empty] | No | Not Applicable | Not Applicable | Commercial Water Heating | Water Heating.Gas | 3 | 1 |  |  |  | 238-47675-00 |  |  |  | 238-36612-00 |  | 238-80507-00 |  |  |  |  | Gas | Natural Gas |  |  |  | Indoor |  | Floor Mounted |  | No | Not Applicable | 150 | Category I | 6 |  | 0.5 | 1.5 | No | [7 empty] | 250000 BTU/Hr |  |  |  | 80 |  | Not Applicable | On/Off | No, it does not comply with jurisdictions having 14ng/J NOx Regulations | [6 empty] | 540 | 35.5 | 30.25 | 80.875 | 562 | 1199 | 28.25 | 64.75 |  | 72.75 |  |  |  | 20 | 56.5 | 19 |  |  |  | 5 | 55.625 | [8 empty] | 1 | 51 | 48 | ANSI Z21.10.3-2019/CSA 4.3-2019 | Yes | Yes | Yes | No | Not Applicable | [5 empty] | 40171 | COM GAS NC | 7056653
D80T250E3NA | D80T250A | Bradford White | 671632286812 | Active | [10 empty] | No | Not Applicable | Not Applicable | Commercial Water Heating | Water Heating.Gas | 3 | 1 |  |  |  | 238-47675-00 |  |  |  | 238-36612-00 |  | 238-80507-00 |  |  |  |  | Gas | Natural Gas |  |  |  | Indoor |  | Floor Mounted |  | Yes | HLW | 150 | Category I | 6 |  | 0.5 | 1.5 | No | [7 empty] | 250000 BTU/Hr |  |  |  | 80 |  | Not Applicable | On/Off | No, it does not comply with jurisdictions having 14ng/J NOx Regulations | [6 empty] | 590 | 35.5 | 30.25 | 80.875 | 614 | 1249 | 28.25 | 64.75 |  | 72.75 |  |  |  | 20 | 56.5 | 19 |  |  |  | 5 | 55.625 | [8 empty] | 1 | 51 | 48 | ANSI Z21.10.3-2019/CSA 4.3-2019 | Yes | Yes | Yes | No | Not Applicable | [5 empty] | 40161 | COM GAS ASME | 7056653
D80T4253N | D80T425 | Bradford White | 671632265138 | Active | [10 empty] | No | Not Applicable | Not Applicable | Commercial Water Heating | Water Heating.Gas | 3 | 1 |  |  |  | 238-47675-00 |  |  |  | 238-36612-00 |  | 238-80507-00 |  |  |  |  | Gas | Natural Gas |  |  |  | Indoor |  | Floor Mounted |  | No | Not Applicable | 150 | Category I | 10 |  | 0.5 | 1.5 | No | [7 empty] | 425000 BTU/Hr |  |  |  | 80 |  | Not Applicable | On/Off | No, it does not comply with jurisdictions having 14ng/J NOx Regulations | [6 empty] | 750 | 35.5 | 30.25 | 91.375 | 780 | 1409 | 28.25 | 79.3125 |  | 88.3125 |  |  | 412 | 32.875 | 68.1875 |  |  |  |  | 6.25 | 68.1875 | [8 empty] | 1 | 51 | 48 | ANSI Z21.10.3-2019/CSA 4.3-2019 | Yes | Yes | Yes | No | Not Applicable | [5 empty] | 40171 | COM GAS NC | 7056651
D80T4253N-806 | D80T425 | Bradford White | 671632275373 | Active | The ""-806"" indicates that this SKU was designed and certified for Installation in Canada. | [9 empty] | No | Not Applicable | Not Applicable | Commercial Water Heating | Water Heating.Gas | 3 | 1 |  |  |  | 238-47675-00 |  |  |  | 238-36612-00 |  | 238-80507-00 |  |  |  |  | Gas | Natural Gas |  |  |  | Indoor |  | Floor Mounted |  | No | Not Applicable | 150 | Category I | 10 |  | 0.5 | 1.5 | No | [7 empty] | Not Applicable |  |  |  | 80 |  | Not Applicable | On/Off | Not Applicable | [6 empty] | 750 | 35.5 | 30.25 | 91.375 | 780 | 1409 | 28.25 | 79.3125 |  | 88.3125 |  |  | 412 | 32.875 | 68.1875 |  |  |  |  | 6.25 | 68.1875 | [8 empty] | 1 | 51 | 48 | Not Applicable | Yes | No | Yes | No | Not Applicable | 238-47716-00 |  |  |  |  | 40171 | COM GAS NC
D80T4253N-807 | D80T425 | Bradford White | 671632265145 | Active | The ""-807"" indicates that this SKU was designed to operate in High Altitudes ranging from 2,000 to 4,500 feet, and are certified for Installation in Canada. | [9 empty] | No | Not Applicable | Not Applicable | Commercial Water Heating | Water Heating.Gas | 3 | 1 |  |  |  | 238-47675-00 |  |  |  | 238-36612-00 |  | 238-80507-00 |  |  |  |  | Gas | Natural Gas |  |  |  | Indoor |  | Floor Mounted |  | No | Not Applicable | 150 | Category I | 10 |  | 0.5 | 1.5 | No | [7 empty] | Not Applicable |  |  |  | 80 |  | Not Applicable | On/Off | Not Applicable | [6 empty] | 750 | 35.5 | 30.25 | 91.375 | 780 | 1409 | 28.25 | 79.3125 |  | 88.3125 |  |  | 412 | 32.875 | 68.1875 |  |  |  |  | 6.25 | 68.1875 | [8 empty] | 1 | 51 | 48 | Not Applicable | Yes | No | Yes | No | Not Applicable | 238-47716-00 |  |  |  |  | 40171 | COM GAS NC
D80T4253N-823 | D80T425 | Bradford White | 671632542178 | Active | The ""-823"" indicates that this SKU was designed to operate in Altitudes between 2,001 feet and 5,000 feet. | [9 empty] | No | Not Applicable | Not Applicable | Commercial Water Heating | Water Heating.Gas | 3 | 1 |  |  |  | 238-47675-00 |  |  |  | 238-36612-00 |  | 238-80507-00 |  |  |  |  | Gas | Natural Gas |  |  |  | Indoor |  | Floor Mounted |  | No | Not Applicable | 150 | Category I | 10 |  | 0.5 | 1.5 | No | [7 empty] | 425000 BTU/Hr |  |  |  | 80 |  | Not Applicable | On/Off | No, it does not comply with jurisdictions having 14ng/J NOx Regulations | [6 empty] | 750 | 35.5 | 30.25 | 91.375 | 780 | 1409 | 28.25 | 79.3125 |  | 88.3125 |  |  | 412 | 32.875 | 68.1875 |  |  |  |  | 6.25 | 68.1875 | [8 empty] | 1 | 51 | 48 | ANSI Z21.10.3-2019/CSA 4.3-2019 | Yes | Yes | Yes | No | Not Applicable | [5 empty] | 40171 | COM GAS NC | 7056651
D80T4253NA | D80T425A | Bradford White | 671632265152 | Active | [10 empty] | No | Not Applicable | Not Applicable | Commercial Water Heating | Water Heating.Gas | 3 | 1 |  |  |  | 238-47675-00 |  |  |  | 238-36612-00 |  | 238-80507-00 |  |  |  |  | Gas | Natural Gas |  |  |  | Indoor |  | Floor Mounted |  | Yes | HLW | 150 | Category I | 10 |  | 0.5 | 1.5 | No | [7 empty] | 425000 BTU/Hr |  |  |  | 80 |  | Not Applicable | On/Off | No, it does not comply with jurisdictions having 14ng/J NOx Regulations | [6 empty] | 800 | 35.5 | 30.25 | 91.375 | 832 | 1459 | 28.25 | 79.3125 |  | 83.8125 |  |  |  | 23.5 | 66.3125 |  |  |  |  | 6.25 | 66.3125 | [8 empty] | 1 | 51 | 48 | ANSI Z21.10.3-2019/CSA 4.3-2019 | Yes | Yes | Yes | No | Not Applicable | [5 empty] | 40161 | COM GAS ASME | 7056651
D80T4253NA-806 | D80T425A | Bradford White | 671632265176 | Active | The ""-806"" indicates that this SKU was designed and certified for Installation in Canada. | [9 empty] | No | Not Applicable | Not Applicable | Commercial Water Heating | Water Heating.Gas | 3 | 1 |  |  |  | 238-47675-00 |  |  |  | 238-36612-00 |  | 238-80507-00 |  |  |  |  | Gas | Natural Gas |  |  |  | Indoor |  | Floor Mounted |  | Yes | HLW | 150 | Category I | 10 |  | 0.5 | 1.5 | No | [7 empty] | Not Applicable |  |  |  | 80 |  | Not Applicable | On/Off | Not Applicable | [6 empty] | 800 | 35.5 | 30.25 | 91.375 | 832 | 1459 | 28.25 | 79.3125 |  | 83.8125 |  |  |  | 23.5 | 66.3125 |  |  |  |  | 6.25 | 66.3125 | [8 empty] | 1 | 51 | 48 | Not Applicable | Yes | No | Yes | No | Not Applicable | 238-47716-00 |  |  |  |  | 40161 | COM GAS ASME
D80T4253NA-807 | D80T425A | Bradford White | 671632707287 | Active | The ""-807"" indicates that this SKU was designed to operate in High Altitudes ranging from 2,000 to 4,500 feet, and are certified for Installation in Canada. | [9 empty] | No | Not Applicable | Not Applicable | Commercial Water Heating | Water Heating.Gas | 3 | 1 |  |  |  | 238-47675-00 |  |  |  | 238-36612-00 |  | 238-80507-00 |  |  |  |  | Gas | Natural Gas |  |  |  | Indoor |  | Floor Mounted |  | Yes | HLW | 150 | Category I | 10 |  | 0.5 | 1.5 | No | [7 empty] | Not Applicable |  |  |  | 80 |  | Not Applicable | On/Off | Not Applicable | [6 empty] | 800 | 35.5 | 30.25 | 91.375 | 832 | 1459 | 28.25 | 79.3125 |  | 83.8125 |  |  |  | 23.5 | 66.3125 |  |  |  |  | 6.25 | 66.3125 | [8 empty] | 1 | 51 | 48 | Not Applicable | Yes | No | Yes | No | Not Applicable | 238-47716-00 |  |  |  |  | 40161 | COM GAS ASME
D80T4253NA-823 | D80T425A | Bradford White | 671632542185 | Active | The ""-823"" indicates that this SKU was designed to operate in Altitudes between 2,001 feet and 5,000 feet. | [9 empty] | No | Not Applicable | Not Applicable | Commercial Water Heating | Water Heating.Gas | 3 | 1 |  |  |  | 238-47675-00 |  |  |  | 238-36612-00 |  | 238-80507-00 |  |  |  |  | Gas | Natural Gas |  |  |  | Indoor |  | Floor Mounted |  | Yes | HLW | 150 | Category I | 10 |  | 0.5 | 1.5 | No | [7 empty] | 425000 BTU/Hr |  |  |  | 80 |  | Not Applicable | On/Off | No, it does not comply with jurisdictions having 14ng/J NOx Regulations | [6 empty] | 800 | 35.5 | 30.25 | 91.375 | 832 | 1459 | 28.25 | 79.3125 |  | 83.8125 |  |  |  | 23.5 | 66.3125 |  |  |  |  | 6.25 | 66.3125 | [8 empty] | 1 | 51 | 48 | ANSI Z21.10.3-2019/CSA 4.3-2019 | Yes | Yes | Yes | No | Not Applicable | [5 empty] | 40161 | COM GAS ASME | 7056651
D80T4253X | D80T425 | Bradford White | 671632265299 | Active | [10 empty] | No | Not Applicable | Not Applicable | Commercial Water Heating | Water Heating.Gas | 3 | 1 |  |  |  | 238-47675-00 |  |  |  | 238-36612-00 |  | 238-80507-00 |  |  |  |  | Gas | Liquid Propane |  |  |  | Indoor |  | Floor Mounted |  | No | Not Applicable | 150 | Category I | 10 |  | 0.5 | 1.5 | No | [7 empty] | 425000 BTU/Hr |  |  |  | 80 |  | Not Applicable | On/Off | Not Applicable | [6 empty] | 750 | 35.5 | 30.25 | 91.375 | 780 | 1409 | 28.25 | 79.3125 |  | 88.3125 |  |  | 412 | 32.875 | 68.1875 |  |  |  |  | 6.25 | 68.1875 | [8 empty] | 1 | 51 | 48 | ANSI Z21.10.3-2019/CSA 4.3-2019 | Yes | Yes | Yes | No | Not Applicable | [5 empty] | 40171 | COM GAS NC | 7056655
D80T4253X-806 | D80T425 | Bradford White | 671632639717 | Active | The ""-806"" indicates that this SKU was designed and certified for Installation in Canada. | [9 empty] | No | Not Applicable | Not Applicable | Commercial Water Heating | Water Heating.Gas | 3 | 1 |  |  |  | 238-47675-00 |  |  |  | 238-36612-00 |  | 238-80507-00 |  |  |  |  | Gas | Liquid Propane |  |  |  | Indoor |  | Floor Mounted |  | No | Not Applicable | 150 | Category I | 10 |  | 0.5 | 1.5 | No | [7 empty] | Not Applicable |  |  |  | 80 |  | Not Applicable | On/Off | Not Applicable | [6 empty] | 750 | 35.5 | 30.25 | 91.375 | 780 | 1409 | 28.25 | 79.3125 |  | 88.3125 |  |  | 412 | 32.875 | 68.1875 |  |  |  |  | 6.25 | 68.1875 | [8 empty] | 1 | 51 | 48 | Not Applicable | Yes | No | Yes | No | Not Applicable | 238-47716-00 |  |  |  |  | 40171 | COM GAS NC
D80T4253X-807 | D80T425 | Bradford White | 671632637270 | Active | The ""-807"" indicates that this SKU was designed to operate in High Altitudes ranging from 2,000 to 4,500 feet, and are certified for Installation in Canada. | [9 empty] | No | Not Applicable | Not Applicable | Commercial Water Heating | Water Heating.Gas | 3 | 1 |  |  |  | 238-47675-00 |  |  |  | 238-36612-00 |  | 238-80507-00 |  |  |  |  | Gas | Liquid Propane |  |  |  | Indoor |  | Floor Mounted |  | No | Not Applicable | 150 | Category I | 10 |  | 0.5 | 1.5 | No | [7 empty] | Not Applicable |  |  |  | 80 |  | Not Applicable | On/Off | Not Applicable | [6 empty] | 750 | 35.5 | 30.25 | 91.375 | 780 | 1409 | 28.25 | 79.3125 |  | 88.3125 |  |  | 412 | 32.875 | 68.1875 |  |  |  |  | 6.25 | 68.1875 | [8 empty] | 1 | 51 | 48 | Not Applicable | Yes | No | Yes | No | Not Applicable | 238-47716-00 |  |  |  |  | 40171 | COM GAS NC
D80T4253X-868 | D80T425 | Bradford White | 671632775941 | Active | The ""-868"" indicates that this SKU was designed to operate in Altitudes above 8,000 feet. | [9 empty] | No | Not Applicable | Not Applicable | Commercial Water Heating | Water Heating.Gas | 3 | 1 |  |  |  | 238-47675-00 |  |  |  | 238-36612-00 |  | 238-80507-00 |  |  |  |  | Gas | Liquid Propane |  |  |  | Indoor |  | Floor Mounted |  | No | Not Applicable | 150 | Category I | 10 |  | 0.5 | 1.5 | No | [7 empty] | 425000 BTU/Hr |  |  |  | 80 |  | Not Applicable | On/Off | Not Applicable | [6 empty] | 750 | 35.5 | 30.25 | 91.375 | 780 | 1409 | 28.25 | 79.3125 |  | 88.3125 |  |  | 412 | 32.875 | 68.1875 |  |  |  |  | 6.25 | 68.1875 | [8 empty] | 1 | 51 | 48 | ANSI Z21.10.3-2019/CSA 4.3-2019 | Yes | Yes | Yes | No | Not Applicable | [5 empty] | 40171 | COM GAS NC | 7056655
D80T4253XA | D80T425A | Bradford White | 671632265268 | Active | [10 empty] | No | Not Applicable | Not Applicable | Commercial Water Heating | Water Heating.Gas | 3 | 1 |  |  |  | 238-47675-00 |  |  |  | 238-36612-00 |  | 238-80507-00 |  |  |  |  | Gas | Liquid Propane |  |  |  | Indoor |  | Floor Mounted |  | Yes | HLW | 150 | Category I | 10 |  | 0.5 | 1.5 | No | [7 empty] | 425000 BTU/Hr |  |  |  | 80 |  | Not Applicable | On/Off | Not Applicable | [6 empty] | 800 | 35.5 | 30.25 | 91.375 | 832 | 1459 | 28.25 | 79.3125 |  | 83.8125 |  |  |  | 23.5 | 66.3125 |  |  |  |  | 6.25 | 66.3125 | [8 empty] | 1 | 51 | 48 | ANSI Z21.10.3-2019/CSA 4.3-2019 | Yes | Yes | Yes | No | Not Applicable | [5 empty] | 40161 | COM GAS ASME | 7056655
D80T4253XA-806 | D80T425A | Bradford White | 671632739745 | Active | The ""-806"" indicates that this SKU was designed and certified for Installation in Canada. | [9 empty] | No | Not Applicable | Not Applicable | Commercial Water Heating | Water Heating.Gas | 3 | 1 |  |  |  | 238-47675-00 |  |  |  | 238-36612-00 |  | 238-80507-00 |  |  |  |  | Gas | Liquid Propane |  |  |  | Indoor |  | Floor Mounted |  | Yes | HLW | 150 | Category I | 10 |  | 0.5 | 1.5 | No | [7 empty] | Not Applicable |  |  |  | 80 |  | Not Applicable | On/Off | Not Applicable | [6 empty] | 800 | 35.5 | 30.25 | 91.375 | 832 | 1459 | 28.25 | 79.3125 |  | 83.8125 |  |  |  | 23.5 | 66.3125 |  |  |  |  | 6.25 | 66.3125 | [8 empty] | 1 | 51 | 48 | Not Applicable | Yes | No | Yes | No | Not Applicable | 238-47716-00 |  |  |  |  | 40161 | COM GAS ASME
D80T4253XA-807 | D80T425A | Bradford White | 671632656318 | Active | The ""-807"" indicates that this SKU was designed to operate in High Altitudes ranging from 2,000 to 4,500 feet, and are certified for Installation in Canada. | [9 empty] | No | Not Applicable | Not Applicable | Commercial Water Heating | Water Heating.Gas | 3 | 1 |  |  |  | 238-47675-00 |  |  |  | 238-36612-00 |  | 238-80507-00 |  |  |  |  | Gas | Liquid Propane |  |  |  | Indoor |  | Floor Mounted |  | Yes | HLW | 150 | Category I | 10 |  | 0.5 | 1.5 | No | [7 empty] | Not Applicable |  |  |  | 80 |  | Not Applicable | On/Off | Not Applicable | [6 empty] | 800 | 35.5 | 30.25 | 91.375 | 832 | 1459 | 28.25 | 79.3125 |  | 83.8125 |  |  |  | 23.5 | 66.3125 |  |  |  |  | 6.25 | 66.3125 | [8 empty] | 1 | 51 | 48 | Not Applicable | Yes | No | Yes | No | Not Applicable | 238-47716-00 |  |  |  |  | 40161 | COM GAS ASME
D80T4253XA-823 | D80T425A | Bradford White | 671632559251 | Active | The ""-823"" indicates that this SKU was designed to operate in Altitudes between 2,001 feet and 5,000 feet. | [9 empty] | No | Not Applicable | Not Applicable | Commercial Water Heating | Water Heating.Gas | 3 | 1 |  |  |  | 238-47675-00 |  |  |  | 238-36612-00 |  | 238-80507-00 |  |  |  |  | Gas | Liquid Propane |  |  |  | Indoor |  | Floor Mounted |  | Yes | HLW | 150 | Category I | 10 |  | 0.5 | 1.5 | No | [7 empty] | 425000 BTU/Hr |  |  |  | 80 |  | Not Applicable | On/Off | Not Applicable | [6 empty] | 800 | 35.5 | 30.25 | 91.375 | 832 | 1459 | 28.25 | 79.3125 |  | 83.8125 |  |  |  | 23.5 | 66.3125 |  |  |  |  | 6.25 | 66.3125 | [8 empty] | 1 | 51 | 48 | ANSI Z21.10.3-2019/CSA 4.3-2019 | Yes | Yes | Yes | No | Not Applicable | [5 empty] | 40161 | COM GAS ASME | 7056655
D80T4255NA | D80T425A | Bradford White | 671632584734 | Active | [10 empty] | No | Not Applicable | Not Applicable | Commercial Water Heating | Water Heating.Gas | 5 | 1 |  |  |  | 238-47675-00 |  |  |  | 238-36612-00 |  | 238-80507-00 |  |  |  |  | Gas | Natural Gas |  |  |  | Indoor |  | Floor Mounted |  | Yes | HLW | 150 | Category I | 10 |  | 0.5 | 1.5 | No | [7 empty] | 425000 BTU/Hr |  |  |  | 80 |  | Not Applicable | On/Off | No, it does not comply with jurisdictions having 14ng/J NOx Regulations | [6 empty] | 800 | 35.5 | 30.25 | 91.375 | 832 | 1459 | 28.25 | 79.3125 |  | 83.8125 |  |  |  | 23.5 | 66.3125 |  |  |  |  | 6.25 | 66.3125 | [8 empty] | 1 | 51 | 48 | ANSI Z21.10.3-2019/CSA 4.3-2019 | Yes | Yes | Yes | No | Not Applicable | [5 empty] | 40161 | COM GAS ASME | 7056651
D80T5053N | D80T505 | Bradford White | 671632265206 | Active | [10 empty] | No | Not Applicable | Not Applicable | Commercial Water Heating | Water Heating.Gas | 3 | 1 |  |  |  | 238-47675-00 |  |  |  | 238-36612-00 |  | 238-80507-00 |  |  |  |  | Gas | Natural Gas |  |  |  | Indoor |  | Floor Mounted |  | No | Not Applicable | 150 | Category I | 9.9375 |  | 0.5 | 1.5 | No | [7 empty] | 505000 BTU/Hr |  |  |  | 80 |  | Not Applicable | On/Off | No, it does not comply with jurisdictions having 14ng/J NOx Regulations | [6 empty] | 750 | 35.5 | 30.25 | 91.375 | 780 | 1409 | 28.25 | 79.3125 |  | 83.8125 |  |  |  | 23.5 | 66.3125 |  |  |  |  | 6.25 | 66.3125 | [8 empty] | 1 | 51 | 48 | ANSI Z21.10.3-2019/CSA 4.3-2019 | Yes | Yes | Yes | No | Not Applicable | [5 empty] | 40171 | COM GAS NC | 7057209
D80T5053N-806 | D80T505 | Bradford White | 671632266456 | Active | The ""-806"" indicates that this SKU was designed and certified for Installation in Canada. | [9 empty] | No | Not Applicable | Not Applicable | Commercial Water Heating | Water Heating.Gas | 3 | 1 |  |  |  | 238-47675-00 |  |  |  | 238-36612-00 |  | 238-80507-00 |  |  |  |  | Gas | Natural Gas |  |  |  | Indoor |  | Floor Mounted |  | No | Not Applicable | 150 | Category I | 9.9375 |  | 0.5 | 1.5 | No | [7 empty] | Not Applicable |  |  |  | 80 |  | Not Applicable | On/Off | Not Applicable | [6 empty] | 750 | 35.5 | 30.25 | 91.375 | 780 | 1409 | 28.25 | 79.3125 |  | 83.8125 |  |  |  | 23.5 | 66.3125 |  |  |  |  | 6.25 | 66.3125 | [8 empty] | 1 | 51 | 48 | Not Applicable | Yes | No | Yes | No | Not Applicable | 238-47716-00 |  |  |  |  | 40171 | COM GAS NC
D80T5053N-807 | D80T505 | Bradford White | 671632268498 | Active | The ""-807"" indicates that this SKU was designed to operate in High Altitudes ranging from 2,000 to 4,500 feet, and are certified for Installation in Canada. | [9 empty] | No | Not Applicable | Not Applicable | Commercial Water Heating | Water Heating.Gas | 3 | 1 |  |  |  | 238-47675-00 |  |  |  | 238-36612-00 |  | 238-80507-00 |  |  |  |  | Gas | Natural Gas |  |  |  | Indoor |  | Floor Mounted |  | No | Not Applicable | 150 | Category I | 9.9375 |  | 0.5 | 1.5 | No | [7 empty] | Not Applicable |  |  |  | 80 |  | Not Applicable | On/Off | Not Applicable | [6 empty] | 750 | 35.5 | 30.25 | 91.375 | 780 | 1409 | 28.25 | 79.3125 |  | 83.8125 |  |  |  | 23.5 | 66.3125 |  |  |  |  | 6.25 | 66.3125 | [8 empty] | 1 | 51 | 48 | Not Applicable | Yes | No | Yes | No | Not Applicable | 238-47716-00 |  |  |  |  | 40171 | COM GAS NC
D80T5053N-823 | D80T505 | Bradford White | 671632910052 | Active | The ""-823"" indicates that this SKU was designed to operate in Altitudes between 2,001 feet and 5,000 feet. | [9 empty] | No | Not Applicable | Not Applicable | Commercial Water Heating | Water Heating.Gas | 3 | 1 |  |  |  | 238-47675-00 |  |  |  | 238-36612-00 |  | 238-80507-00 |  |  |  |  | Gas | Natural Gas |  |  |  | Indoor |  | Floor Mounted |  | No | Not Applicable | 150 | Category I | 9.9375 |  | 0.5 | 1.5 | No | [7 empty] | 505000 BTU/Hr |  |  |  | 80 |  | Not Applicable | On/Off | No, it does not comply with jurisdictions having 14ng/J NOx Regulations | [6 empty] | 750 | 35.5 | 30.25 | 91.375 | 780 | 1409 | 28.25 | 79.3125 |  | 83.8125 |  |  |  | 23.5 | 66.3125 |  |  |  |  | 6.25 | 66.3125 | [8 empty] | 1 | 51 | 48 | ANSI Z21.10.3-2019/CSA 4.3-2019 | Yes | Yes | Yes | No | Not Applicable | [5 empty] | 40171 | COM GAS NC | 7057209
D80T5053NA | D80T505A | Bradford White | 671632265220 | Active | [10 empty] | No | Not Applicable | Not Applicable | Commercial Water Heating | Water Heating.Gas | 3 | 1 |  |  |  | 238-47675-00 |  |  |  | 238-36612-00 |  | 238-80507-00 |  |  |  |  | Gas | Natural Gas |  |  |  | Indoor |  | Floor Mounted |  | Yes | HLW | 150 | Category I | 10 |  | 0.5 | 1.5 | No | [7 empty] | 505000 BTU/Hr |  |  |  | 80 |  | Not Applicable | On/Off | No, it does not comply with jurisdictions having 14ng/J NOx Regulations | [6 empty] | 800 | 35.5 | 30.25 | 91.375 | 832 | 1459 | 28.25 | 79.3125 |  | 83.8125 |  |  |  | 23.5 | 66.3125 |  |  |  |  | 6.25 | 66.3125 | [8 empty] | 1 | 51 | 48 | ANSI Z21.10.3-2019/CSA 4.3-2019 | Yes | Yes | Yes | No | Not Applicable | [5 empty] | 40161 | COM GAS ASME | 7057209
D80T5053NA-806 | D80T505A | Bradford White | 671632275137 | Active | The ""-806"" indicates that this SKU was designed and certified for Installation in Canada. | [9 empty] | No | Not Applicable | Not Applicable | Commercial Water Heating | Water Heating.Gas | 3 | 1 |  |  |  | 238-47675-00 |  |  |  | 238-36612-00 |  | 238-80507-00 |  |  |  |  | Gas | Natural Gas |  |  |  | Indoor |  | Floor Mounted |  | Yes | HLW | 150 | Category I | 10 |  | 0.5 | 1.5 | No | [7 empty] | Not Applicable |  |  |  | 80 |  | Not Applicable | On/Off | Not Applicable | [6 empty] | 800 | 35.5 | 30.25 | 91.375 | 832 | 1459 | 28.25 | 79.3125 |  | 83.8125 |  |  |  | 23.5 | 66.3125 |  |  |  |  | 6.25 | 66.3125 | [8 empty] | 1 | 51 | 48 | Not Applicable | Yes | No | Yes | No | Not Applicable | 238-47716-00 |  |  |  |  | 40161 | COM GAS ASME
D80T5053NA-807 | D80T505A | Bradford White | 671632265244 | Active | The ""-807"" indicates that this SKU was designed to operate in High Altitudes ranging from 2,000 to 4,500 feet, and are certified for Installation in Canada. | [9 empty] | No | Not Applicable | Not Applicable | Commercial Water Heating | Water Heating.Gas | 3 | 1 |  |  |  | 238-47675-00 |  |  |  | 238-36612-00 |  | 238-80507-00 |  |  |  |  | Gas | Natural Gas |  |  |  | Indoor |  | Floor Mounted |  | Yes | HLW | 150 | Category I | 10 |  | 0.5 | 1.5 | No | [7 empty] | Not Applicable |  |  |  | 80 |  | Not Applicable | On/Off | Not Applicable | [6 empty] | 800 | 35.5 | 30.25 | 91.375 | 832 | 1459 | 28.25 | 79.3125 |  | 83.8125 |  |  |  | 23.5 | 66.3125 |  |  |  |  | 6.25 | 66.3125 | [8 empty] | 1 | 51 | 48 | Not Applicable | Yes | No | Yes | No | Not Applicable | 238-47716-00 |  |  |  |  | 40161 | COM GAS ASME
D80T5053NA-823 | D80T505A | Bradford White | 671632337811 | Active | The ""-823"" indicates that this SKU was designed to operate in Altitudes between 2,001 feet and 5,000 feet. | [9 empty] | No | Not Applicable | Not Applicable | Commercial Water Heating | Water Heating.Gas | 3 | 1 |  |  |  | 238-47675-00 |  |  |  | 238-36612-00 |  | 238-80507-00 |  |  |  |  | Gas | Natural Gas |  |  |  | Indoor |  | Floor Mounted |  | Yes | HLW | 150 | Category I | 10 |  | 0.5 | 1.5 | No | [7 empty] | 505000 BTU/Hr |  |  |  | 80 |  | Not Applicable | On/Off | No, it does not comply with jurisdictions having 14ng/J NOx Regulations | [6 empty] | 800 | 35.5 | 30.25 | 91.375 | 832 | 1459 | 28.25 | 79.3125 |  | 83.8125 |  |  |  | 23.5 | 66.3125 |  |  |  |  | 6.25 | 66.3125 | [8 empty] | 1 | 51 | 48 | ANSI Z21.10.3-2019/CSA 4.3-2019 | Yes | Yes | Yes | No | Not Applicable | [5 empty] | 40161 | COM GAS ASME | 7057209
D80T5053X | D80T505 | Bradford White | 671632265305 | Active | [10 empty] | No | Not Applicable | Not Applicable | Commercial Water Heating | Water Heating.Gas | 3 | 1 |  |  |  | 238-47675-00 |  |  |  | 238-36612-00 |  | 238-80507-00 |  |  |  |  | Gas | Liquid Propane |  |  |  | Indoor |  | Floor Mounted |  | No | Not Applicable | 150 | Category I | 9.9375 |  | 0.5 | 1.5 | No | [7 empty] | 505000 BTU/Hr |  |  |  | 80 |  | Not Applicable | On/Off | Not Applicable | [6 empty] | 750 | 35.5 | 30.25 | 91.375 | 780 | 1409 | 28.25 | 79.3125 |  | 83.8125 |  |  |  | 23.5 | 66.3125 |  |  |  |  | 6.25 | 66.3125 | [8 empty] | 1 | 51 | 48 | ANSI Z21.10.3-2019/CSA 4.3-2019 | Yes | Yes | Yes | No | Not Applicable | [5 empty] | 40171 | COM GAS NC | 7057210
D80T5053X-806 | D80T505 | Bradford White | 671632760510 | Active | The ""-806"" indicates that this SKU was designed and certified for Installation in Canada. | [9 empty] | No | Not Applicable | Not Applicable | Commercial Water Heating | Water Heating.Gas | 3 | 1 |  |  |  | 238-47675-00 |  |  |  | 238-36612-00 |  | 238-80507-00 |  |  |  |  | Gas | Liquid Propane |  |  |  | Indoor |  | Floor Mounted |  | No | Not Applicable | 150 | Category I | 9.9375 |  | 0.5 | 1.5 | No | [7 empty] | Not Applicable |  |  |  | 80 |  | Not Applicable | On/Off | Not Applicable | [6 empty] | 750 | 35.5 | 30.25 | 91.375 | 780 | 1409 | 28.25 | 79.3125 |  | 83.8125 |  |  |  | 23.5 | 66.3125 |  |  |  |  | 6.25 | 66.3125 | [8 empty] | 1 | 51 | 48 | Not Applicable | Yes | No | Yes | No | Not Applicable | 238-47716-00 |  |  |  |  | 40171 | COM GAS NC
D80T5053X-807 | D80T505 | Bradford White | 671632646876 | Active | The ""-807"" indicates that this SKU was designed to operate in High Altitudes ranging from 2,000 to 4,500 feet, and are certified for Installation in Canada. | [9 empty] | No | Not Applicable | Not Applicable | Commercial Water Heating | Water Heating.Gas | 3 | 1 |  |  |  | 238-47675-00 |  |  |  | 238-36612-00 |  | 238-80507-00 |  |  |  |  | Gas | Liquid Propane |  |  |  | Indoor |  | Floor Mounted |  | No | Not Applicable | 150 | Category I | 9.9375 |  | 0.5 | 1.5 | No | [7 empty] | Not Applicable |  |  |  | 80 |  | Not Applicable | On/Off | Not Applicable | [6 empty] | 750 | 35.5 | 30.25 | 91.375 | 780 | 1409 | 28.25 | 79.3125 |  | 83.8125 |  |  |  | 23.5 | 66.3125 |  |  |  |  | 6.25 | 66.3125 | [8 empty] | 1 | 51 | 48 | Not Applicable | Yes | No | Yes | No | Not Applicable | 238-47716-00 |  |  |  |  | 40171 | COM GAS NC
D80T5053X-868 | D80T505 | Bradford White | 671632801770 | Active | The ""-868"" indicates that this SKU was designed to operate in Altitudes above 8,000 feet. | [9 empty] | No | Not Applicable | Not Applicable | Commercial Water Heating | Water Heating.Gas | 3 | 1 |  |  |  | 238-47675-00 |  |  |  | 238-36612-00 |  | 238-80507-00 |  |  |  |  | Gas | Liquid Propane |  |  |  | Indoor |  | Floor Mounted |  | No | Not Applicable | 150 | Category I | 9.9375 |  | 0.5 | 1.5 | No | [7 empty] | 505000 BTU/Hr |  |  |  | 80 |  | Not Applicable | On/Off | Not Applicable | [6 empty] | 750 | 35.5 | 30.25 | 91.375 | 780 | 1409 | 28.25 | 79.3125 |  | 83.8125 |  |  |  | 23.5 | 66.3125 |  |  |  |  | 6.25 | 66.3125 | [8 empty] | 1 | 51 | 48 | ANSI Z21.10.3-2019/CSA 4.3-2019 | Yes | Yes | Yes | No | Not Applicable | [5 empty] | 40171 | COM GAS NC | 7057210
D80T5053XA | D80T505A | Bradford White | 671632508952 | Active | [10 empty] | No | Not Applicable | Not Applicable | Commercial Water Heating | Water Heating.Gas | 3 | 1 |  |  |  | 238-47675-00 |  |  |  | 238-36612-00 |  | 238-80507-00 |  |  |  |  | Gas | Liquid Propane |  |  |  | Indoor |  | Floor Mounted |  | Yes | HLW | 150 | Category I | 10 |  | 0.5 | 1.5 | No | [7 empty] | 505000 BTU/Hr |  |  |  | 80 |  | Not Applicable | On/Off | Not Applicable | [6 empty] | 800 | 35.5 | 30.25 | 91.375 | 832 | 1459 | 28.25 | 79.3125 |  | 83.8125 |  |  |  | 23.5 | 66.3125 |  |  |  |  | 6.25 | 66.3125 | [8 empty] | 1 | 51 | 48 | ANSI Z21.10.3-2019/CSA 4.3-2019 | Yes | Yes | Yes | No | Not Applicable | [5 empty] | 40161 | COM GAS ASME | 7057210
D80T5053XA-806 | D80T505A | Bradford White | 671632707560 | Active | The ""-806"" indicates that this SKU was designed and certified for Installation in Canada. | [9 empty] | No | Not Applicable | Not Applicable | Commercial Water Heating | Water Heating.Gas | 3 | 1 |  |  |  | 238-47675-00 |  |  |  | 238-36612-00 |  | 238-80507-00 |  |  |  |  | Gas | Liquid Propane |  |  |  | Indoor |  | Floor Mounted |  | Yes | HLW | 150 | Category I | 10 |  | 0.5 | 1.5 | No | [7 empty] | Not Applicable |  |  |  | 80 |  | Not Applicable | On/Off | Not Applicable | [6 empty] | 800 | 35.5 | 30.25 | 91.375 | 832 | 1459 | 28.25 | 79.3125 |  | 83.8125 |  |  |  | 23.5 | 66.3125 |  |  |  |  | 6.25 | 66.3125 | [8 empty] | 1 | 51 | 48 | Not Applicable | Yes | No | Yes | No | Not Applicable | 238-47716-00 |  |  |  |  | 40161 | COM GAS ASME
D80T5053XA-807 | D80T505 | Bradford White | 671632641260 | Active | The ""-807"" indicates that this SKU was designed to operate in High Altitudes ranging from 2,000 to 4,500 feet, and are certified for Installation in Canada. | [9 empty] | No | Not Applicable | Not Applicable | Commercial Water Heating | Water Heating.Gas | 3 | 1 |  |  |  | 238-47675-00 |  |  |  | 238-36612-00 |  | 238-80507-00 |  |  |  |  | Gas | Liquid Propane |  |  |  | Indoor |  | Floor Mounted |  | Yes | HLW | 150 | Category I | 9.9375 |  | 0.5 | 1.5 | No | [7 empty] | Not Applicable |  |  |  | 80 |  | Not Applicable | On/Off | Not Applicable | [6 empty] | 800 | 35.5 | 30.25 | 91.375 | 832 | 1459 | 28.25 | 79.3125 |  | 83.8125 |  |  |  | 23.5 | 66.3125 |  |  |  |  | 6.25 | 66.3125 | [8 empty] | 1 | 51 | 48 | Not Applicable | Yes | No | Yes | No | Not Applicable | 238-47716-00 |  |  |  |  | 40171 | COM GAS NC
D80T5053XA-823 | D80T505A | Bradford White | 671632879922 | Active | The ""-823"" indicates that this SKU was designed to operate in Altitudes between 2,001 feet and 5,000 feet. | [9 empty] | No | Not Applicable | Not Applicable | Commercial Water Heating | Water Heating.Gas | 3 | 1 |  |  |  | 238-47675-00 |  |  |  | 238-36612-00 |  | 238-80507-00 |  |  |  |  | Gas | Liquid Propane |  |  |  | Indoor |  | Floor Mounted |  | Yes | HLW | 150 | Category I | 10 |  | 0.5 | 1.5 | No | [7 empty] | 505000 BTU/Hr |  |  |  | 80 |  | Not Applicable | On/Off | Not Applicable | [6 empty] | 800 | 35.5 | 30.25 | 91.375 | 832 | 1459 | 28.25 | 79.3125 |  | 83.8125 |  |  |  | 23.5 | 66.3125 |  |  |  |  | 6.25 | 66.3125 | [8 empty] | 1 | 51 | 48 | ANSI Z21.10.3-2019/CSA 4.3-2019 | Yes | Yes | Yes | No | Not Applicable | [5 empty] | 40161 | COM GAS ASME | 7057210
D80T5055N | D80T505 | Bradford White | 671632861606 | Active | [10 empty] | No | Not Applicable | Not Applicable | Commercial Water Heating | Water Heating.Gas | 5 | 1 |  |  |  | 238-47675-00 |  |  |  | 238-36612-00 |  | 238-80507-00 |  |  |  |  | Gas | Natural Gas |  |  |  | Indoor |  | Floor Mounted |  | No | Not Applicable | 150 | Category I | 9.9375 |  | 0.5 | 1.5 | No | [7 empty] | 505000 BTU/Hr |  |  |  | 80 |  | Not Applicable | On/Off | No, it does not comply with jurisdictions having 14ng/J NOx Regulations | [6 empty] | 750 | 35.5 | 30.25 | 91.375 | 780 | 1409 | 28.25 | 79.3125 |  | 83.8125 |  |  |  | 23.5 | 66.3125 |  |  |  |  | 6.25 | 66.3125 | [8 empty] | 1 | 51 | 48 | ANSI Z21.10.3-2019/CSA 4.3-2019 | Yes | Yes | Yes | No | Not Applicable | [5 empty] | 40171 | COM GAS NC | 7057209
D80T5055NA | D80T505A | Bradford White | 671632302178 | Active | [10 empty] | No | Not Applicable | Not Applicable | Commercial Water Heating | Water Heating.Gas | 5 | 1 |  |  |  | 238-47675-00 |  |  |  | 238-36612-00 |  | 238-80507-00 |  |  |  |  | Gas | Natural Gas |  |  |  | Indoor |  | Floor Mounted |  | Yes | HLW | 150 | Category I | 10 |  | 0.5 | 1.5 | No | [7 empty] | 505000 BTU/Hr |  |  |  | 80 |  | Not Applicable | On/Off | No, it does not comply with jurisdictions having 14ng/J NOx Regulations | [6 empty] | 800 | 35.5 | 30.25 | 91.375 | 832 | 1459 | 28.25 | 79.3125 |  | 83.8125 |  |  |  | 23.5 | 66.3125 |  |  |  |  | 6.25 | 66.3125 | [8 empty] | 1 | 51 | 48 | ANSI Z21.10.3-2019/CSA 4.3-2019 | Yes | Yes | Yes | No | Not Applicable | [5 empty] | 40161 | COM GAS ASME | 7057209
D80T5055NA-823 | D80T505A | Bradford White | 671632903726 | Active | The ""-823"" indicates that this SKU was designed to operate in Altitudes between 2,001 feet and 5,000 feet. | [9 empty] | No | Not Applicable | Not Applicable | Commercial Water Heating | Water Heating.Gas | 5 | 1 |  |  |  | 238-47675-00 |  |  |  | 238-36612-00 |  | 238-80507-00 |  |  |  |  | Gas | Natural Gas |  |  |  | Indoor |  | Floor Mounted |  | Yes | HLW | 150 | Category I | 10 |  | 0.5 | 1.5 | No | [7 empty] | 505000 BTU/Hr |  |  |  | 80 |  | Not Applicable | On/Off | No, it does not comply with jurisdictions having 14ng/J NOx Regulations | [6 empty] | 800 | 35.5 | 30.25 | 91.375 | 832 | 1459 | 28.25 | 79.3125 |  | 83.8125 |  |  |  | 23.5 | 66.3125 |  |  |  |  | 6.25 | 66.3125 | [8 empty] | 1 | 51 | 48 | ANSI Z21.10.3-2019/CSA 4.3-2019 | Yes | Yes | Yes | No | Not Applicable | [5 empty] | 40161 | COM GAS ASME | 7057209
D80T7253N | D80T725 | Bradford White | 671632263387 | Active | [10 empty] | No | Not Applicable | Not Applicable | Commercial Water Heating | Water Heating.Gas | 3 | 1 |  |  |  | 238-47675-00 |  |  |  | 238-36612-00 |  | 238-47703-00 |  |  |  |  | Gas | Natural Gas |  |  |  | Indoor |  | Floor Mounted |  | No | Not Applicable | 150 | Category I | 8 |  | 0.5 | 1.5 | No | [7 empty] | 725000 BTU/Hr |  |  |  | 80 |  | Not Applicable | On/Off | No, it does not comply with jurisdictions having 14ng/J NOx Regulations | [6 empty] | 800 | 44 | 30.25 | 89.875 | 832 | 1459 | 28.25 | 83.9375 |  | 83.9375 |  |  | 703 | [6 empty] | 6.25 | 68.1875 | [8 empty] | 1 | 42 | 42 | ANSI Z21.10.3-2019/CSA 4.3-2019 | Yes | Yes | Yes | No | Not Applicable | [5 empty] | 40171 | COM GAS NC | 7057203
D80T7253N-806 | D80T725 | Bradford White | 671632265282 | Active | The ""-806"" indicates that this SKU was designed and certified for Installation in Canada. | [9 empty] | No | Not Applicable | Not Applicable | Commercial Water Heating | Water Heating.Gas | 3 | 1 |  |  |  | 238-47675-00 |  |  |  | 238-36612-00 |  | 238-47703-00 |  |  |  |  | Gas | Natural Gas |  |  |  | Indoor |  | Floor Mounted |  | No | Not Applicable | 150 | Category I | 8 |  | 0.5 | 1.5 | No | [7 empty] | Not Applicable |  |  |  | 80 |  | Not Applicable | On/Off | Not Applicable | [6 empty] | 800 | 44 | 30.25 | 89.875 | 832 | 1459 | 28.25 | 83.9375 |  | 83.9375 |  |  | 703 | [6 empty] | 6.25 | 68.1875 | [8 empty] | 1 | 42 | 42 | Not Applicable | Yes | No | Yes | No | Not Applicable | 238-47716-00 |  |  |  |  | 40171 | COM GAS NC
D80T7253N-807 | D80T725 | Bradford White | 671632263431 | Active | The ""-807"" indicates that this SKU was designed to operate in High Altitudes ranging from 2,000 to 4,500 feet, and are certified for Installation in Canada. | [9 empty] | No | Not Applicable | Not Applicable | Commercial Water Heating | Water Heating.Gas | 3 | 1 |  |  |  | 238-47675-00 |  |  |  | 238-36612-00 |  | 238-47703-00 |  |  |  |  | Gas | Natural Gas |  |  |  | Indoor |  | Floor Mounted |  | No | Not Applicable | 150 | Category I | 8 |  | 0.5 | 1.5 | No | [7 empty] | Not Applicable |  |  |  | 80 |  | Not Applicable | On/Off | Not Applicable | [6 empty] | 800 | 44 | 30.25 | 89.875 | 832 | 1459 | 28.25 | 83.9375 |  | 83.9375 |  |  | 703 | [6 empty] | 6.25 | 68.1875 | [8 empty] | 1 | 42 | 42 | Not Applicable | Yes | No | Yes | No | Not Applicable | 238-47716-00 |  |  |  |  | 40171 | COM GAS NC
D80T7253N-823 | D80T725 | Bradford White | 671632651313 | Active | The ""-823"" indicates that this SKU was designed to operate in Altitudes between 2,001 feet and 5,000 feet. | [9 empty] | No | Not Applicable | Not Applicable | Commercial Water Heating | Water Heating.Gas | 3 | 1 |  |  |  | 238-47675-00 |  |  |  | 238-36612-00 |  | 238-47703-00 |  |  |  |  | Gas | Natural Gas |  |  |  | Indoor |  | Floor Mounted |  | No | Not Applicable | 150 | Category I | 8 |  | 0.5 | 1.5 | No | [7 empty] | 725000 BTU/Hr |  |  |  | 80 |  | Not Applicable | On/Off | No, it does not comply with jurisdictions having 14ng/J NOx Regulations | [6 empty] | 800 | 44 | 30.25 | 89.875 | 832 | 1459 | 28.25 | 83.9375 |  | 83.9375 |  |  | 703 | [6 empty] | 6.25 | 68.1875 | [8 empty] | 1 | 42 | 42 | ANSI Z21.10.3-2019/CSA 4.3-2019 | Yes | Yes | Yes | No | Not Applicable | [5 empty] | 40171 | COM GAS NC | 7057203
D80T7253NA | D80T725A | Bradford White | 671632263332 | Active | [10 empty] | No | Not Applicable | Not Applicable | Commercial Water Heating | Water Heating.Gas | 3 | 1 |  |  |  | 238-47675-00 |  |  |  | 238-36612-00 |  | 238-47703-00 |  |  |  |  | Gas | Natural Gas |  |  |  | Indoor |  | Floor Mounted |  | Yes | HLW | 150 | Category I | 8 |  | 0.5 | 1.5 | No | [7 empty] | 725000 BTU/Hr |  |  |  | 80 |  | Not Applicable | On/Off | No, it does not comply with jurisdictions having 14ng/J NOx Regulations | [6 empty] | 880 | 44 | 30.25 | 89.875 | 915 | 1539 | 28.25 | 83.9375 |  | 83.9375 |  |  | 703 | [6 empty] | 6.25 | 68.1875 | [8 empty] | 1 | 42 | 42 | ANSI Z21.10.3-2019/CSA 4.3-2019 | Yes | Yes | Yes | No | Not Applicable | [5 empty] | 40161 | COM GAS ASME | 7057203
D80T7253NA-806 | D80T725A | Bradford White | 671632263394 | Active | The ""-806"" indicates that this SKU was designed and certified for Installation in Canada. | [9 empty] | No | Not Applicable | Not Applicable | Commercial Water Heating | Water Heating.Gas | 3 | 1 |  |  |  | 238-47675-00 |  |  |  | 238-36612-00 |  | 238-47703-00 |  |  |  |  | Gas | Natural Gas |  |  |  | Indoor |  | Floor Mounted |  | Yes | HLW | 150 | Category I | 8 |  | 0.5 | 1.5 | No | [7 empty] | Not Applicable |  |  |  | 80 |  | Not Applicable | On/Off | Not Applicable | [6 empty] | 880 | 44 | 30.25 | 89.875 | 915 | 1539 | 28.25 | 83.9375 |  | 83.9375 |  |  | 703 | [6 empty] | 6.25 | 68.1875 | [8 empty] | 1 | 42 | 42 | Not Applicable | Yes | No | Yes | No | Not Applicable | 238-47716-00 |  |  |  |  | 40161 | COM GAS ASME
D80T7253NA-807 | D80T725A | Bradford White | 671632270224 | Active | The ""-807"" indicates that this SKU was designed to operate in High Altitudes ranging from 2,000 to 4,500 feet, and are certified for Installation in Canada. | [9 empty] | No | Not Applicable | Not Applicable | Commercial Water Heating | Water Heating.Gas | 3 | 1 |  |  |  | 238-47675-00 |  |  |  | 238-36612-00 |  | 238-47703-00 |  |  |  |  | Gas | Natural Gas |  |  |  | Indoor |  | Floor Mounted |  | Yes | HLW | 150 | Category I | 8 |  | 0.5 | 1.5 | No | [7 empty] | Not Applicable |  |  |  | 80 |  | Not Applicable | On/Off | Not Applicable | [6 empty] | 880 | 44 | 30.25 | 89.875 | 915 | 1539 | 28.25 | 83.9375 |  | 83.9375 |  |  | 703 | [6 empty] | 6.25 | 68.1875 | [8 empty] | 1 | 42 | 42 | Not Applicable | Yes | No | Yes | No | Not Applicable | 238-47716-00 |  |  |  |  | 40161 | COM GAS ASME
D80T7253NA-823 | D80T725A | Bradford White | 671632534937 | Active | The ""-823"" indicates that this SKU was designed to operate in Altitudes between 2,001 feet and 5,000 feet. | [9 empty] | No | Not Applicable | Not Applicable | Commercial Water Heating | Water Heating.Gas | 3 | 1 |  |  |  | 238-47675-00 |  |  |  | 238-36612-00 |  | 238-47703-00 |  |  |  |  | Gas | Natural Gas |  |  |  | Indoor |  | Floor Mounted |  | Yes | HLW | 150 | Category I | 8 |  | 0.5 | 1.5 | No | [7 empty] | 725000 BTU/Hr |  |  |  | 80 |  | Not Applicable | On/Off | No, it does not comply with jurisdictions having 14ng/J NOx Regulations | [6 empty] | 880 | 44 | 30.25 | 89.875 | 915 | 1539 | 28.25 | 83.9375 |  | 83.9375 |  |  | 703 | [6 empty] | 6.25 | 68.1875 | [8 empty] | 1 | 42 | 42 | ANSI Z21.10.3-2019/CSA 4.3-2019 | Yes | Yes | Yes | No | Not Applicable | [5 empty] | 40161 | COM GAS ASME | 7057203
D80T7253X | D80T725 | Bradford White | 671632263417 | Active | [10 empty] | No | Not Applicable | Not Applicable | Commercial Water Heating | Water Heating.Gas | 3 | 1 |  |  |  | 238-47675-00 |  |  |  | 238-36612-00 |  | 238-47703-00 |  |  |  |  | Gas | Liquid Propane |  |  |  | Indoor |  | Floor Mounted |  | No | Not Applicable | 150 | Category I | 8 |  | 0.5 | 1.5 | No | [7 empty] | 725000 BTU/Hr |  |  |  | 80 |  | Not Applicable | On/Off | Not Applicable | [6 empty] | 800 | 44 | 30.25 | 89.875 | 832 | 1459 | 28.25 | 83.9375 |  | 83.9375 |  |  | 703 | [6 empty] | 6.25 | 68.1875 | [8 empty] | 1 | 42 | 42 | ANSI Z21.10.3-2019/CSA 4.3-2019 | Yes | Yes | Yes | No | Not Applicable | [5 empty] | 40171 | COM GAS NC | 7057204
D80T7253X-823 | D80T725 | Bradford White | 671632727117 | Active | The ""-823"" indicates that this SKU was designed to operate in Altitudes between 2,001 feet and 5,000 feet. | [9 empty] | No | Not Applicable | Not Applicable | Commercial Water Heating | Water Heating.Gas | 3 | 1 |  |  |  | 238-47675-00 |  |  |  | 238-36612-00 |  | 238-47703-00 |  |  |  |  | Gas | Liquid Propane |  |  |  | Indoor |  | Floor Mounted |  | No | Not Applicable | 150 | Category I | 8 |  | 0.5 | 1.5 | No | [7 empty] | 725000 BTU/Hr |  |  |  | 80 |  | Not Applicable | On/Off | Not Applicable | [6 empty] | 800 | 44 | 30.25 | 89.875 | 832 | 1459 | 28.25 | 83.9375 |  | 83.9375 |  |  | 703 | [6 empty] | 6.25 | 68.1875 | [8 empty] | 1 | 42 | 42 | ANSI Z21.10.3-2019/CSA 4.3-2019 | Yes | Yes | Yes | No | Not Applicable | [5 empty] | 40171 | COM GAS NC | 7057204
D80T7253X-868 | D80T725 | Bradford White | 671632708291 | Active | The ""-868"" indicates that this SKU was designed to operate in Altitudes above 8,000 feet. | [9 empty] | No | Not Applicable | Not Applicable | Commercial Water Heating | Water Heating.Gas | 3 | 1 |  |  |  | 238-47675-00 |  |  |  | 238-36612-00 |  | 238-47703-00 |  |  |  |  | Gas | Liquid Propane |  |  |  | Indoor |  | Floor Mounted |  | No | Not Applicable | 150 | Category I | 8 |  | 0.5 | 1.5 | No | [7 empty] | 725000 BTU/Hr |  |  |  | 80 |  | Not Applicable | On/Off | Not Applicable | [6 empty] | 800 | 44 | 30.25 | 89.875 | 832 | 1459 | 28.25 | 83.9375 |  | 83.9375 |  |  | 703 | [6 empty] | 6.25 | 68.1875 | [8 empty] | 1 | 42 | 42 | ANSI Z21.10.3-2019/CSA 4.3-2019 | Yes | Yes | Yes | No | Not Applicable | [5 empty] | 40171 | COM GAS NC | 7057204
D80T7253XA | D80T725A | Bradford White | 671632263479 | Active | [10 empty] | No | Not Applicable | Not Applicable | Commercial Water Heating | Water Heating.Gas | 3 | 1 |  |  |  | 238-47675-00 |  |  |  | 238-36612-00 |  | 238-47703-00 |  |  |  |  | Gas | Liquid Propane |  |  |  | Indoor |  | Floor Mounted |  | Yes | HLW | 150 | Category I | 8 |  | 0.5 | 1.5 | No | [7 empty] | 725000 BTU/Hr |  |  |  | 80 |  | Not Applicable | On/Off | Not Applicable | [6 empty] | 880 | 44 | 30.25 | 89.875 | 915 | 1539 | 28.25 | 83.9375 |  | 83.9375 |  |  | 703 | [6 empty] | 6.25 | 68.1875 | [8 empty] | 1 | 42 | 42 | ANSI Z21.10.3-2019/CSA 4.3-2019 | Yes | Yes | Yes | No | Not Applicable | [5 empty] | 40161 | COM GAS ASME | 7057204
D80T7253XA-806 | D80T725A | Bradford White | 671632628186 | Active | The ""-806"" indicates that this SKU was designed and certified for Installation in Canada. | [9 empty] | No | Not Applicable | Not Applicable | Commercial Water Heating | Water Heating.Gas | 3 | 1 |  |  |  | 238-47675-00 |  |  |  | 238-36612-00 |  | 238-47703-00 |  |  |  |  | Gas | Liquid Propane |  |  |  | Indoor |  | Floor Mounted |  | Yes | HLW | 150 | Category I | 8 |  | 0.5 | 1.5 | No | [7 empty] | 725000 BTU/Hr |  |  |  | 80 |  | Not Applicable | On/Off | Not Applicable | [6 empty] | 880 | 44 | 30.25 | 89.875 | 915 | 1539 | 28.25 | 83.9375 |  | 83.9375 |  |  | 703 | [6 empty] | 6.25 | 68.1875 | [8 empty] | 1 | 42 | 42 | ANSI Z21.10.3-2019/CSA 4.3-2019 | Yes | No | Yes | No | Not Applicable | 238-47716-00 |  |  |  |  | 40161 | COM GAS ASME
D80T7253XA-807 | D80T725A | Bradford White | 671632640102 | Active | The ""-807"" indicates that this SKU was designed to operate in High Altitudes ranging from 2,000 to 4,500 feet, and are certified for Installation in Canada. | [9 empty] | No | Not Applicable | Not Applicable | Commercial Water Heating | Water Heating.Gas | 3 | 1 |  |  |  | 238-47675-00 |  |  |  | 238-36612-00 |  | 238-47703-00 |  |  |  |  | Gas | Natural Gas |  |  |  | Indoor |  | Floor Mounted |  | Yes | HLW | 150 | Category I | 8 |  | 0.5 | 1.5 | No | [7 empty] | Not Applicable |  |  |  | 80 |  | Not Applicable | On/Off | Not Applicable | [6 empty] | 880 | 44 | 30.25 | 89.875 | 915 | 1539 | 28.25 | 83.9375 |  | 83.9375 |  |  | 703 | [6 empty] | 6.25 | 68.1875 | [8 empty] | 1 | 42 | 42 | Not Applicable | Yes | No | Yes | No | Not Applicable | 238-47716-00 |  |  |  |  | 40161 | COM GAS ASME
D80T7253XA-823 | D80T725A | Bradford White | 671632853809 | Active | The ""-823"" indicates that this SKU was designed to operate in Altitudes between 2,001 feet and 5,000 feet. | [9 empty] | No | Not Applicable | Not Applicable | Commercial Water Heating | Water Heating.Gas | 3 | 1 |  |  |  | 238-47675-00 |  |  |  | 238-36612-00 |  | 238-47703-00 |  |  |  |  | Gas | Liquid Propane |  |  |  | Indoor |  | Floor Mounted |  | Yes | HLW | 150 | Category I | 8 |  | 0.5 | 1.5 | No | [7 empty] | 725000 BTU/Hr |  |  |  | 80 |  | Not Applicable | On/Off | Not Applicable | [6 empty] | 880 | 44 | 30.25 | 89.875 | 915 | 1539 | 28.25 | 83.9375 |  | 83.9375 |  |  | 703 | [6 empty] | 6.25 | 68.1875 | [8 empty] | 1 | 42 | 42 | ANSI Z21.10.3-2019/CSA 4.3-2019 | Yes | Yes | Yes | No | Not Applicable | [5 empty] | 40161 | COM GAS ASME | 7057204
D80T7255N | D80T725 | Bradford White | 671632329373 | Active | [10 empty] | No | Not Applicable | Not Applicable | Commercial Water Heating | Water Heating.Gas | 5 | 1 |  |  |  | 238-47675-00 |  |  |  | 238-36612-00 |  | 238-47703-00 |  |  |  |  | Gas | Natural Gas |  |  |  | Indoor |  | Floor Mounted |  | No | Not Applicable | 150 | Category I | 8 |  | 0.5 | 1.5 | No | [7 empty] | 725000 BTU/Hr |  |  |  | 80 |  | Not Applicable | On/Off | No, it does not comply with jurisdictions having 14ng/J NOx Regulations | [6 empty] | 800 | 44 | 30.25 | 89.875 | 832 | 1459 | 28.25 | 83.9375 |  | 83.9375 |  |  | 703 | [6 empty] | 6.25 | 68.1875 | [8 empty] | 1 | 42 | 42 | ANSI Z21.10.3-2019/CSA 4.3-2019 | Yes | Yes | Yes | No | Not Applicable | [5 empty] | 40171 | COM GAS NC | 7057203
D80T7255NA | D80T725A | Bradford White | 671632314195 | Active | [10 empty] | No | Not Applicable | Not Applicable | Commercial Water Heating | Water Heating.Gas | 5 | 1 |  |  |  | 238-47675-00 |  |  |  | 238-36612-00 |  | 238-47703-00 |  |  |  |  | Gas | Natural Gas |  |  |  | Indoor |  | Floor Mounted |  | Yes | HLW | 150 | Category I | 8 |  | 0.5 | 1.5 | No | [7 empty] | 725000 BTU/Hr |  |  |  | 80 |  | Not Applicable | On/Off | No, it does not comply with jurisdictions having 14ng/J NOx Regulations | [6 empty] | 880 | 44 | 30.25 | 89.875 | 915 | 1539 | 28.25 | 83.9375 |  | 83.9375 |  |  | 703 | [6 empty] | 6.25 | 68.1875 | [8 empty] | 1 | 42 | 42 | ANSI Z21.10.3-2019/CSA 4.3-2019 | Yes | Yes | Yes | No | Not Applicable | [5 empty] | 40161 | COM GAS ASME | 7057203
D80T7255XA | D80T725A | Bradford White | 671632512867 | Active | [10 empty] | No | Not Applicable | Not Applicable | Commercial Water Heating | Water Heating.Gas | 5 | 1 |  |  |  | 238-47675-00 |  |  |  | 238-36612-00 |  | 238-47703-00 |  |  |  |  | Gas | Liquid Propane |  |  |  | Indoor |  | Floor Mounted |  | Yes | HLW | 150 | Category I | 8 |  | 0.5 | 1.5 | No | [7 empty] | 725000 BTU/Hr |  |  |  | 80 |  | Not Applicable | On/Off | Not Applicable | [6 empty] | 880 | 44 | 30.25 | 89.875 | 915 | 1539 | 28.25 | 83.9375 |  | 83.9375 |  |  | 703 | [6 empty] | 6.25 | 68.1875 | [8 empty] | 1 | 42 | 42 | ANSI Z21.10.3-2019/CSA 4.3-2019 | Yes | Yes | Yes | No | Not Applicable | [5 empty] | 40161 | COM GAS ASME | 7057204
DM100T1993X | DM100T199 | Bradford White | 671632291014 | Phase Out | [10 empty] | No | Not Applicable |  | Commercial Water Heating | Water Heating.Gas | 3 | 1 |  |  |  | 238-48441-00 |  |  |  | 238-36612-00 |  | 238-80507-00 |  |  |  |  | Gas | Liquid Propane |  |  |  | Indoor |  | Floor Mounted |  | No | Not Applicable | 150 | Category I | 6 |  | 0.5 | 1.5 | No | [7 empty] | 199999 BTU/Hr |  |  |  | 98 |  | Not Applicable | On/Off | Not Applicable | [6 empty] | 610 | 35.5 | 30.25 | 91.375 | 634 | 1418 | 28.25 | 79.3125 |  | 88.9375 |  |  | 194 |  |  | 9.25 | 1.5 | 23.5 | 70.9375 | 8.625 | 70.9375 | [8 empty] | 1 | 51 | 48 | ANSI Z21.10.3-2019/CSA 4.3-2019 | Yes | No | Yes | No | Not Applicable
DW240L | DW240L | Bradford White | 671632593989 | Active | [10 empty] | No | Not Applicable | Not Applicable | Residential Water Heating | Water Heating.Indirect | 99 | 6 |  |  |  | 238-45085-00 |  |  |  | 238-45005-00 | [6 empty] | Indirect | Indirect |  |  |  | Indoor |  | Floor Mounted |  | No | Not Applicable | 150 | Not Applicable |  |  |  |  | No | [7 empty] | Not Applicable |  |  |  | 37 |  | Not Applicable | On/Off | Not Applicable | [6 empty] | 180 | 24.4375 | 23 | 43.375 | 187 | 485 | [23 empty] | 1 | 100 | 100 | Not Applicable | Not Applicable | Yes | Yes | No | Not Applicable | [5 empty] | 21532 | INDIRECT GL SW/DW | 3999665
DW240L-506 | DW240L | Bradford White | 671632761548 | Active | The ""-506"" indicates that this SKU comes with an A420 Aluminum Anode Rod. | [9 empty] | No | Not Applicable | Not Applicable | Residential Water Heating | Water Heating.Indirect | 99 | 6 |  |  |  | 238-45085-00 |  |  |  | 238-45005-00 | [6 empty] | Indirect | Indirect |  |  |  | Indoor |  | Floor Mounted |  | No | Not Applicable | 150 | Not Applicable |  |  |  |  | No | [7 empty] | Not Applicable |  |  |  | 37 |  | Not Applicable | On/Off | Not Applicable | [6 empty] | 180 | 24.4375 | 23 | 43.375 | 187 | 485 | [23 empty] | 1 | 100 | 100 | UL174 | Not Applicable | Yes | Yes | No | Not Applicable | [5 empty] | 21532 | INDIRECT GL SW/DW | 3999665
DW250L | DW250L | Bradford White | 671632593972 | Active | [10 empty] | No | Not Applicable | Not Applicable | Residential Water Heating | Water Heating.Indirect | 99 | 6 |  |  |  | 238-45085-00 |  |  |  | 238-45005-00 | [6 empty] | Indirect | Indirect |  |  |  | Indoor |  | Floor Mounted |  | No | Not Applicable | 150 | Not Applicable |  |  |  |  | No | [7 empty] | Not Applicable |  |  |  | 43 |  | Not Applicable | On/Off | Not Applicable | [6 empty] | 192 | 24.4375 | 23 | 48.3125 | 200 | 546 | [23 empty] | 1 | 100 | 100 | Not Applicable | Not Applicable | Yes | Yes | No | Not Applicable | [5 empty] | 21532 | INDIRECT GL SW/DW | 3999666
DW250L-506 | DW250L | Bradford White | 671632761555 | Active | The ""-506"" indicates that this SKU comes with an A420 Aluminum Anode Rod. | [9 empty] | No | Not Applicable | Not Applicable | Residential Water Heating | Water Heating.Indirect | 99 | 6 |  |  |  | 238-45085-00 |  |  |  | 238-45005-00 | [6 empty] | Indirect | Indirect |  |  |  | Indoor |  | Floor Mounted |  | No | Not Applicable | 150 | Not Applicable |  |  |  |  | No | [7 empty] | Not Applicable |  |  |  | 43 |  | Not Applicable | On/Off | Not Applicable | [6 empty] | 192 | 24.4375 | 23 | 48.3125 | 200 | 546 | [23 empty] | 1 | 100 | 100 | UL174 | Not Applicable | Yes | Yes | No | Not Applicable | [5 empty] | 21532 | INDIRECT GL SW/DW | 3999666
DW280L | DW280L | Bradford White | 671632589326 | Active | [10 empty] | No | Not Applicable | Not Applicable | Residential Water Heating | Water Heating.Indirect | 99 | 6 |  |  |  | 238-45085-00 |  |  |  | 238-45005-00 | [6 empty] | Indirect | Indirect |  |  |  | Indoor |  | Floor Mounted |  | No | Not Applicable | 150 | Not Applicable |  |  |  |  | No | [7 empty] | Not Applicable |  |  |  | 71 |  | Not Applicable | On/Off | Not Applicable | [6 empty] | 246 | 27 | 25 | 61.375 | 256 | 831 | [23 empty] | 1 | 69 | 66 | Not Applicable | Not Applicable | Yes | Yes | No | Not Applicable | [5 empty] | 21532 | INDIRECT GL SW/DW | 3999668
DW280L-506 | DW280L | Bradford White | 671632761609 | Active | The ""-506"" indicates that this SKU comes with an A420 Aluminum Anode Rod. | [9 empty] | No | Not Applicable | Not Applicable | Residential Water Heating | Water Heating.Indirect | 99 | 6 |  |  |  | 238-45085-00 |  |  |  | 238-45005-00 | [6 empty] | Indirect | Indirect |  |  |  | Indoor |  | Floor Mounted |  | No | Not Applicable | 150 | Not Applicable |  |  |  |  | No | [7 empty] | Not Applicable |  |  |  | 71 |  | Not Applicable | On/Off | Not Applicable | [6 empty] | 246 | 27 | 25 | 61.375 | 256 | 831 | [23 empty] | 1 | 69 | 66 | UL174 | Not Applicable | Yes | Yes | No | Not Applicable | [5 empty] | 21532 | INDIRECT GL SW/DW | 3999668
E32-120R3-1C06-854 | E32-120R | Bradford White | 671632913466 | Active | The ""-854"" indicates that these SKUs are designed and certified for Installation in Canada. | [9 empty] | No | Not Applicable | Not Applicable | Commercial Water Heating | Water Heating.Electric | 3 | 1 |  |  |  | 238-16152-00 |  |  |  | 238-36612-00 | [6 empty] | Electric | Electric Resistance | 240 | 1 |  | Indoor |  | Floor Mounted |  | No | Not Applicable | 150 | Not Applicable |  |  |  | 1.25 | No | [7 empty] | 6 kW |  |  |  | 119 |  | 51 | On/Off | Not Applicable | [6 empty] | 363 | 36.813 | 31.5 | 73.5 | 378 | 1344 | 28.25 | 63 | 30.875 | [11 empty] | 65 | [8 empty] | 1 | Not Applicable | Not Applicable | UL1453 | Yes | No | Yes | No | Not Applicable | 238-44343-00 |  |  |  |  | 40302 | COM ELEC MED DUTY
E32-120R3-1C09-854 | E32-120R | Bradford White | 671632798995 | Active | The ""-854"" indicates that these SKUs are designed and certified for Installation in Canada. | [9 empty] | No | Not Applicable | Not Applicable | Commercial Water Heating | Water Heating.Electric | 3 | 1 |  |  |  | 238-16152-00 |  |  |  | 238-36612-00 | [6 empty] | Electric | Electric Resistance | 240 | 1 |  | Indoor |  | Floor Mounted |  | No | Not Applicable | 150 | Not Applicable |  |  |  | 1.25 | No | [7 empty] | 9 kW |  |  |  | 119 |  | 51 | On/Off | Not Applicable | [6 empty] | 363 | 36.813 | 31.5 | 73.5 | 378 | 1344 | 28.25 | 63 | 30.875 | [11 empty] | 65 | [8 empty] | 1 | Not Applicable | Not Applicable | UL1453 | Yes | No | Yes | No | Not Applicable | 238-44343-00 |  |  |  |  | 40302 | COM ELEC MED DUTY
E32-120R3-1C12-854 | E32-120R | Bradford White | 671632328215 | Active | The ""-854"" indicates that these SKUs are designed and certified for Installation in Canada. | [9 empty] | No | Not Applicable | Not Applicable | Commercial Water Heating | Water Heating.Electric | 3 | 1 |  |  |  | 238-16152-00 |  |  |  | 238-36612-00 | [6 empty] | Electric | Electric Resistance | 240 | 1 |  | Indoor |  | Floor Mounted |  | No | Not Applicable | 150 | Not Applicable |  |  |  | 1.25 | No | [7 empty] | 12 kW |  |  |  | 119 |  | 51 | On/Off | Not Applicable | [6 empty] | 363 | 36.813 | 31.5 | 73.5 | 378 | 1344 | 28.25 | 63 | 30.875 | [11 empty] | 65 | [8 empty] | 1 | Not Applicable | Not Applicable | UL1453 | Yes | No | Yes | No | Not Applicable | 238-44343-00 |  |  |  |  | 40302 | COM ELEC MED DUTY
E32-120R3-1C135 | E32-120R | Bradford White | 671632789443 | Active | [10 empty] | No | Not Applicable | Not Applicable | Commercial Water Heating | Water Heating.Electric | 3 | 1 |  |  |  | 238-16152-00 |  |  |  | 238-36612-00 | [6 empty] | Electric | Electric Resistance | 240 | 1 |  | Indoor |  | Floor Mounted |  | No | Not Applicable | 150 | Not Applicable |  |  |  | 1.25 | No | [7 empty] | 13.5 kW |  |  |  | 119 |  | 51 | On/Off | Not Applicable | [6 empty] | 363 | 36.813 | 31.5 | 73.5 | 378 | 1344 | 28.25 | 63 | 30.875 | [11 empty] | 65 | [8 empty] | 1 | Not Applicable | Not Applicable | UL1453 | Yes | Yes | Yes | No | Not Applicable | [5 empty] | 40302 | COM ELEC MED DUTY | 207679303
E32-120R3-1C15 | E32-120R | Bradford White | 671632722464 | Active | [10 empty] | No | Not Applicable | Not Applicable | Commercial Water Heating | Water Heating.Electric | 3 | 1 |  |  |  | 238-16152-00 |  |  |  | 238-36612-00 | [6 empty] | Electric | Electric Resistance | 240 | 1 |  | Indoor |  | Floor Mounted |  | No | Not Applicable | 150 | Not Applicable |  |  |  | 1.25 | No | [7 empty] | 15 kW |  |  |  | 119 |  | 51 | On/Off | Not Applicable | [6 empty] | 363 | 36.813 | 31.5 | 73.5 | 378 | 1344 | 28.25 | 63 | 30.875 | [11 empty] | 65 | [8 empty] | 1 | Not Applicable | Not Applicable | UL1453 | Yes | Yes | Yes | No | Not Applicable | [5 empty] | 40302 | COM ELEC MED DUTY | 207679303
E32-120R3-1C15-854 | E32-120R | Bradford White | 671632914524 | Active | The ""-854"" indicates that these SKUs are designed and certified for Installation in Canada. | [9 empty] | No | Not Applicable | Not Applicable | Commercial Water Heating | Water Heating.Electric | 3 | 1 |  |  |  | 238-16152-00 |  |  |  | 238-36612-00 | [6 empty] | Electric | Electric Resistance | 240 | 1 |  | Indoor |  | Floor Mounted |  | No | Not Applicable | 150 | Not Applicable |  |  |  | 1.25 | No | [7 empty] | 15 kW |  |  |  | 119 |  | 51 | On/Off | Not Applicable | [6 empty] | 363 | 36.813 | 31.5 | 73.5 | 378 | 1344 | 28.25 | 63 | 30.875 | [11 empty] | 65 | [8 empty] | 1 | Not Applicable | Not Applicable | UL1453 | Yes | No | Yes | No | Not Applicable | 238-44343-00 |  |  |  |  | 40302 | COM ELEC MED DUTY
E32-120R3-1C18 | E32-120R | Bradford White | 671632644605 | Active | [10 empty] | No | Not Applicable | Not Applicable | Commercial Water Heating | Water Heating.Electric | 3 | 1 |  |  |  | 238-16152-00 |  |  |  | 238-36612-00 | [6 empty] | Electric | Electric Resistance | 240 | 1 |  | Indoor |  | Floor Mounted |  | No | Not Applicable | 150 | Not Applicable |  |  |  | 1.25 | No | [7 empty] | 18 kW |  |  |  | 119 |  | 51 | On/Off | Not Applicable | [6 empty] | 363 | 36.813 | 31.5 | 73.5 | 378 | 1344 | 28.25 | 63 | 30.875 | [11 empty] | 65 | [8 empty] | 1 | Not Applicable | Not Applicable | UL1453 | Yes | Yes | Yes | No | Not Applicable | [5 empty] | 40302 | COM ELEC MED DUTY | 207679303
E32-120R3-1C18-854 | E32-120R | Bradford White | 671632626458 | Active | The ""-854"" indicates that these SKUs are designed and certified for Installation in Canada. | [9 empty] | No | Not Applicable | Not Applicable | Commercial Water Heating | Water Heating.Electric | 3 | 1 |  |  |  | 238-16152-00 |  |  |  | 238-36612-00 | [6 empty] | Electric | Electric Resistance | 240 | 1 |  | Indoor |  | Floor Mounted |  | No | Not Applicable | 150 | Not Applicable |  |  |  | 1.25 | No | [7 empty] | 18 kW |  |  |  | 119 |  | 51 | On/Off | Not Applicable | [6 empty] | 363 | 36.813 | 31.5 | 73.5 | 378 | 1344 | 28.25 | 63 | 30.875 | [11 empty] | 65 | [8 empty] | 1 | Not Applicable | Not Applicable | UL1453 | Yes | No | Yes | No | Not Applicable | 238-44343-00 |  |  |  |  | 40302 | COM ELEC MED DUTY
E32-120R3-1E15 | E32-120R | Bradford White | 671632794607 | Active | [10 empty] | No | Not Applicable | Not Applicable | Commercial Water Heating | Water Heating.Electric | 3 | 1 |  |  |  | 238-16152-00 |  |  |  | 238-36612-00 | [6 empty] | Electric | Electric Resistance | 277 | 1 |  | Indoor |  | Floor Mounted |  | No | Not Applicable | 150 | Not Applicable |  |  |  | 1.25 | No | [7 empty] | 15 kW |  |  |  | 119 |  | 51 | On/Off | Not Applicable | [6 empty] | 363 | 36.813 | 31.5 | 73.5 | 378 | 1344 | 28.25 | 63 | 30.875 | [11 empty] | 65 | [8 empty] | 1 | Not Applicable | Not Applicable | UL1453 | Yes | Yes | Yes | No | Not Applicable | [5 empty] | 40302 | COM ELEC MED DUTY | 207679303
E32-120R3-1E18 | E32-120R | Bradford White | 671632579044 | Active | [10 empty] | No | Not Applicable | Not Applicable | Commercial Water Heating | Water Heating.Electric | 3 | 1 |  |  |  | 238-16152-00 |  |  |  | 238-36612-00 | [6 empty] | Electric | Electric Resistance | 277 | 1 |  | Indoor |  | Floor Mounted |  | No | Not Applicable | 150 | Not Applicable |  |  |  | 1.25 | No | [7 empty] | 18 kW |  |  |  | 119 |  | 51 | On/Off | Not Applicable | [6 empty] | 363 | 36.813 | 31.5 | 73.5 | 378 | 1344 | 28.25 | 63 | 30.875 | [11 empty] | 65 | [8 empty] | 1 | Not Applicable | Not Applicable | UL1453 | Yes | Yes | Yes | No | Not Applicable | [5 empty] | 40302 | COM ELEC MED DUTY | 207679303
E32-120R3-1H135 | E32-120R | Bradford White | 671632617388 | Active | [10 empty] | No | Not Applicable | Not Applicable | Commercial Water Heating | Water Heating.Electric | 3 | 1 |  |  |  | 238-16152-00 |  |  |  | 238-36612-00 | [6 empty] | Electric | Electric Resistance | 480 | 1 |  | Indoor |  | Floor Mounted |  | No | Not Applicable | 150 | Not Applicable |  |  |  | 1.25 | No | [7 empty] | 13.5 kW |  |  |  | 119 |  | 51 | On/Off | Not Applicable | [6 empty] | 363 | 36.813 | 31.5 | 73.5 | 378 | 1344 | 28.25 | 63 | 30.875 | [11 empty] | 65 | [8 empty] | 1 | Not Applicable | Not Applicable | UL1453 | Yes | Yes | Yes | No | Not Applicable | [5 empty] | 40302 | COM ELEC MED DUTY | 207679303
E32-120R3-1H18 | E32-120R | Bradford White | 671632920495 | Active | [10 empty] | No | Not Applicable | Not Applicable | Commercial Water Heating | Water Heating.Electric | 3 | 1 |  |  |  | 238-16152-00 |  |  |  | 238-36612-00 | [6 empty] | Electric | Electric Resistance | 480 | 1 |  | Indoor |  | Floor Mounted |  | No | Not Applicable | 150 | Not Applicable |  |  |  | 1.25 | No | [7 empty] | 18 kW |  |  |  | 119 |  | 51 | On/Off | Not Applicable | [6 empty] | 363 | 36.813 | 31.5 | 73.5 | 378 | 1344 | 28.25 | 63 | 30.875 | [11 empty] | 65 | [8 empty] | 1 | Not Applicable | Not Applicable | UL1453 | Yes | Yes | Yes | No | Not Applicable | [5 empty] | 40302 | COM ELEC MED DUTY | 207679303
E32-120R3-1L06-854 | E32-120R | Bradford White | 671632795635 | Active | The ""-854"" indicates that these SKUs are designed and certified for Installation in Canada. | [9 empty] | No | Not Applicable | Not Applicable | Commercial Water Heating | Water Heating.Electric | 3 | 1 |  |  |  | 238-16152-00 |  |  |  | 238-36612-00 | [6 empty] | Electric | Electric Resistance | 208 | 1 |  | Indoor |  | Floor Mounted |  | No | Not Applicable | 150 | Not Applicable |  |  |  | 1.25 | No | [7 empty] | 6 kW |  |  |  | 119 |  | 51 | On/Off | Not Applicable | [6 empty] | 363 | 36.813 | 31.5 | 73.5 | 378 | 1344 | 28.25 | 63 | 30.875 | [11 empty] | 65 | [8 empty] | 1 | Not Applicable | Not Applicable | UL1453 | Yes | No | Yes | No | Not Applicable | 238-44343-00 |  |  |  |  | 40302 | COM ELEC MED DUTY
E32-120R3-1L09-854 | E32-120R | Bradford White | 671632569229 | Active | The ""-854"" indicates that these SKUs are designed and certified for Installation in Canada. | [9 empty] | No | Not Applicable | Not Applicable | Commercial Water Heating | Water Heating.Electric | 3 | 1 |  |  |  | 238-16152-00 |  |  |  | 238-36612-00 | [6 empty] | Electric | Electric Resistance | 208 | 1 |  | Indoor |  | Floor Mounted |  | No | Not Applicable | 150 | Not Applicable |  |  |  | 1.25 | No | [7 empty] | 9 kW |  |  |  | 119 |  | 51 | On/Off | Not Applicable | [6 empty] | 363 | 36.813 | 31.5 | 73.5 | 378 | 1344 | 28.25 | 63 | 30.875 | [11 empty] | 65 | [8 empty] | 1 | Not Applicable | Not Applicable | UL1453 | Yes | No | Yes | No | Not Applicable | 238-44343-00 |  |  |  |  | 40302 | COM ELEC MED DUTY
E32-120R3-1L12-854 | E32-120R | Bradford White | 671632641789 | Active | The ""-854"" indicates that these SKUs are designed and certified for Installation in Canada. | [9 empty] | No | Not Applicable | Not Applicable | Commercial Water Heating | Water Heating.Electric | 3 | 1 |  |  |  | 238-16152-00 |  |  |  | 238-36612-00 | [6 empty] | Electric | Electric Resistance | 208 | 1 |  | Indoor |  | Floor Mounted |  | No | Not Applicable | 150 | Not Applicable |  |  |  | 1.25 | No | [7 empty] | 12 kW |  |  |  | 119 |  | 51 | On/Off | Not Applicable | [6 empty] | 363 | 36.813 | 31.5 | 73.5 | 378 | 1344 | 28.25 | 63 | 30.875 | [11 empty] | 65 | [8 empty] | 1 | Not Applicable | Not Applicable | UL1453 | Yes | No | Yes | No | Not Applicable | 238-44343-00 |  |  |  |  | 40302 | COM ELEC MED DUTY
E32-120R3-1L135 | E32-120R | Bradford White | 671632735976 | Active | [10 empty] | No | Not Applicable | Not Applicable | Commercial Water Heating | Water Heating.Electric | 3 | 1 |  |  |  | 238-16152-00 |  |  |  | 238-36612-00 | [6 empty] | Electric | Electric Resistance | 208 | 1 |  | Indoor |  | Floor Mounted |  | No | Not Applicable | 150 | Not Applicable |  |  |  | 1.25 | No | [7 empty] | 13.5 kW |  |  |  | 119 |  | 51 | On/Off | Not Applicable | [6 empty] | 363 | 36.813 | 31.5 | 73.5 | 378 | 1344 | 28.25 | 63 | 30.875 | [11 empty] | 65 | [8 empty] | 1 | Not Applicable | Not Applicable | UL1453 | Yes | Yes | Yes | No | Not Applicable | [5 empty] | 40302 | COM ELEC MED DUTY | 207679303
E32-120R3-1L135-854 | E32-120R | Bradford White | 671632781416 | Active | The ""-854"" indicates that these SKUs are designed and certified for Installation in Canada. | [9 empty] | No | Not Applicable | Not Applicable | Commercial Water Heating | Water Heating.Electric | 3 | 1 |  |  |  | 238-16152-00 |  |  |  | 238-36612-00 | [6 empty] | Electric | Electric Resistance | 208 | 1 |  | Indoor |  | Floor Mounted |  | No | Not Applicable | 150 | Not Applicable |  |  |  | 1.25 | No | [7 empty] | 13.5 kW |  |  |  | 119 |  | 51 | On/Off | Not Applicable | [6 empty] | 363 | 36.813 | 31.5 | 73.5 | 378 | 1344 | 28.25 | 63 | 30.875 | [11 empty] | 65 | [8 empty] | 1 | Not Applicable | Not Applicable | UL1453 | Yes | No | Yes | No | Not Applicable | 238-44343-00 |  |  |  |  | 40302 | COM ELEC MED DUTY
E32-120R3-1L15 | E32-120R | Bradford White | 671632675180 | Active | [10 empty] | No | Not Applicable | Not Applicable | Commercial Water Heating | Water Heating.Electric | 3 | 1 |  |  |  | 238-16152-00 |  |  |  | 238-36612-00 | [6 empty] | Electric | Electric Resistance | 208 | 1 |  | Indoor |  | Floor Mounted |  | No | Not Applicable | 150 | Not Applicable |  |  |  | 1.25 | No | [7 empty] | 15 kW |  |  |  | 119 |  | 51 | On/Off | Not Applicable | [6 empty] | 363 | 36.813 | 31.5 | 73.5 | 378 | 1344 | 28.25 | 63 | 30.875 | [11 empty] | 65 | [8 empty] | 1 | Not Applicable | Not Applicable | UL1453 | Yes | Yes | Yes | No | Not Applicable | [5 empty] | 40302 | COM ELEC MED DUTY | 207679303
E32-120R3-1L15-854 | E32-120R | Bradford White | 671632621903 | Active | The ""-854"" indicates that these SKUs are designed and certified for Installation in Canada. | [9 empty] | No | Not Applicable | Not Applicable | Commercial Water Heating | Water Heating.Electric | 3 | 1 |  |  |  | 238-16152-00 |  |  |  | 238-36612-00 | [6 empty] | Electric | Electric Resistance | 208 | 1 |  | Indoor |  | Floor Mounted |  | No | Not Applicable | 150 | Not Applicable |  |  |  | 1.25 | No | [7 empty] | 15 kW |  |  |  | 119 |  | 51 | On/Off | Not Applicable | [6 empty] | 363 | 36.813 | 31.5 | 73.5 | 378 | 1344 | 28.25 | 63 | 30.875 | [11 empty] | 65 | [8 empty] | 1 | Not Applicable | Not Applicable | UL1453 | Yes | No | Yes | No | Not Applicable | 238-44343-00 |  |  |  |  | 40302 | COM ELEC MED DUTY
E32-120R3-1L18 | E32-120R | Bradford White | 671632635184 | Active | [10 empty] | No | Not Applicable | Not Applicable | Commercial Water Heating | Water Heating.Electric | 3 | 1 |  |  |  | 238-16152-00 |  |  |  | 238-36612-00 | [6 empty] | Electric | Electric Resistance | 208 | 1 |  | Indoor |  | Floor Mounted |  | No | Not Applicable | 150 | Not Applicable |  |  |  | 1.25 | No | [7 empty] | 18 kW |  |  |  | 119 |  | 51 | On/Off | Not Applicable | [6 empty] | 363 | 36.813 | 31.5 | 73.5 | 378 | 1344 | 28.25 | 63 | 30.875 | [11 empty] | 65 | [8 empty] | 1 | Not Applicable | Not Applicable | UL1453 | Yes | Yes | Yes | No | Not Applicable | [5 empty] | 40302 | COM ELEC MED DUTY | 207679303
E32-120R3-1L18-854 | E32-120R | Bradford White | 671632568406 | Active | The ""-854"" indicates that these SKUs are designed and certified for Installation in Canada. | [9 empty] | No | Not Applicable | Not Applicable | Commercial Water Heating | Water Heating.Electric | 3 | 1 |  |  |  | 238-16152-00 |  |  |  | 238-36612-00 | [6 empty] | Electric | Electric Resistance | 208 | 1 |  | Indoor |  | Floor Mounted |  | No | Not Applicable | 150 | Not Applicable |  |  |  | 1.25 | No | [7 empty] | 18 kW |  |  |  | 119 |  | 51 | On/Off | Not Applicable | [6 empty] | 363 | 36.813 | 31.5 | 73.5 | 378 | 1344 | 28.25 | 63 | 30.875 | [11 empty] | 65 | [8 empty] | 1 | Not Applicable | Not Applicable | UL1453 | Yes | No | Yes | No | Not Applicable | 238-44343-00 |  |  |  |  | 40302 | COM ELEC MED DUTY
E32-120R3-3C06-854 | E32-120R | Bradford White | 671632314287 | Active | The ""-854"" indicates that these SKUs are designed and certified for Installation in Canada. | [9 empty] | No | Not Applicable | Not Applicable | Commercial Water Heating | Water Heating.Electric | 3 | 1 |  |  |  | 238-16152-00 |  |  |  | 238-36612-00 | [6 empty] | Electric | Electric Resistance | 240 | 3 |  | Indoor |  | Floor Mounted |  | No | Not Applicable | 150 | Not Applicable |  |  |  | 1.25 | No | [7 empty] | 6 kW |  |  |  | 119 |  | 51 | On/Off | Not Applicable | [6 empty] | 363 | 36.813 | 31.5 | 73.5 | 378 | 1344 | 28.25 | 63 | 30.875 | [11 empty] | 65 | [8 empty] | 1 | Not Applicable | Not Applicable | UL1453 | Yes | No | Yes | No | Not Applicable | 238-44343-00 |  |  |  |  | 40302 | COM ELEC MED DUTY
E32-120R3-3C09-854 | E32-120R | Bradford White | 671632670024 | Active | The ""-854"" indicates that these SKUs are designed and certified for Installation in Canada. | [9 empty] | No | Not Applicable | Not Applicable | Commercial Water Heating | Water Heating.Electric | 3 | 1 |  |  |  | 238-16152-00 |  |  |  | 238-36612-00 | [6 empty] | Electric | Electric Resistance | 240 | 3 |  | Indoor |  | Floor Mounted |  | No | Not Applicable | 150 | Not Applicable |  |  |  | 1.25 | No | [7 empty] | 9 kW |  |  |  | 119 |  | 51 | On/Off | Not Applicable | [6 empty] | 312 | 36.813 | 31.5 | 73.5 | 324 | 1293 | 28.25 | 63 | 30.875 | [11 empty] | 65 | [8 empty] | 1 | Not Applicable | Not Applicable | UL1453 | Yes | No | Yes | No | Not Applicable | 238-44343-00 |  |  |  |  | 40302 | COM ELEC MED DUTY
E32-120R3-3C12-854 | E32-120R | Bradford White | 671632717583 | Active | The ""-854"" indicates that these SKUs are designed and certified for Installation in Canada. | [9 empty] | No | Not Applicable | Not Applicable | Commercial Water Heating | Water Heating.Electric | 3 | 1 |  |  |  | 238-16152-00 |  |  |  | 238-36612-00 | [6 empty] | Electric | Electric Resistance | 240 | 3 |  | Indoor |  | Floor Mounted |  | No | Not Applicable | 150 | Not Applicable |  |  |  | 1.25 | No | [7 empty] | 12 kW |  |  |  | 119 |  | 51 | On/Off | Not Applicable | [6 empty] | 363 | 36.813 | 31.5 | 73.5 | 378 | 1344 | 28.25 | 63 | 30.875 | [11 empty] | 65 | [8 empty] | 1 | Not Applicable | Not Applicable | UL1453 | Yes | No | Yes | No | Not Applicable | 238-44343-00 |  |  |  |  | 40302 | COM ELEC MED DUTY
E32-120R3-3C123 | E32-120R | Bradford White | 671632620616 | Active | [10 empty] | No | Not Applicable | Not Applicable | Commercial Water Heating | Water Heating.Electric | 3 | 1 |  |  |  | 238-16152-00 |  |  |  | 238-36612-00 | [6 empty] | Electric | Electric Resistance | 240 | 3 |  | Indoor |  | Floor Mounted |  | No | Not Applicable | 150 | Not Applicable |  |  |  | 1.25 | No | [7 empty] | 12.3 kW |  |  |  | 119 |  | 51 | On/Off | Not Applicable | [6 empty] | 363 | 36.813 | 31.5 | 73.5 | 378 | 1344 | 28.25 | 63 | 30.875 | [11 empty] | 65 | [8 empty] | 1 | Not Applicable | Not Applicable | UL1453 | Yes | Yes | Yes | No | Not Applicable | [5 empty] | 40302 | COM ELEC MED DUTY | 207679303
E32-120R3-3C135 | E32-120R | Bradford White | 671632732272 | Active | [10 empty] | No | Not Applicable | Not Applicable | Commercial Water Heating | Water Heating.Electric | 3 | 1 |  |  |  | 238-16152-00 |  |  |  | 238-36612-00 | [6 empty] | Electric | Electric Resistance | 240 | 3 |  | Indoor |  | Floor Mounted |  | No | Not Applicable | 150 | Not Applicable |  |  |  | 1.25 | No | [7 empty] | 13.5 kW |  |  |  | 119 |  | 51 | On/Off | Not Applicable | [6 empty] | 363 | 36.813 | 31.5 | 73.5 | 378 | 1344 | 28.25 | 63 | 30.875 | [11 empty] | 65 | [8 empty] | 1 | Not Applicable | Not Applicable | UL1453 | Yes | Yes | Yes | No | Not Applicable | [5 empty] | 40302 | COM ELEC MED DUTY | 207679303
E32-120R3-3C135-854 | E32-120R | Bradford White | 671632656530 | Active | The ""-854"" indicates that these SKUs are designed and certified for Installation in Canada. | [9 empty] | No | Not Applicable | Not Applicable | Commercial Water Heating | Water Heating.Electric | 3 | 1 |  |  |  | 238-16152-00 |  |  |  | 238-36612-00 | [6 empty] | Electric | Electric Resistance | 240 | 3 |  | Indoor |  | Floor Mounted |  | No | Not Applicable | 150 | Not Applicable |  |  |  | 1.25 | No | [7 empty] | 13.5 kW |  |  |  | 119 |  | 51 | On/Off | Not Applicable | [6 empty] | 363 | 36.813 | 31.5 | 73.5 | 378 | 1344 | 28.25 | 63 | 30.875 | [11 empty] | 65 | [8 empty] | 1 | Not Applicable | Not Applicable | UL1453 | Yes | No | Yes | No | Not Applicable | 238-44343-00 |  |  |  |  | 40302 | COM ELEC MED DUTY
E32-120R3-3C15 | E32-120R | Bradford White | 671632666959 | Active | [10 empty] | No | Not Applicable | Not Applicable | Commercial Water Heating | Water Heating.Electric | 3 | 1 |  |  |  | 238-16152-00 |  |  |  | 238-36612-00 | [6 empty] | Electric | Electric Resistance | 240 | 3 |  | Indoor |  | Floor Mounted |  | No | Not Applicable | 150 | Not Applicable |  |  |  | 1.25 | No | [7 empty] | 15 kW |  |  |  | 119 |  | 51 | On/Off | Not Applicable | [6 empty] | 363 | 36.813 | 31.5 | 73.5 | 378 | 1344 | 28.25 | 63 | 30.875 | [11 empty] | 65 | [8 empty] | 1 | Not Applicable | Not Applicable | UL1453 | Yes | Yes | Yes | No | Not Applicable | [5 empty] | 40302 | COM ELEC MED DUTY | 207679303
E32-120R3-3C18 | E32-120R | Bradford White | 671632626441 | Active | [10 empty] | No | Not Applicable | Not Applicable | Commercial Water Heating | Water Heating.Electric | 3 | 1 |  |  |  | 238-16152-00 |  |  |  | 238-36612-00 | [6 empty] | Electric | Electric Resistance | 240 | 3 |  | Indoor |  | Floor Mounted |  | No | Not Applicable | 150 | Not Applicable |  |  |  | 1.25 | No | [7 empty] | 18 kW |  |  |  | 119 |  | 51 | On/Off | Not Applicable | [6 empty] | 363 | 36.813 | 31.5 | 73.5 | 378 | 1344 | 28.25 | 63 | 30.875 | [11 empty] | 65 | [8 empty] | 1 | Not Applicable | Not Applicable | UL1453 | Yes | Yes | Yes | No | Not Applicable | [5 empty] | 40302 | COM ELEC MED DUTY | 207679303
E32-120R3-3C18-854 | E32-120R | Bradford White | 671632641703 | Active | The ""-854"" indicates that these SKUs are designed and certified for Installation in Canada. | [9 empty] | No | Not Applicable | Not Applicable | Commercial Water Heating | Water Heating.Electric | 3 | 1 |  |  |  | 238-16152-00 |  |  |  | 238-36612-00 | [6 empty] | Electric | Electric Resistance | 240 | 3 |  | Indoor |  | Floor Mounted |  | No | Not Applicable | 150 | Not Applicable |  |  |  | 1.25 | No | [7 empty] | 18 kW |  |  |  | 119 |  | 51 | On/Off | Not Applicable | [6 empty] | 363 | 36.813 | 31.5 | 73.5 | 378 | 1344 | 28.25 | 63 | 30.875 | [11 empty] | 65 | [8 empty] | 1 | Not Applicable | Not Applicable | UL1453 | Yes | No | Yes | No | Not Applicable | 238-44343-00 |  |  |  |  | 40302 | COM ELEC MED DUTY
E32-120R3-3H123 | E32-120R | Bradford White | 671632620197 | Active | [10 empty] | No | Not Applicable | Not Applicable | Commercial Water Heating | Water Heating.Electric | 3 | 1 |  |  |  | 238-16152-00 |  |  |  | 238-36612-00 | [6 empty] | Electric | Electric Resistance | 480 | 3 |  | Indoor |  | Floor Mounted |  | No | Not Applicable | 150 | Not Applicable |  |  |  | 1.25 | No | [7 empty] | 12.3 kW |  |  |  | 119 |  | 51 | On/Off | Not Applicable | [6 empty] | 363 | 36.813 | 31.5 | 73.5 | 378 | 1344 | 28.25 | 63 | 30.875 | [11 empty] | 65 | [8 empty] | 1 | Not Applicable | Not Applicable | UL1453 | Yes | Yes | Yes | No | Not Applicable | [5 empty] | 40302 | COM ELEC MED DUTY | 207679303
E32-120R3-3H135 | E32-120R | Bradford White | 671632894505 | Active | [10 empty] | No | Not Applicable | Not Applicable | Commercial Water Heating | Water Heating.Electric | 3 | 1 |  |  |  | 238-16152-00 |  |  |  | 238-36612-00 | [6 empty] | Electric | Electric Resistance | 480 | 3 |  | Indoor |  | Floor Mounted |  | No | Not Applicable | 150 | Not Applicable |  |  |  | 1.25 | No | [7 empty] | 13.5 kW |  |  |  | 119 |  | 51 | On/Off | Not Applicable | [6 empty] | 363 | 36.813 | 31.5 | 73.5 | 378 | 1344 | 28.25 | 63 | 30.875 | [11 empty] | 65 | [8 empty] | 1 | Not Applicable | Not Applicable | UL1453 | Yes | Yes | Yes | No | Not Applicable | [5 empty] | 40302 | COM ELEC MED DUTY | 207679303
E32-120R3-3H15 | E32-120R | Bradford White | 671632627707 | Active | [10 empty] | No | Not Applicable | Not Applicable | Commercial Water Heating | Water Heating.Electric | 3 | 1 |  |  |  | 238-16152-00 |  |  |  | 238-36612-00 | [6 empty] | Electric | Electric Resistance | 480 | 3 |  | Indoor |  | Floor Mounted |  | No | Not Applicable | 150 | Not Applicable |  |  |  | 1.25 | No | [7 empty] | 15 kW |  |  |  | 119 |  | 51 | On/Off | Not Applicable | [6 empty] | 363 | 36.813 | 31.5 | 73.5 | 378 | 1344 | 28.25 | 63 | 30.875 | [11 empty] | 65 | [8 empty] | 1 | Not Applicable | Not Applicable | UL1453 | Yes | Yes | Yes | No | Not Applicable | [5 empty] | 40302 | COM ELEC MED DUTY | 207679303
E32-120R3-3H18 | E32-120R | Bradford White | 671632627004 | Active | [10 empty] | No | Not Applicable | Not Applicable | Commercial Water Heating | Water Heating.Electric | 3 | 1 |  |  |  | 238-16152-00 |  |  |  | 238-36612-00 | [6 empty] | Electric | Electric Resistance | 480 | 3 |  | Indoor |  | Floor Mounted |  | No | Not Applicable | 150 | Not Applicable |  |  |  | 1.25 | No | [7 empty] | 18 kW |  |  |  | 119 |  | 51 | On/Off | Not Applicable | [6 empty] | 363 | 36.813 | 31.5 | 73.5 | 378 | 1344 | 28.25 | 63 | 30.875 | [11 empty] | 65 | [8 empty] | 1 | Not Applicable | Not Applicable | UL1453 | Yes | Yes | Yes | No | Not Applicable | [5 empty] | 40302 | COM ELEC MED DUTY | 207679303
E32-120R3-3H18-854 | E32-120R | Bradford White | 671632331482 | Active | The ""-854"" indicates that these SKUs are designed and certified for Installation in Canada. | [9 empty] | No | Not Applicable | Not Applicable | Commercial Water Heating | Water Heating.Electric | 3 | 1 |  |  |  | 238-16152-00 |  |  |  | 238-36612-00 | [6 empty] | Electric | Electric Resistance | 480 | 3 |  | Indoor |  | Floor Mounted |  | No | Not Applicable | 150 | Not Applicable |  |  |  | 1.25 | No | [7 empty] | 18 kW |  |  |  | 119 |  | 51 | On/Off | Not Applicable | [6 empty] | 363 | 36.813 | 31.5 | 73.5 | 378 | 1344 | 28.25 | 63 | 30.875 | [11 empty] | 65 | [8 empty] | 1 | Not Applicable | Not Applicable | UL1453 | Yes | No | Yes | No | Not Applicable | 238-44343-00 |  |  |  |  | 40302 | COM ELEC MED DUTY
E32-120R3-3L06-854 | E32-120R | Bradford White | 671632132744 | Active | The ""-854"" indicates that these SKUs are designed and certified for Installation in Canada. | [9 empty] | No | Not Applicable | Not Applicable | Commercial Water Heating | Water Heating.Electric | 3 | 1 |  |  |  | 238-16152-00 |  |  |  | 238-36612-00 | [6 empty] | Electric | Electric Resistance | 208 | 3 |  | Indoor |  | Floor Mounted |  | No | Not Applicable | 150 | Not Applicable |  |  |  | 1.25 | No | [7 empty] | 6 kW |  |  |  | 119 |  | 51 | On/Off | Not Applicable | [6 empty] | 363 | 36.813 | 31.5 | 73.5 | 378 | 1344 | 28.25 | 63 | 30.875 | [11 empty] | 65 | [8 empty] | 1 | Not Applicable | Not Applicable | UL1453 | Yes | No | Yes | No | Not Applicable | 238-44343-00 |  |  |  |  | 40302 | COM ELEC MED DUTY
E32-120R3-3L09-854 | E32-120R | Bradford White | 671632794768 | Active | The ""-854"" indicates that these SKUs are designed and certified for Installation in Canada. | [9 empty] | No | Not Applicable | Not Applicable | Commercial Water Heating | Water Heating.Electric | 3 | 1 |  |  |  | 238-16152-00 |  |  |  | 238-36612-00 | [6 empty] | Electric | Electric Resistance | 208 | 3 |  | Indoor |  | Floor Mounted |  | No | Not Applicable | 150 | Not Applicable |  |  |  | 1.25 | No | [7 empty] | 9 kW |  |  |  | 119 |  | 51 | On/Off | Not Applicable | [6 empty] | 363 | 36.813 | 31.5 | 73.5 | 378 | 1344 | 28.25 | 63 | 30.875 | [11 empty] | 65 | [8 empty] | 1 | Not Applicable | Not Applicable | UL1453 | Yes | No | Yes | No | Not Applicable | 238-44343-00 |  |  |  |  | 40302 | COM ELEC MED DUTY
E32-120R3-3L12-854 | E32-120R | Bradford White | 671632789917 | Active | The ""-854"" indicates that these SKUs are designed and certified for Installation in Canada. | [9 empty] | No | Not Applicable | Not Applicable | Commercial Water Heating | Water Heating.Electric | 3 | 1 |  |  |  | 238-16152-00 |  |  |  | 238-36612-00 | [6 empty] | Electric | Electric Resistance | 208 | 3 |  | Indoor |  | Floor Mounted |  | No | Not Applicable | 150 | Not Applicable |  |  |  | 1.25 | No | [7 empty] | 12 kW |  |  |  | 119 |  | 51 | On/Off | Not Applicable | [6 empty] | 363 | 36.813 | 31.5 | 73.5 | 378 | 1344 | 28.25 | 63 | 30.875 | [11 empty] | 65 | [8 empty] | 1 | Not Applicable | Not Applicable | UL1453 | Yes | No | Yes | No | Not Applicable | 238-44343-00 |  |  |  |  | 40302 | COM ELEC MED DUTY
E32-120R3-3L135 | E32-120R | Bradford White | 671632712236 | Active | [10 empty] | No | Not Applicable | Not Applicable | Commercial Water Heating | Water Heating.Electric | 3 | 1 |  |  |  | 238-16152-00 |  |  |  | 238-36612-00 | [6 empty] | Electric | Electric Resistance | 208 | 3 |  | Indoor |  | Floor Mounted |  | No | Not Applicable | 150 | Not Applicable |  |  |  | 1.25 | No | [7 empty] | 13.5 kW |  |  |  | 119 |  | 51 | On/Off | Not Applicable | [6 empty] | 363 | 36.813 | 31.5 | 73.5 | 378 | 1344 | 28.25 | 63 | 30.875 | [11 empty] | 65 | [8 empty] | 1 | Not Applicable | Not Applicable | UL1453 | Yes | Yes | Yes | No | Not Applicable | [5 empty] | 40302 | COM ELEC MED DUTY | 207679303
E32-120R3-3L135-854 | E32-120R | Bradford White | 671632623525 | Active | The ""-854"" indicates that these SKUs are designed and certified for Installation in Canada. | [9 empty] | No | Not Applicable | Not Applicable | Commercial Water Heating | Water Heating.Electric | 3 | 1 |  |  |  | 238-16152-00 |  |  |  | 238-36612-00 | [6 empty] | Electric | Electric Resistance | 208 | 3 |  | Indoor |  | Floor Mounted |  | No | Not Applicable | 150 | Not Applicable |  |  |  | 1.25 | No | [7 empty] | 13.5 kW |  |  |  | 119 |  | 51 | On/Off | Not Applicable | [6 empty] | 363 | 36.813 | 31.5 | 73.5 | 378 | 1344 | 28.25 | 63 | 30.875 | [11 empty] | 65 | [8 empty] | 1 | Not Applicable | Not Applicable | UL1453 | Yes | No | Yes | No | Not Applicable | 238-44343-00 |  |  |  |  | 40302 | COM ELEC MED DUTY
E32-120R3-3L15 | E32-120R | Bradford White | 671632629879 | Active | [10 empty] | No | Not Applicable | Not Applicable | Commercial Water Heating | Water Heating.Electric | 3 | 1 |  |  |  | 238-16152-00 |  |  |  | 238-36612-00 | [6 empty] | Electric | Electric Resistance | 208 | 3 |  | Indoor |  | Floor Mounted |  | No | Not Applicable | 150 | Not Applicable |  |  |  | 1.25 | No | [7 empty] | 15 kW |  |  |  | 119 |  | 51 | On/Off | Not Applicable | [6 empty] | 363 | 36.813 | 31.5 | 73.5 | 378 | 1344 | 28.25 | 63 | 30.875 | [11 empty] | 65 | [8 empty] | 1 | Not Applicable | Not Applicable | UL1453 | Yes | Yes | Yes | No | Not Applicable | [5 empty] | 40302 | COM ELEC MED DUTY | 207679303
E32-120R3-3L15-854 | E32-120R | Bradford White | 671632536054 | Active | The ""-854"" indicates that these SKUs are designed and certified for Installation in Canada. | [9 empty] | No | Not Applicable | Not Applicable | Commercial Water Heating | Water Heating.Electric | 3 | 1 |  |  |  | 238-16152-00 |  |  |  | 238-36612-00 | [6 empty] | Electric | Electric Resistance | 208 | 3 |  | Indoor |  | Floor Mounted |  | No | Not Applicable | 150 | Not Applicable |  |  |  | 1.25 | No | [7 empty] | 15 kW |  |  |  | 119 |  | 51 | On/Off | Not Applicable | [6 empty] | 363 | 36.813 | 31.5 | 73.5 | 378 | 1344 | 28.25 | 63 | 30.875 | [11 empty] | 65 | [8 empty] | 1 | Not Applicable | Not Applicable | UL1453 | Yes | No | Yes | No | Not Applicable | 238-44343-00 |  |  |  |  | 40302 | COM ELEC MED DUTY
E32-120R3-3L18 | E32-120R | Bradford White | 671632627790 | Active | [10 empty] | No | Not Applicable | Not Applicable | Commercial Water Heating | Water Heating.Electric | 3 | 1 |  |  |  | 238-16152-00 |  |  |  | 238-36612-00 | [6 empty] | Electric | Electric Resistance | 208 | 3 |  | Indoor |  | Floor Mounted |  | No | Not Applicable | 150 | Not Applicable |  |  |  | 1.25 | No | [7 empty] | 18 kW |  |  |  | 119 |  | 51 | On/Off | Not Applicable | [6 empty] | 363 | 36.813 | 31.5 | 73.5 | 378 | 1344 | 28.25 | 63 | 30.875 | [11 empty] | 65 | [8 empty] | 1 | Not Applicable | Not Applicable | UL1453 | Yes | Yes | Yes | No | Not Applicable | [5 empty] | 40302 | COM ELEC MED DUTY | 207679303
E32-120R3-3L18-854 | E32-120R | Bradford White | 671632794454 | Active | The ""-854"" indicates that these SKUs are designed and certified for Installation in Canada. | [9 empty] | No | Not Applicable | Not Applicable | Commercial Water Heating | Water Heating.Electric | 3 | 1 |  |  |  | 238-16152-00 |  |  |  | 238-36612-00 | [6 empty] | Electric | Electric Resistance | 208 | 3 |  | Indoor |  | Floor Mounted |  | No | Not Applicable | 150 | Not Applicable |  |  |  | 1.25 | No | [7 empty] | 18 kW |  |  |  | 119 |  | 51 | On/Off | Not Applicable | [6 empty] | 363 | 36.813 | 31.5 | 73.5 | 378 | 1344 | 28.25 | 63 | 30.875 | [11 empty] | 65 | [8 empty] | 1 | Not Applicable | Not Applicable | UL1453 | Yes | No | Yes | No | Not Applicable | 238-44343-00 |  |  |  |  | 40302 | COM ELEC MED DUTY
E32-120R5-1C15 | E32-120R | Bradford White | 671632843541 | Active | [10 empty] | No | Not Applicable | Not Applicable | Commercial Water Heating | Water Heating.Electric | 5 | 1 |  |  |  | 238-16152-00 |  |  |  | 238-36612-00 | [6 empty] | Electric | Electric Resistance | 240 | 1 |  | Indoor |  | Floor Mounted |  | No | Not Applicable | 150 | Not Applicable |  |  |  | 1.25 | No | [7 empty] | 15 kW |  |  |  | 119 |  | 51 | On/Off | Not Applicable | [6 empty] | 363 | 36.813 | 31.5 | 73.5 | 378 | 1344 | 28.25 | 63 | 30.875 | [11 empty] | 65 | [8 empty] | 1 | Not Applicable | Not Applicable | UL1453 | Yes | Yes | Yes | No | Not Applicable | [5 empty] | 40302 | COM ELEC MED DUTY | 207679303
E32-120R5-1C18 | E32-120R | Bradford White | 671632713011 | Active | [10 empty] | No | Not Applicable | Not Applicable | Commercial Water Heating | Water Heating.Electric | 5 | 1 |  |  |  | 238-16152-00 |  |  |  | 238-36612-00 | [6 empty] | Electric | Electric Resistance | 240 | 1 |  | Indoor |  | Floor Mounted |  | No | Not Applicable | 150 | Not Applicable |  |  |  | 1.25 | No | [7 empty] | 18 kW |  |  |  | 119 |  | 51 | On/Off | Not Applicable | [6 empty] | 363 | 36.813 | 31.5 | 73.5 | 378 | 1344 | 28.25 | 63 | 30.875 | [11 empty] | 65 | [8 empty] | 1 | Not Applicable | Not Applicable | UL1453 | Yes | Yes | Yes | No | Not Applicable | [5 empty] | 40302 | COM ELEC MED DUTY | 207679303
E32-120R5-3C18 | E32-120R | Bradford White | 671632693818 | Active | [10 empty] | No | Not Applicable | Not Applicable | Commercial Water Heating | Water Heating.Electric | 5 | 1 |  |  |  | 238-16152-00 |  |  |  | 238-36612-00 | [6 empty] | Electric | Electric Resistance | 240 | 3 |  | Indoor |  | Floor Mounted |  | No | Not Applicable | 150 | Not Applicable |  |  |  | 1.25 | No | [7 empty] | 18 kW |  |  |  | 119 |  | 51 | On/Off | Not Applicable | [6 empty] | 363 | 36.813 | 31.5 | 73.5 | 378 | 1344 | 28.25 | 63 | 30.875 | [11 empty] | 65 | [8 empty] | 1 | Not Applicable | Not Applicable | UL1453 | Yes | Yes | Yes | No | Not Applicable | [5 empty] | 40302 | COM ELEC MED DUTY | 207679303
E32-120R5-3H135 | E32-120R | Bradford White | 671632558759 | Active | [10 empty] | No | Not Applicable | Not Applicable | Commercial Water Heating | Water Heating.Electric | 5 | 1 |  |  |  | 238-16152-00 |  |  |  | 238-36612-00 | [6 empty] | Electric | Electric Resistance | 480 | 3 |  | Indoor |  | Floor Mounted |  | No | Not Applicable | 150 | Not Applicable |  |  |  | 1.25 | No | [7 empty] | 13.5 kW |  |  |  | 119 |  | 51 | On/Off | Not Applicable | [6 empty] | 363 | 36.813 | 31.5 | 73.5 | 378 | 1344 | 28.25 | 63 | 30.875 | [11 empty] | 65 | [8 empty] | 1 | Not Applicable | Not Applicable | UL1453 | Yes | Yes | Yes | No | Not Applicable | [5 empty] | 40302 | COM ELEC MED DUTY | 207679303
E32-120R5-3H15 | E32-120R | Bradford White | 671632579983 | Active | [10 empty] | No | Not Applicable | Not Applicable | Commercial Water Heating | Water Heating.Electric | 5 | 1 |  |  |  | 238-16152-00 |  |  |  | 238-36612-00 | [6 empty] | Electric | Electric Resistance | 480 | 3 |  | Indoor |  | Floor Mounted |  | No | Not Applicable | 150 | Not Applicable |  |  |  | 1.25 | No | [7 empty] | 15 kW |  |  |  | 119 |  | 51 | On/Off | Not Applicable | [6 empty] | 363 | 36.813 | 31.5 | 73.5 | 378 | 1344 | 28.25 | 63 | 30.875 | [11 empty] | 65 | [8 empty] | 1 | Not Applicable | Not Applicable | UL1453 | Yes | Yes | Yes | No | Not Applicable | [5 empty] | 40302 | COM ELEC MED DUTY | 207679303
E32-120R5-3H18 | E32-120R | Bradford White | 671632721559 | Active | [10 empty] | No | Not Applicable | Not Applicable | Commercial Water Heating | Water Heating.Electric | 5 | 1 |  |  |  | 238-16152-00 |  |  |  | 238-36612-00 | [6 empty] | Electric | Electric Resistance | 480 | 3 |  | Indoor |  | Floor Mounted |  | No | Not Applicable | 150 | Not Applicable |  |  |  | 1.25 | No | [7 empty] | 18 kW |  |  |  | 119 |  | 51 | On/Off | Not Applicable | [6 empty] | 363 | 36.813 | 31.5 | 73.5 | 378 | 1344 | 28.25 | 63 | 30.875 | [11 empty] | 65 | [8 empty] | 1 | Not Applicable | Not Applicable | UL1453 | Yes | Yes | Yes | No | Not Applicable | [5 empty] | 40302 | COM ELEC MED DUTY | 207679303
E32-120R5-3L135 | E32-120R | Bradford White | 671632580811 | Active | [10 empty] | No | Not Applicable | Not Applicable | Commercial Water Heating | Water Heating.Electric | 5 | 1 |  |  |  | 238-16152-00 |  |  |  | 238-36612-00 | [6 empty] | Electric | Electric Resistance | 208 | 3 |  | Indoor |  | Floor Mounted |  | No | Not Applicable | 150 | Not Applicable |  |  |  | 1.25 | No | [7 empty] | 13.5 kW |  |  |  | 119 |  | 51 | On/Off | Not Applicable | [6 empty] | 363 | 36.813 | 31.5 | 73.5 | 378 | 1344 | 28.25 | 63 | 30.875 | [11 empty] | 65 | [8 empty] | 1 | Not Applicable | Not Applicable | UL1453 | Yes | Yes | Yes | No | Not Applicable | [5 empty] | 40302 | COM ELEC MED DUTY | 207679303
E32-120R5-3L15 | E32-120R | Bradford White | 671632906192 | Active | [10 empty] | No | Not Applicable | Not Applicable | Commercial Water Heating | Water Heating.Electric | 5 | 1 |  |  |  | 238-16152-00 |  |  |  | 238-36612-00 | [6 empty] | Electric | Electric Resistance | 208 | 3 |  | Indoor |  | Floor Mounted |  | No | Not Applicable | 150 | Not Applicable |  |  |  | 1.25 | No | [7 empty] | 15 kW |  |  |  | 119 |  | 51 | On/Off | Not Applicable | [6 empty] | 363 | 36.813 | 31.5 | 73.5 | 378 | 1344 | 28.25 | 63 | 30.875 | [11 empty] | 65 | [8 empty] | 1 | Not Applicable | Not Applicable | UL1453 | Yes | Yes | Yes | No | Not Applicable | [5 empty] | 40302 | COM ELEC MED DUTY | 207679303
E32-120R5-3L18 | E32-120R | Bradford White | 671632795840 | Active | [10 empty] | No | Not Applicable | Not Applicable | Commercial Water Heating | Water Heating.Electric | 5 | 1 |  |  |  | 238-16152-00 |  |  |  | 238-36612-00 | [6 empty] | Electric | Electric Resistance | 208 | 3 |  | Indoor |  | Floor Mounted |  | No | Not Applicable | 150 | Not Applicable |  |  |  | 1.25 | No | [7 empty] | 18 kW |  |  |  | 119 |  | 51 | On/Off | Not Applicable | [6 empty] | 363 | 36.813 | 31.5 | 73.5 | 378 | 1344 | 28.25 | 63 | 30.875 | [11 empty] | 65 | [8 empty] | 1 | Not Applicable | Not Applicable | UL1453 | Yes | Yes | Yes | No | Not Applicable | [5 empty] | 40302 | COM ELEC MED DUTY | 207679303
E32-50S3-1C09-854 | E32-50S | Bradford White | 671632827299 | Active | The ""-854"" indicates that these SKUs are designed and certified for Installation in Canada. | [9 empty] | No | Not Applicable | Not Applicable | Commercial Water Heating | Water Heating.Electric | 3 | 1 |  |  |  | 238-16152-00 |  |  |  | 238-36612-00 | [6 empty] | Electric | Electric Resistance | 240 | 1 |  | Indoor |  | Floor Mounted |  | No | Not Applicable | 150 | Not Applicable |  |  |  | 1.25 | No | [7 empty] | 9 kW |  |  |  | 50 |  | 51 | On/Off | Not Applicable | [6 empty] | 193 | 30.375 | 25.375 | 57.75 | 201 | 605 | 22 | 47.25 | 24.625 | [11 empty] | 48.125 | [8 empty] | 1 | Not Applicable | Not Applicable | UL1453 | Yes | No | Yes | No | Not Applicable | 238-44343-00 |  |  |  |  | 40302 | COM ELEC MED DUTY
E32-50S3-1C12-854 | E32-50S | Bradford White | 671632821907 | Active | The ""-854"" indicates that these SKUs are designed and certified for Installation in Canada. | [9 empty] | No | Not Applicable | Not Applicable | Commercial Water Heating | Water Heating.Electric | 3 | 1 |  |  |  | 238-16152-00 |  |  |  | 238-36612-00 | [6 empty] | Electric | Electric Resistance | 240 | 1 |  | Indoor |  | Floor Mounted |  | No | Not Applicable | 150 | Not Applicable |  |  |  | 1.25 | No | [7 empty] | 12 kW |  |  |  | 50 |  | 51 | On/Off | Not Applicable | [6 empty] | 193 | 30.375 | 25.375 | 57.75 | 201 | 605 | 22 | 47.25 | 24.625 | [11 empty] | 48.125 | [8 empty] | 1 | Not Applicable | Not Applicable | UL1453 | Yes | No | Yes | No | Not Applicable | 238-44343-00 |  |  |  |  | 40302 | COM ELEC MED DUTY
E32-50S3-1C135 | E32-50S | Bradford White | 671632674404 | Active | [10 empty] | No | Not Applicable | Not Applicable | Commercial Water Heating | Water Heating.Electric | 3 | 1 |  |  |  | 238-16152-00 |  |  |  | 238-36612-00 | [6 empty] | Electric | Electric Resistance | 240 | 1 |  | Indoor |  | Floor Mounted |  | No | Not Applicable | 150 | Not Applicable |  |  |  | 1.25 | No | [7 empty] | 13.5 kW |  |  |  | 50 |  | 51 | On/Off | Not Applicable | [6 empty] | 193 | 30.375 | 25.375 | 57.75 | 201 | 605 | 22 | 47.25 | 24.625 | [11 empty] | 48.125 | [8 empty] | 1 | Not Applicable | Not Applicable | UL1453 | Yes | Yes | Yes | No | Not Applicable | [5 empty] | 40302 | COM ELEC MED DUTY | 207679302
E32-50S3-1C135-854 | E32-50S | Bradford White | 671632333103 | Active | The ""-854"" indicates that these SKUs are designed and certified for Installation in Canada. | [9 empty] | No | Not Applicable | Not Applicable | Commercial Water Heating | Water Heating.Electric | 3 | 1 |  |  |  | 238-16152-00 |  |  |  | 238-36612-00 | [6 empty] | Electric | Electric Resistance | 240 | 1 |  | Indoor |  | Floor Mounted |  | No | Not Applicable | 150 | Not Applicable |  |  |  | 1.25 | No | [7 empty] | 13.5 kW |  |  |  | 50 |  | 51 | On/Off | Not Applicable | [6 empty] | 193 | 30.375 | 25.375 | 57.75 | 201 | 605 | 22 | 47.25 | 24.625 | [11 empty] | 48.125 | [8 empty] | 1 | Not Applicable | Not Applicable | UL1453 | Yes | No | Yes | No | Not Applicable | 238-44343-00 |  |  |  |  | 40302 | COM ELEC MED DUTY
E32-50S3-1C15 | E32-50S | Bradford White | 671632628582 | Active | [10 empty] | No | Not Applicable | Not Applicable | Commercial Water Heating | Water Heating.Electric | 3 | 1 |  |  |  | 238-16152-00 |  |  |  | 238-36612-00 | [6 empty] | Electric | Electric Resistance | 240 | 1 |  | Indoor |  | Floor Mounted |  | No | Not Applicable | 150 | Not Applicable |  |  |  | 1.25 | No | [7 empty] | 15 kW |  |  |  | 50 |  | 51 | On/Off | Not Applicable | [6 empty] | 193 | 30.375 | 25.375 | 57.75 | 201 | 605 | 22 | 47.25 | 24.625 | [11 empty] | 48.125 | [8 empty] | 1 | Not Applicable | Not Applicable | UL1453 | Yes | Yes | Yes | No | Not Applicable | [5 empty] | 40302 | COM ELEC MED DUTY | 207679302
E32-50S3-1C18 | E32-50S | Bradford White | 671632640362 | Active | [10 empty] | No | Not Applicable | Not Applicable | Commercial Water Heating | Water Heating.Electric | 3 | 1 |  |  |  | 238-16152-00 |  |  |  | 238-36612-00 | [6 empty] | Electric | Electric Resistance | 240 | 1 |  | Indoor |  | Floor Mounted |  | No | Not Applicable | 150 | Not Applicable |  |  |  | 1.25 | No | [7 empty] | 18 kW |  |  |  | 50 |  | 51 | On/Off | Not Applicable | [6 empty] | 193 | 30.375 | 25.375 | 57.75 | 201 | 605 | 22 | 47.25 | 24.625 | [11 empty] | 48.125 | [8 empty] | 1 | Not Applicable | Not Applicable | UL1453 | Yes | Yes | Yes | No | Not Applicable | [5 empty] | 40302 | COM ELEC MED DUTY | 207679302
E32-50S3-1C18-854 | E32-50S | Bradford White | 671632626472 | Active | The ""-854"" indicates that these SKUs are designed and certified for Installation in Canada. | [9 empty] | No | Not Applicable | Not Applicable | Commercial Water Heating | Water Heating.Electric | 3 | 1 |  |  |  | 238-16152-00 |  |  |  | 238-36612-00 | [6 empty] | Electric | Electric Resistance | 240 | 1 |  | Indoor |  | Floor Mounted |  | No | Not Applicable | 150 | Not Applicable |  |  |  | 1.25 | No | [7 empty] | 18 kW |  |  |  | 50 |  | 51 | On/Off | Not Applicable | [6 empty] | 193 | 30.375 | 25.375 | 57.75 | 201 | 605 | 22 | 47.25 | 24.625 | [11 empty] | 48.125 | [8 empty] | 1 | Not Applicable | Not Applicable | UL1453 | Yes | No | Yes | No | Not Applicable | 238-44343-00 |  |  |  |  | 40302 | COM ELEC MED DUTY
E32-50S3-1E15 | E32-50S | Bradford White | 671632839377 | Active | [10 empty] | No | Not Applicable | Not Applicable | Commercial Water Heating | Water Heating.Electric | 3 | 1 |  |  |  | 238-16152-00 |  |  |  | 238-36612-00 | [6 empty] | Electric | Electric Resistance | 277 | 1 |  | Indoor |  | Floor Mounted |  | No | Not Applicable | 150 | Not Applicable |  |  |  | 1.25 | No | [7 empty] | 15 kW |  |  |  | 50 |  | 51 | On/Off | Not Applicable | [6 empty] | 193 | 30.375 | 25.375 | 57.75 | 201 | 605 | 22 | 47.25 | 24.625 | [11 empty] | 48.125 | [8 empty] | 1 | Not Applicable | Not Applicable | UL1453 | Yes | Yes | Yes | No | Not Applicable | [5 empty] | 40302 | COM ELEC MED DUTY | 207679302
E32-50S3-1E18 | E32-50S | Bradford White | 671632657919 | Active | [10 empty] | No | Not Applicable | Not Applicable | Commercial Water Heating | Water Heating.Electric | 3 | 1 |  |  |  | 238-16152-00 |  |  |  | 238-36612-00 | [6 empty] | Electric | Electric Resistance | 277 | 1 |  | Indoor |  | Floor Mounted |  | No | Not Applicable | 150 | Not Applicable |  |  |  | 1.25 | No | [7 empty] | 18 kW |  |  |  | 50 |  | 51 | On/Off | Not Applicable | [6 empty] | 193 | 30.375 | 25.375 | 57.75 | 201 | 605 | 22 | 47.25 | 24.625 | [11 empty] | 48.125 | [8 empty] | 1 | Not Applicable | Not Applicable | UL1453 | Yes | Yes | Yes | No | Not Applicable | [5 empty] | 40302 | COM ELEC MED DUTY | 207679302
E32-50S3-1H135 | E32-50S | Bradford White | 671632722907 | Active | [10 empty] | No | Not Applicable | Not Applicable | Commercial Water Heating | Water Heating.Electric | 3 | 1 |  |  |  | 238-16152-00 |  |  |  | 238-36612-00 | [6 empty] | Electric | Electric Resistance | 480 | 1 |  | Indoor |  | Floor Mounted |  | No | Not Applicable | 150 | Not Applicable |  |  |  | 1.25 | No | [7 empty] | 13.5 kW |  |  |  | 50 |  | 51 | On/Off | Not Applicable | [6 empty] | 193 | 30.375 | 25.375 | 57.75 | 201 | 605 | 22 | 47.25 | 24.625 | [11 empty] | 48.125 | [8 empty] | 1 | Not Applicable | Not Applicable | UL1453 | Yes | Yes | Yes | No | Not Applicable | [5 empty] | 40302 | COM ELEC MED DUTY | 207679302
E32-50S3-1H15 | E32-50S | Bradford White | 671632800513 | Active | [10 empty] | No | Not Applicable | Not Applicable | Commercial Water Heating | Water Heating.Electric | 3 | 1 |  |  |  | 238-16152-00 |  |  |  | 238-36612-00 | [6 empty] | Electric | Electric Resistance | 480 | 1 |  | Indoor |  | Floor Mounted |  | No | Not Applicable | 150 | Not Applicable |  |  |  | 1.25 | No | [7 empty] | 15 kW |  |  |  | 50 |  | 51 | On/Off | Not Applicable | [6 empty] | 193 | 30.375 | 25.375 | 57.75 | 201 | 605 | 22 | 47.25 | 24.625 | [11 empty] | 48.125 | [8 empty] | 1 | Not Applicable | Not Applicable | UL1453 | Yes | Yes | Yes | No | Not Applicable | [5 empty] | 40302 | COM ELEC MED DUTY | 207679302
E32-50S3-1H18 | E32-50S | Bradford White | 671632904679 | Active | [10 empty] | No | Not Applicable | Not Applicable | Commercial Water Heating | Water Heating.Electric | 3 | 1 |  |  |  | 238-16152-00 |  |  |  | 238-36612-00 | [6 empty] | Electric | Electric Resistance | 480 | 1 |  | Indoor |  | Floor Mounted |  | No | Not Applicable | 150 | Not Applicable |  |  |  | 1.25 | No | [7 empty] | 18 kW |  |  |  | 50 |  | 51 | On/Off | Not Applicable | [6 empty] | 193 | 30.375 | 25.375 | 57.75 | 201 | 605 | 22 | 47.25 | 24.625 | [11 empty] | 48.125 | [8 empty] | 1 | Not Applicable | Not Applicable | UL1453 | Yes | Yes | Yes | No | Not Applicable | [5 empty] | 40302 | COM ELEC MED DUTY | 207679302
E32-50S3-1L06-854 | E32-50S | Bradford White | 671632665495 | Active | The ""-854"" indicates that these SKUs are designed and certified for Installation in Canada. | [9 empty] | No | Not Applicable | Not Applicable | Commercial Water Heating | Water Heating.Electric | 3 | 1 |  |  |  | 238-16152-00 |  |  |  | 238-36612-00 | [6 empty] | Electric | Electric Resistance | 208 | 1 |  | Indoor |  | Floor Mounted |  | No | Not Applicable | 150 | Not Applicable |  |  |  | 1.25 | No | [7 empty] | 6 kW |  |  |  | 50 |  | 51 | On/Off | Not Applicable | [6 empty] | 193 | 30.375 | 25.375 | 57.75 | 201 | 605 | 22 | 47.25 | 24.625 | [11 empty] | 48.125 | [8 empty] | 1 | Not Applicable | Not Applicable | UL1453 | Yes | No | Yes | No | Not Applicable | 238-44343-00 |  |  |  |  | 40302 | COM ELEC MED DUTY
E32-50S3-1L09-854 | E32-50S | Bradford White | 671632721900 | Active | The ""-854"" indicates that these SKUs are designed and certified for Installation in Canada. | [9 empty] | No | Not Applicable | Not Applicable | Commercial Water Heating | Water Heating.Electric | 3 | 1 |  |  |  | 238-16152-00 |  |  |  | 238-36612-00 | [6 empty] | Electric | Electric Resistance | 208 | 1 |  | Indoor |  | Floor Mounted |  | No | Not Applicable | 150 | Not Applicable |  |  |  | 1.25 | No | [7 empty] | 9 kW |  |  |  | 50 |  | 51 | On/Off | Not Applicable | [6 empty] | 193 | 30.375 | 25.375 | 57.75 | 201 | 605 | 22 | 47.25 | 24.625 | [11 empty] | 48.125 | [8 empty] | 1 | Not Applicable | Not Applicable | UL1453 | Yes | No | Yes | No | Not Applicable | 238-44343-00 |  |  |  |  | 40302 | COM ELEC MED DUTY
E32-50S3-1L12-854 | E32-50S | Bradford White | 671632768950 | Active | The ""-854"" indicates that these SKUs are designed and certified for Installation in Canada. | [9 empty] | No | Not Applicable | Not Applicable | Commercial Water Heating | Water Heating.Electric | 3 | 1 |  |  |  | 238-16152-00 |  |  |  | 238-36612-00 | [6 empty] | Electric | Electric Resistance | 208 | 1 |  | Indoor |  | Floor Mounted |  | No | Not Applicable | 150 | Not Applicable |  |  |  | 1.25 | No | [7 empty] | 12 kW |  |  |  | 50 |  | 51 | On/Off | Not Applicable | [6 empty] | 193 | 30.375 | 25.375 | 57.75 | 201 | 605 | 22 | 47.25 | 24.625 | [11 empty] | 48.125 | [8 empty] | 1 | Not Applicable | Not Applicable | UL1453 | Yes | No | Yes | No | Not Applicable | 238-44343-00 |  |  |  |  | 40302 | COM ELEC MED DUTY
E32-50S3-1L135 | E32-50S | Bradford White | 671632660520 | Active | [10 empty] | No | Not Applicable | Not Applicable | Commercial Water Heating | Water Heating.Electric | 3 | 1 |  |  |  | 238-16152-00 |  |  |  | 238-36612-00 | [6 empty] | Electric | Electric Resistance | 208 | 1 |  | Indoor |  | Floor Mounted |  | No | Not Applicable | 150 | Not Applicable |  |  |  | 1.25 | No | [7 empty] | 13.5 kW |  |  |  | 50 |  | 51 | On/Off | Not Applicable | [6 empty] | 193 | 30.375 | 25.375 | 57.75 | 201 | 605 | 22 | 47.25 | 24.625 | [11 empty] | 48.125 | [8 empty] | 1 | Not Applicable | Not Applicable | UL1453 | Yes | Yes | Yes | No | Not Applicable | [5 empty] | 40302 | COM ELEC MED DUTY | 207679302
E32-50S3-1L135-854 | E32-50S | Bradford White | 671632657988 | Active | The ""-854"" indicates that these SKUs are designed and certified for Installation in Canada. | [9 empty] | No | Not Applicable | Not Applicable | Commercial Water Heating | Water Heating.Electric | 3 | 1 |  |  |  | 238-16152-00 |  |  |  | 238-36612-00 | [6 empty] | Electric | Electric Resistance | 208 | 1 |  | Indoor |  | Floor Mounted |  | No | Not Applicable | 150 | Not Applicable |  |  |  | 1.25 | No | [7 empty] | 13.5 kW |  |  |  | 50 |  | 51 | On/Off | Not Applicable | [6 empty] | 193 | 30.375 | 25.375 | 57.75 | 201 | 605 | 22 | 47.25 | 24.625 | [11 empty] | 48.125 | [8 empty] | 1 | Not Applicable | Not Applicable | UL1453 | Yes | No | Yes | No | Not Applicable | 238-44343-00 |  |  |  |  | 40302 | COM ELEC MED DUTY
E32-50S3-1L15 | E32-50S | Bradford White | 671632636358 | Active | [10 empty] | No | Not Applicable | Not Applicable | Commercial Water Heating | Water Heating.Electric | 3 | 1 |  |  |  | 238-16152-00 |  |  |  | 238-36612-00 | [6 empty] | Electric | Electric Resistance | 208 | 1 |  | Indoor |  | Floor Mounted |  | No | Not Applicable | 150 | Not Applicable |  |  |  | 1.25 | No | [7 empty] | 15 kW |  |  |  | 50 |  | 51 | On/Off | Not Applicable | [6 empty] | 193 | 30.375 | 25.375 | 57.75 | 201 | 605 | 22 | 47.25 | 24.625 | [11 empty] | 48.125 | [8 empty] | 1 | Not Applicable | Not Applicable | UL1453 | Yes | Yes | Yes | No | Not Applicable | [5 empty] | 40302 | COM ELEC MED DUTY | 207679302
E32-50S3-1L15-854 | E32-50S | Bradford White | 671632535545 | Active | The ""-854"" indicates that these SKUs are designed and certified for Installation in Canada. | [9 empty] | No | Not Applicable | Not Applicable | Commercial Water Heating | Water Heating.Electric | 3 | 1 |  |  |  | 238-16152-00 |  |  |  | 238-36612-00 | [6 empty] | Electric | Electric Resistance | 208 | 1 |  | Indoor |  | Floor Mounted |  | No | Not Applicable | 150 | Not Applicable |  |  |  | 1.25 | No | [7 empty] | 15 kW |  |  |  | 50 |  | 51 | On/Off | Not Applicable | [6 empty] | 193 | 30.375 | 25.375 | 57.75 | 201 | 605 | 22 | 47.25 | 24.625 | [11 empty] | 48.125 | [8 empty] | 1 | Not Applicable | Not Applicable | UL1453 | Yes | No | Yes | No | Not Applicable | 238-44343-00 |  |  |  |  | 40302 | COM ELEC MED DUTY
E32-50S3-1L18 | E32-50S | Bradford White | 671632644216 | Active | [10 empty] | No | Not Applicable | Not Applicable | Commercial Water Heating | Water Heating.Electric | 3 | 1 |  |  |  | 238-16152-00 |  |  |  | 238-36612-00 | [6 empty] | Electric | Electric Resistance | 208 | 1 |  | Indoor |  | Floor Mounted |  | No | Not Applicable | 150 | Not Applicable |  |  |  | 1.25 | No | [7 empty] | 18 kW |  |  |  | 50 |  | 51 | On/Off | Not Applicable | [6 empty] | 193 | 30.375 | 25.375 | 57.75 | 201 | 605 | 22 | 47.25 | 24.625 | [11 empty] | 48.125 | [8 empty] | 1 | Not Applicable | Not Applicable | UL1453 | Yes | Yes | Yes | No | Not Applicable | [5 empty] | 40302 | COM ELEC MED DUTY | 207679302
E32-50S3-1L18-854 | E32-50S | Bradford White | 671632814626 | Active | The ""-854"" indicates that these SKUs are designed and certified for Installation in Canada. | [9 empty] | No | Not Applicable | Not Applicable | Commercial Water Heating | Water Heating.Electric | 3 | 1 |  |  |  | 238-16152-00 |  |  |  | 238-36612-00 | [6 empty] | Electric | Electric Resistance | 208 | 1 |  | Indoor |  | Floor Mounted |  | No | Not Applicable | 150 | Not Applicable |  |  |  | 1.25 | No | [7 empty] | 18 kW |  |  |  | 50 |  | 51 | On/Off | Not Applicable | [6 empty] | 193 | 30.375 | 25.375 | 57.75 | 201 | 605 | 22 | 47.25 | 24.625 | [11 empty] | 48.125 | [8 empty] | 1 | Not Applicable | Not Applicable | UL1453 | Yes | No | Yes | No | Not Applicable | 238-44343-00 |  |  |  |  | 40302 | COM ELEC MED DUTY
E32-50S3-3C12-854 | E32-50S | Bradford White | 671632865550 | Active | The ""-854"" indicates that these SKUs are designed and certified for Installation in Canada. | [9 empty] | No | Not Applicable | Not Applicable | Commercial Water Heating | Water Heating.Electric | 3 | 1 |  |  |  | 238-16152-00 |  |  |  | 238-36612-00 | [6 empty] | Electric | Electric Resistance | 240 | 3 |  | Indoor |  | Floor Mounted |  | No | Not Applicable | 150 | Not Applicable |  |  |  | 1.25 | No | [7 empty] | 12 kW |  |  |  | 50 |  | 51 | On/Off | Not Applicable | [6 empty] | 193 | 30.375 | 25.375 | 57.75 | 201 | 605 | 22 | 47.25 | 24.625 | [11 empty] | 48.125 | [8 empty] | 1 | Not Applicable | Not Applicable | UL1453 | Yes | No | Yes | No | Not Applicable | 238-44343-00 |  |  |  |  | 40302 | COM ELEC MED DUTY
E32-50S3-3C123 | E32-50S | Bradford White | 671632620579 | Active | [10 empty] | No | Not Applicable | Not Applicable | Commercial Water Heating | Water Heating.Electric | 3 | 1 |  |  |  | 238-16152-00 |  |  |  | 238-36612-00 | [6 empty] | Electric | Electric Resistance | 240 | 3 |  | Indoor |  | Floor Mounted |  | No | Not Applicable | 150 | Not Applicable |  |  |  | 1.25 | No | [7 empty] | 12.3 kW |  |  |  | 50 |  | 51 | On/Off | Not Applicable | [6 empty] | 193 | 30.375 | 25.375 | 57.75 | 201 | 605 | 22 | 47.25 | 24.625 | [11 empty] | 48.125 | [8 empty] | 1 | Not Applicable | Not Applicable | UL1453 | Yes | Yes | Yes | No | Not Applicable | [5 empty] | 40302 | COM ELEC MED DUTY | 207679302
E32-50S3-3C135 | E32-50S | Bradford White | 671632678914 | Active | [10 empty] | No | Not Applicable | Not Applicable | Commercial Water Heating | Water Heating.Electric | 3 | 1 |  |  |  | 238-16152-00 |  |  |  | 238-36612-00 | [6 empty] | Electric | Electric Resistance | 240 | 3 |  | Indoor |  | Floor Mounted |  | No | Not Applicable | 150 | Not Applicable |  |  |  | 1.25 | No | [7 empty] | 13.5 kW |  |  |  | 50 |  | 51 | On/Off | Not Applicable | [6 empty] | 193 | 30.375 | 25.375 | 57.75 | 201 | 605 | 22 | 47.25 | 24.625 | [11 empty] | 48.125 | [8 empty] | 1 | Not Applicable | Not Applicable | UL1453 | Yes | Yes | Yes | No | Not Applicable | [5 empty] | 40302 | COM ELEC MED DUTY | 207679302
E32-50S3-3C15 | E32-50S | Bradford White | 671632630080 | Active | [10 empty] | No | Not Applicable | Not Applicable | Commercial Water Heating | Water Heating.Electric | 3 | 1 |  |  |  | 238-16152-00 |  |  |  | 238-36612-00 | [6 empty] | Electric | Electric Resistance | 240 | 3 |  | Indoor |  | Floor Mounted |  | No | Not Applicable | 150 | Not Applicable |  |  |  | 1.25 | No | [7 empty] | 15 kW |  |  |  | 50 |  | 51 | On/Off | Not Applicable | [6 empty] | 193 | 30.375 | 25.375 | 57.75 | 201 | 605 | 22 | 47.25 | 24.625 | [11 empty] | 48.125 | [8 empty] | 1 | Not Applicable | Not Applicable | UL1453 | Yes | Yes | Yes | No | Not Applicable | [5 empty] | 40302 | COM ELEC MED DUTY | 207679302
E32-50S3-3C18 | E32-50S | Bradford White | 671632626465 | Active | [10 empty] | No | Not Applicable | Not Applicable | Commercial Water Heating | Water Heating.Electric | 3 | 1 |  |  |  | 238-16152-00 |  |  |  | 238-36612-00 | [6 empty] | Electric | Electric Resistance | 240 | 3 |  | Indoor |  | Floor Mounted |  | No | Not Applicable | 150 | Not Applicable |  |  |  | 1.25 | No | [7 empty] | 18 kW |  |  |  | 50 |  | 51 | On/Off | Not Applicable | [6 empty] | 193 | 30.375 | 25.375 | 57.75 | 201 | 605 | 22 | 47.25 | 24.625 | [11 empty] | 48.125 | [8 empty] | 1 | Not Applicable | Not Applicable | UL1453 | Yes | Yes | Yes | No | Not Applicable | [5 empty] | 40302 | COM ELEC MED DUTY | 207679302
E32-50S3-3C18-854 | E32-50S | Bradford White | 671632637096 | Active | The ""-854"" indicates that these SKUs are designed and certified for Installation in Canada. | [9 empty] | No | Not Applicable | Not Applicable | Commercial Water Heating | Water Heating.Electric | 3 | 1 |  |  |  | 238-16152-00 |  |  |  | 238-36612-00 | [6 empty] | Electric | Electric Resistance | 240 | 3 |  | Indoor |  | Floor Mounted |  | No | Not Applicable | 150 | Not Applicable |  |  |  | 1.25 | No | [7 empty] | 18 kW |  |  |  | 50 |  | 51 | On/Off | Not Applicable | [6 empty] | 193 | 30.375 | 25.375 | 57.75 | 201 | 605 | 22 | 47.25 | 24.625 | [11 empty] | 48.125 | [8 empty] | 1 | Not Applicable | Not Applicable | UL1453 | Yes | No | Yes | No | Not Applicable | 238-44343-00 |  |  |  |  | 40302 | COM ELEC MED DUTY
E32-50S3-3H123 | E32-50S | Bradford White | 671632620180 | Active | [10 empty] | No | Not Applicable | Not Applicable | Commercial Water Heating | Water Heating.Electric | 3 | 1 |  |  |  | 238-16152-00 |  |  |  | 238-36612-00 | [6 empty] | Electric | Electric Resistance | 480 | 3 |  | Indoor |  | Floor Mounted |  | No | Not Applicable | 150 | Not Applicable |  |  |  | 1.25 | No | [7 empty] | 12.3 kW |  |  |  | 50 |  | 51 | On/Off | Not Applicable | [6 empty] | 193 | 30.375 | 25.375 | 57.75 | 201 | 605 | 22 | 47.25 | 24.625 | [11 empty] | 48.125 | [8 empty] | 1 | Not Applicable | Not Applicable | UL1453 | Yes | Yes | Yes | No | Not Applicable | [5 empty] | 40302 | COM ELEC MED DUTY | 207679302
E32-50S3-3H135 | E32-50S | Bradford White | 671632647811 | Active | [10 empty] | No | Not Applicable | Not Applicable | Commercial Water Heating | Water Heating.Electric | 3 | 1 |  |  |  | 238-16152-00 |  |  |  | 238-36612-00 | [6 empty] | Electric | Electric Resistance | 480 | 3 |  | Indoor |  | Floor Mounted |  | No | Not Applicable | 150 | Not Applicable |  |  |  | 1.25 | No | [7 empty] | 13.5 kW |  |  |  | 50 |  | 51 | On/Off | Not Applicable | [6 empty] | 193 | 30.375 | 25.375 | 57.75 | 201 | 605 | 22 | 47.25 | 24.625 | [11 empty] | 48.125 | [8 empty] | 1 | Not Applicable | Not Applicable | UL1453 | Yes | Yes | Yes | No | Not Applicable | [5 empty] | 40302 | COM ELEC MED DUTY | 207679302
E32-50S3-3H15 | E32-50S | Bradford White | 671632662449 | Active | [10 empty] | No | Not Applicable | Not Applicable | Commercial Water Heating | Water Heating.Electric | 3 | 1 |  |  |  | 238-16152-00 |  |  |  | 238-36612-00 | [6 empty] | Electric | Electric Resistance | 480 | 3 |  | Indoor |  | Floor Mounted |  | No | Not Applicable | 150 | Not Applicable |  |  |  | 1.25 | No | [7 empty] | 15 kW |  |  |  | 50 |  | 51 | On/Off | Not Applicable | [6 empty] | 193 | 30.375 | 25.375 | 57.75 | 201 | 605 | 22 | 47.25 | 24.625 | [11 empty] | 48.125 | [8 empty] | 1 | Not Applicable | Not Applicable | UL1453 | Yes | Yes | Yes | No | Not Applicable | [5 empty] | 40302 | COM ELEC MED DUTY | 207679302
E32-50S3-3H18 | E32-50S | Bradford White | 671632642564 | Active | [10 empty] | No | Not Applicable | Not Applicable | Commercial Water Heating | Water Heating.Electric | 3 | 1 |  |  |  | 238-16152-00 |  |  |  | 238-36612-00 | [6 empty] | Electric | Electric Resistance | 480 | 3 |  | Indoor |  | Floor Mounted |  | No | Not Applicable | 150 | Not Applicable |  |  |  | 1.25 | No | [7 empty] | 18 kW |  |  |  | 50 |  | 51 | On/Off | Not Applicable | [6 empty] | 193 | 30.375 | 25.375 | 57.75 | 201 | 605 | 22 | 47.25 | 24.625 | [11 empty] | 48.125 | [8 empty] | 1 | Not Applicable | Not Applicable | UL1453 | Yes | Yes | Yes | No | Not Applicable | [5 empty] | 40302 | COM ELEC MED DUTY | 207679302
E32-50S3-3L06-854 | E32-50S | Bradford White | 671632683246 | Active | The ""-854"" indicates that these SKUs are designed and certified for Installation in Canada. | [9 empty] | No | Not Applicable | Not Applicable | Commercial Water Heating | Water Heating.Electric | 3 | 1 |  |  |  | 238-16152-00 |  |  |  | 238-36612-00 | [6 empty] | Electric | Electric Resistance | 208 | 3 |  | Indoor |  | Floor Mounted |  | No | Not Applicable | 150 | Not Applicable |  |  |  | 1.25 | No | [7 empty] | 6 kW |  |  |  | 50 |  | 51 | On/Off | Not Applicable | [6 empty] | 193 | 30.375 | 25.375 | 57.75 | 201 | 605 | 22 | 47.25 | 24.625 | [11 empty] | 48.125 | [8 empty] | 1 | Not Applicable | Not Applicable | UL1453 | Yes | No | Yes | No | Not Applicable | 238-44343-00 |  |  |  |  | 40302 | COM ELEC MED DUTY
E32-50S3-3L09-854 | E32-50S | Bradford White | 671632739868 | Active | The ""-854"" indicates that these SKUs are designed and certified for Installation in Canada. | [9 empty] | No | Not Applicable | Not Applicable | Commercial Water Heating | Water Heating.Electric | 3 | 1 |  |  |  | 238-16152-00 |  |  |  | 238-36612-00 | [6 empty] | Electric | Electric Resistance | 208 | 3 |  | Indoor |  | Floor Mounted |  | No | Not Applicable | 150 | Not Applicable |  |  |  | 1.25 | No | [7 empty] | 9 kW |  |  |  | 50 |  | 51 | On/Off | Not Applicable | [6 empty] | 193 | 30.375 | 25.375 | 57.75 | 201 | 605 | 22 | 47.25 | 24.625 | [11 empty] | 48.125 | [8 empty] | 1 | Not Applicable | Not Applicable | UL1453 | Yes | No | Yes | No | Not Applicable | 238-44343-00 |  |  |  |  | 40302 | COM ELEC MED DUTY
E32-50S3-3L12-854 | E32-50S | Bradford White | 671632766352 | Active | The ""-854"" indicates that these SKUs are designed and certified for Installation in Canada. | [9 empty] | No | Not Applicable | Not Applicable | Commercial Water Heating | Water Heating.Electric | 3 | 1 |  |  |  | 238-16152-00 |  |  |  | 238-36612-00 | [6 empty] | Electric | Electric Resistance | 208 | 3 |  | Indoor |  | Floor Mounted |  | No | Not Applicable | 150 | Not Applicable |  |  |  | 1.25 | No | [7 empty] | 12 kW |  |  |  | 50 |  | 51 | On/Off | Not Applicable | [6 empty] | 193 | 30.375 | 25.375 | 57.75 | 201 | 605 | 22 | 47.25 | 24.625 | [11 empty] | 48.125 | [8 empty] | 1 | Not Applicable | Not Applicable | UL1453 | Yes | No | Yes | No | Not Applicable | 238-44343-00 |  |  |  |  | 40302 | COM ELEC MED DUTY
E32-50S3-3L135 | E32-50S | Bradford White | 671632660551 | Active | [10 empty] | No | Not Applicable | Not Applicable | Commercial Water Heating | Water Heating.Electric | 3 | 1 |  |  |  | 238-16152-00 |  |  |  | 238-36612-00 | [6 empty] | Electric | Electric Resistance | 208 | 3 |  | Indoor |  | Floor Mounted |  | No | Not Applicable | 150 | Not Applicable |  |  |  | 1.25 | No | [7 empty] | 13.5 kW |  |  |  | 50 |  | 51 | On/Off | Not Applicable | [6 empty] | 193 | 30.375 | 25.375 | 57.75 | 201 | 605 | 22 | 47.25 | 24.625 | [11 empty] | 48.125 | [8 empty] | 1 | Not Applicable | Not Applicable | UL1453 | Yes | Yes | Yes | No | Not Applicable | [5 empty] | 40302 | COM ELEC MED DUTY | 207679302
E32-50S3-3L135-854 | E32-50S | Bradford White | 671632739882 | Active | The ""-854"" indicates that these SKUs are designed and certified for Installation in Canada. | [9 empty] | No | Not Applicable | Not Applicable | Commercial Water Heating | Water Heating.Electric | 3 | 1 |  |  |  | 238-16152-00 |  |  |  | 238-36612-00 | [6 empty] | Electric | Electric Resistance | 208 | 3 |  | Indoor |  | Floor Mounted |  | No | Not Applicable | 150 | Not Applicable |  |  |  | 1.25 | No | [7 empty] | 13.5 kW |  |  |  | 50 |  | 51 | On/Off | Not Applicable | [6 empty] | 193 | 30.375 | 25.375 | 57.75 | 201 | 605 | 22 | 47.25 | 24.625 | [11 empty] | 48.125 | [8 empty] | 1 | Not Applicable | Not Applicable | UL1453 | Yes | No | Yes | No | Not Applicable | 238-44343-00 |  |  |  |  | 40302 | COM ELEC MED DUTY
E32-50S3-3L15 | E32-50S | Bradford White | 671632646548 | Active | [10 empty] | No | Not Applicable | Not Applicable | Commercial Water Heating | Water Heating.Electric | 3 | 1 |  |  |  | 238-16152-00 |  |  |  | 238-36612-00 | [6 empty] | Electric | Electric Resistance | 208 | 3 |  | Indoor |  | Floor Mounted |  | No | Not Applicable | 150 | Not Applicable |  |  |  | 1.25 | No | [7 empty] | 15 kW |  |  |  | 50 |  | 51 | On/Off | Not Applicable | [6 empty] | 193 | 30.375 | 25.375 | 57.75 | 201 | 605 | 22 | 47.25 | 24.625 | [11 empty] | 48.125 | [8 empty] | 1 | Not Applicable | Not Applicable | UL1453 | Yes | Yes | Yes | No | Not Applicable | [5 empty] | 40302 | COM ELEC MED DUTY | 207679302
E32-50S3-3L15-854 | E32-50S | Bradford White | 671632889372 | Active | The ""-854"" indicates that these SKUs are designed and certified for Installation in Canada. | [9 empty] | No | Not Applicable | Not Applicable | Commercial Water Heating | Water Heating.Electric | 3 | 1 |  |  |  | 238-16152-00 |  |  |  | 238-36612-00 | [6 empty] | Electric | Electric Resistance | 208 | 3 |  | Indoor |  | Floor Mounted |  | No | Not Applicable | 150 | Not Applicable |  |  |  | 1.25 | No | [7 empty] | 15 kW |  |  |  | 50 |  | 51 | On/Off | Not Applicable | [6 empty] | 193 | 30.375 | 25.375 | 57.75 | 201 | 605 | 22 | 47.25 | 24.625 | [11 empty] | 48.125 | [8 empty] | 1 | Not Applicable | Not Applicable | UL1453 | Yes | No | Yes | No | Not Applicable | 238-44343-00 |  |  |  |  | 40302 | COM ELEC MED DUTY
E32-50S3-3L18 | E32-50S | Bradford White | 671632637140 | Active | [10 empty] | No | Not Applicable | Not Applicable | Commercial Water Heating | Water Heating.Electric | 3 | 1 |  |  |  | 238-16152-00 |  |  |  | 238-36612-00 | [6 empty] | Electric | Electric Resistance | 208 | 3 |  | Indoor |  | Floor Mounted |  | No | Not Applicable | 150 | Not Applicable |  |  |  | 1.25 | No | [7 empty] | 18 kW |  |  |  | 50 |  | 51 | On/Off | Not Applicable | [6 empty] | 193 | 30.375 | 25.375 | 57.75 | 201 | 605 | 22 | 47.25 | 24.625 | [11 empty] | 48.125 | [8 empty] | 1 | Not Applicable | Not Applicable | UL1453 | Yes | Yes | Yes | No | Not Applicable | [5 empty] | 40302 | COM ELEC MED DUTY | 207679302
E32-50S3-3L18-854 | E32-50S | Bradford White | 671632681594 | Active | The ""-854"" indicates that these SKUs are designed and certified for Installation in Canada. | [9 empty] | No | Not Applicable | Not Applicable | Commercial Water Heating | Water Heating.Electric | 3 | 1 |  |  |  | 238-16152-00 |  |  |  | 238-36612-00 | [6 empty] | Electric | Electric Resistance | 208 | 3 |  | Indoor |  | Floor Mounted |  | No | Not Applicable | 150 | Not Applicable |  |  |  | 1.25 | No | [7 empty] | 18 kW |  |  |  | 50 |  | 51 | On/Off | Not Applicable | [6 empty] | 193 | 30.375 | 25.375 | 57.75 | 201 | 605 | 22 | 47.25 | 24.625 | [11 empty] | 48.125 | [8 empty] | 1 | Not Applicable | Not Applicable | UL1453 | Yes | No | Yes | No | Not Applicable | 238-44343-00 |  |  |  |  | 40302 | COM ELEC MED DUTY
E32-50S5-1E18 | E32-50S | Bradford White | 671632617470 | Active | [10 empty] | No | Not Applicable | Not Applicable | Commercial Water Heating | Water Heating.Electric | 5 | 1 |  |  |  | 238-16152-00 |  |  |  | 238-36612-00 | [6 empty] | Electric | Electric Resistance | 277 | 1 |  | Indoor |  | Floor Mounted |  | No | Not Applicable | 150 | Not Applicable |  |  |  | 1.25 | No | [7 empty] | 18 kW |  |  |  | 50 |  | 51 | On/Off | Not Applicable | [6 empty] | 193 | 30.375 | 25.375 | 57.75 | 201 | 605 | 22 | 47.25 | 24.625 | [11 empty] | 48.125 | [8 empty] | 1 | Not Applicable | Not Applicable | UL1453 | Yes | Yes | Yes | No | Not Applicable | [5 empty] | 40302 | COM ELEC MED DUTY | 207679302
E32-50S5-3C18 | E32-50S | Bradford White | 671632786961 | Active | [10 empty] | No | Not Applicable | Not Applicable | Commercial Water Heating | Water Heating.Electric | 5 | 1 |  |  |  | 238-16152-00 |  |  |  | 238-36612-00 | [6 empty] | Electric | Electric Resistance | 240 | 3 |  | Indoor |  | Floor Mounted |  | No | Not Applicable | 150 | Not Applicable |  |  |  | 1.25 | No | [7 empty] | 18 kW |  |  |  | 50 |  | 51 | On/Off | Not Applicable | [6 empty] | 193 | 30.375 | 25.375 | 57.75 | 201 | 605 | 22 | 47.25 | 24.625 | [11 empty] | 48.125 | [8 empty] | 1 | Not Applicable | Not Applicable | UL1453 | Yes | Yes | Yes | No | Not Applicable | [5 empty] | 40302 | COM ELEC MED DUTY | 207679302
E32-50S5-3H135 | E32-50S | Bradford White | 671632568093 | Active | [10 empty] | No | Not Applicable | Not Applicable | Commercial Water Heating | Water Heating.Electric | 5 | 1 |  |  |  | 238-16152-00 |  |  |  | 238-36612-00 | [6 empty] | Electric | Electric Resistance | 480 | 3 |  | Indoor |  | Floor Mounted |  | No | Not Applicable | 150 | Not Applicable |  |  |  | 1.25 | No | [7 empty] | 13.5 kW |  |  |  | 50 |  | 51 | On/Off | Not Applicable | [6 empty] | 193 | 30.375 | 25.375 | 57.75 | 201 | 605 | 22 | 47.25 | 24.625 | [11 empty] | 48.125 | [8 empty] | 1 | Not Applicable | Not Applicable | UL1453 | Yes | Yes | Yes | No | Not Applicable | [5 empty] | 40302 | COM ELEC MED DUTY | 207679302
E32-50S5-3H18 | E32-50S | Bradford White | 671632623822 | Active | [10 empty] | No | Not Applicable | Not Applicable | Commercial Water Heating | Water Heating.Electric | 5 | 1 |  |  |  | 238-16152-00 |  |  |  | 238-36612-00 | [6 empty] | Electric | Electric Resistance | 480 | 3 |  | Indoor |  | Floor Mounted |  | No | Not Applicable | 150 | Not Applicable |  |  |  | 1.25 | No | [7 empty] | 18 kW |  |  |  | 50 |  | 51 | On/Off | Not Applicable | [6 empty] | 193 | 30.375 | 25.375 | 57.75 | 201 | 605 | 22 | 47.25 | 24.625 | [11 empty] | 48.125 | [8 empty] | 1 | Not Applicable | Not Applicable | UL1453 | Yes | Yes | Yes | No | Not Applicable | [5 empty] | 40302 | COM ELEC MED DUTY | 207679302
E32-50S5-3L135 | E32-50S | Bradford White | 671632579471 | Active | [10 empty] | No | Not Applicable | Not Applicable | Commercial Water Heating | Water Heating.Electric | 5 | 1 |  |  |  | 238-16152-00 |  |  |  | 238-36612-00 | [6 empty] | Electric | Electric Resistance | 208 | 3 |  | Indoor |  | Floor Mounted |  | No | Not Applicable | 150 | Not Applicable |  |  |  | 1.25 | No | [7 empty] | 13.5 kW |  |  |  | 50 |  | 51 | On/Off | Not Applicable | [6 empty] | 193 | 30.375 | 25.375 | 57.75 | 201 | 605 | 22 | 47.25 | 24.625 | [11 empty] | 48.125 | [8 empty] | 1 | Not Applicable | Not Applicable | UL1453 | Yes | Yes | Yes | No | Not Applicable | [5 empty] | 40302 | COM ELEC MED DUTY | 207679302
E32-50S5-3L15 | E32-50S | Bradford White | 671632579525 | Active | [10 empty] | No | Not Applicable | Not Applicable | Commercial Water Heating | Water Heating.Electric | 5 | 1 |  |  |  | 238-16152-00 |  |  |  | 238-36612-00 | [6 empty] | Electric | Electric Resistance | 208 | 3 |  | Indoor |  | Floor Mounted |  | No | Not Applicable | 150 | Not Applicable |  |  |  | 1.25 | No | [7 empty] | 15 kW |  |  |  | 50 |  | 51 | On/Off | Not Applicable | [6 empty] | 193 | 30.375 | 25.375 | 57.75 | 201 | 605 | 22 | 47.25 | 24.625 | [11 empty] | 48.125 | [8 empty] | 1 | Not Applicable | Not Applicable | UL1453 | Yes | Yes | Yes | No | Not Applicable | [5 empty] | 40302 | COM ELEC MED DUTY | 207679302
E32-50S5-3L18 | E32-50S | Bradford White | 671632740642 | Active | [10 empty] | No | Not Applicable | Not Applicable | Commercial Water Heating | Water Heating.Electric | 5 | 1 |  |  |  | 238-16152-00 |  |  |  | 238-36612-00 | [6 empty] | Electric | Electric Resistance | 208 | 3 |  | Indoor |  | Floor Mounted |  | No | Not Applicable | 150 | Not Applicable |  |  |  | 1.25 | No | [7 empty] | 18 kW |  |  |  | 50 |  | 51 | On/Off | Not Applicable | [6 empty] | 193 | 30.375 | 25.375 | 57.75 | 201 | 605 | 22 | 47.25 | 24.625 | [11 empty] | 48.125 | [8 empty] | 1 | Not Applicable | Not Applicable | UL1453 | Yes | Yes | Yes | No | Not Applicable | [5 empty] | 40302 | COM ELEC MED DUTY | 207679302
E32-80R3-1C06-854 | E32-80R | Bradford White | 671632902941 | Active | The ""-854"" indicates that these SKUs are designed and certified for Installation in Canada. | [9 empty] | No | Not Applicable | Not Applicable | Commercial Water Heating | Water Heating.Electric | 3 | 1 |  |  |  | 238-16152-00 |  |  |  | 238-36612-00 | [6 empty] | Electric | Electric Resistance | 240 | 1 |  | Indoor |  | Floor Mounted |  | No | Not Applicable | 150 | Not Applicable |  |  |  | 1.25 | No | [7 empty] | 6 kW |  |  |  | 80 |  | 51 | On/Off | Not Applicable | [6 empty] | 256 | 32.625 | 27.375 | 70.25 | 266 | 916 | 24 | 59.75 | 26.625 | [11 empty] | 61.375 | [8 empty] | 1 | Not Applicable | Not Applicable | UL1453 | Yes | No | Yes | No | Not Applicable | 238-44343-00 |  |  |  |  | 40302 | COM ELEC MED DUTY
E32-80R3-1C09-854 | E32-80R | Bradford White | 671632766802 | Active | The ""-854"" indicates that these SKUs are designed and certified for Installation in Canada. | [9 empty] | No | Not Applicable | Not Applicable | Commercial Water Heating | Water Heating.Electric | 3 | 1 |  |  |  | 238-16152-00 |  |  |  | 238-36612-00 | [6 empty] | Electric | Electric Resistance | 240 | 1 |  | Indoor |  | Floor Mounted |  | No | Not Applicable | 150 | Not Applicable |  |  |  | 1.25 | No | [7 empty] | 9 kW |  |  |  | 80 |  | 51 | On/Off | Not Applicable | [6 empty] | 256 | 32.625 | 27.375 | 70.25 | 266 | 916 | 24 | 59.75 | 26.625 | [11 empty] | 61.375 | [8 empty] | 1 | Not Applicable | Not Applicable | UL1453 | Yes | No | Yes | No | Not Applicable | 238-44343-00 |  |  |  |  | 40302 | COM ELEC MED DUTY
E32-80R3-1C12-854 | E32-80R | Bradford White | 671632818433 | Active | The ""-854"" indicates that these SKUs are designed and certified for Installation in Canada. | [9 empty] | No | Not Applicable | Not Applicable | Commercial Water Heating | Water Heating.Electric | 3 | 1 |  |  |  | 238-16152-00 |  |  |  | 238-36612-00 | [6 empty] | Electric | Electric Resistance | 240 | 1 |  | Indoor |  | Floor Mounted |  | No | Not Applicable | 150 | Not Applicable |  |  |  | 1.25 | No | [7 empty] | 12 kW |  |  |  | 80 |  | 51 | On/Off | Not Applicable | [6 empty] | 256 | 32.625 | 27.375 | 70.25 | 266 | 916 | 24 | 59.75 | 26.625 | [11 empty] | 61.375 | [8 empty] | 1 | Not Applicable | Not Applicable | UL1453 | Yes | No | Yes | No | Not Applicable | 238-44343-00 |  |  |  |  | 40302 | COM ELEC MED DUTY
E32-80R3-1C135 | E32-80R | Bradford White | 671632642618 | Active | [10 empty] | No | Not Applicable | Not Applicable | Commercial Water Heating | Water Heating.Electric | 3 | 1 |  |  |  | 238-16152-00 |  |  |  | 238-36612-00 | [6 empty] | Electric | Electric Resistance | 240 | 1 |  | Indoor |  | Floor Mounted |  | No | Not Applicable | 150 | Not Applicable |  |  |  | 1.25 | No | [7 empty] | 13.5 kW |  |  |  | 80 |  | 51 | On/Off | Not Applicable | [6 empty] | 256 | 32.625 | 27.375 | 70.25 | 266 | 916 | 24 | 59.75 | 26.625 | [11 empty] | 61.375 | [8 empty] | 1 | Not Applicable | Not Applicable | UL1453 | Yes | Yes | Yes | No | Not Applicable | [5 empty] | 40302 | COM ELEC MED DUTY | 7056972
E32-80R3-1C135-854 | E32-80R | Bradford White | 671632132980 | Active | The ""-854"" indicates that these SKUs are designed and certified for Installation in Canada. | [9 empty] | No | Not Applicable | Not Applicable | Commercial Water Heating | Water Heating.Electric | 3 | 1 |  |  |  | 238-16152-00 |  |  |  | 238-36612-00 | [6 empty] | Electric | Electric Resistance | 240 | 1 |  | Indoor |  | Floor Mounted |  | No | Not Applicable | 150 | Not Applicable |  |  |  | 1.25 | No | [7 empty] | 13.5 kW |  |  |  | 80 |  | 51 | On/Off | Not Applicable | [6 empty] | 256 | 32.625 | 27.375 | 70.25 | 266 | 916 | 24 | 59.75 | 26.625 | [11 empty] | 61.375 | [8 empty] | 1 | Not Applicable | Not Applicable | UL1453 | Yes | No | Yes | No | Not Applicable | 238-44343-00 |  |  |  |  | 40302 | COM ELEC MED DUTY
E32-80R3-1C15 | E32-80R | Bradford White | 671632732203 | Active | [10 empty] | No | Not Applicable | Not Applicable | Commercial Water Heating | Water Heating.Electric | 3 | 1 |  |  |  | 238-16152-00 |  |  |  | 238-36612-00 | [6 empty] | Electric | Electric Resistance | 240 | 1 |  | Indoor |  | Floor Mounted |  | No | Not Applicable | 150 | Not Applicable |  |  |  | 1.25 | No | [7 empty] | 15 kW |  |  |  | 80 |  | 51 | On/Off | Not Applicable | [6 empty] | 256 | 32.625 | 27.375 | 70.25 | 266 | 916 | 24 | 59.75 | 26.625 | [11 empty] | 61.375 | [8 empty] | 1 | Not Applicable | Not Applicable | UL1453 | Yes | Yes | Yes | No | Not Applicable | [5 empty] | 40302 | COM ELEC MED DUTY | 7056972
E32-80R3-1C15-854 | E32-80R | Bradford White | 671632821914 | Active | The ""-854"" indicates that these SKUs are designed and certified for Installation in Canada. | [9 empty] | No | Not Applicable | Not Applicable | Commercial Water Heating | Water Heating.Electric | 3 | 1 |  |  |  | 238-16152-00 |  |  |  | 238-36612-00 | [6 empty] | Electric | Electric Resistance | 240 | 1 |  | Indoor |  | Floor Mounted |  | No | Not Applicable | 150 | Not Applicable |  |  |  | 1.25 | No | [7 empty] | 15 kW |  |  |  | 80 |  | 51 | On/Off | Not Applicable | [6 empty] | 256 | 32.625 | 27.375 | 70.25 | 266 | 916 | 24 | 59.75 | 26.625 | [11 empty] | 61.375 | [8 empty] | 1 | Not Applicable | Not Applicable | UL1453 | Yes | No | Yes | No | Not Applicable | 238-44343-00 |  |  |  |  | 40302 | COM ELEC MED DUTY
E32-80R3-1C18 | E32-80R | Bradford White | 671632643035 | Active | [10 empty] | No | Not Applicable | Not Applicable | Commercial Water Heating | Water Heating.Electric | 3 | 1 |  |  |  | 238-16152-00 |  |  |  | 238-36612-00 | [6 empty] | Electric | Electric Resistance | 240 | 1 |  | Indoor |  | Floor Mounted |  | No | Not Applicable | 150 | Not Applicable |  |  |  | 1.25 | No | [7 empty] | 18 kW |  |  |  | 80 |  | 51 | On/Off | Not Applicable | [6 empty] | 256 | 32.625 | 27.375 | 70.25 | 266 | 916 | 24 | 59.75 | 26.625 | [11 empty] | 61.375 | [8 empty] | 1 | Not Applicable | Not Applicable | UL1453 | Yes | Yes | Yes | No | Not Applicable | [5 empty] | 40302 | COM ELEC MED DUTY | 7056972
E32-80R3-1C18-854 | E32-80R | Bradford White | 671632626496 | Active | The ""-854"" indicates that these SKUs are designed and certified for Installation in Canada. | [9 empty] | No | Not Applicable | Not Applicable | Commercial Water Heating | Water Heating.Electric | 3 | 1 |  |  |  | 238-16152-00 |  |  |  | 238-36612-00 | [6 empty] | Electric | Electric Resistance | 240 | 1 |  | Indoor |  | Floor Mounted |  | No | Not Applicable | 150 | Not Applicable |  |  |  | 1.25 | No | [7 empty] | 18 kW |  |  |  | 80 |  | 51 | On/Off | Not Applicable | [6 empty] | 256 | 32.625 | 27.375 | 70.25 | 266 | 916 | 24 | 59.75 | 26.625 | [11 empty] | 61.375 | [8 empty] | 1 | Not Applicable | Not Applicable | UL1453 | Yes | No | Yes | No | Not Applicable | 238-44343-00 |  |  |  |  | 40302 | COM ELEC MED DUTY
E32-80R3-1E15 | E32-80R | Bradford White | 671632561216 | Active | [10 empty] | No | Not Applicable | Not Applicable | Commercial Water Heating | Water Heating.Electric | 3 | 1 |  |  |  | 238-16152-00 |  |  |  | 238-36612-00 | [6 empty] | Electric | Electric Resistance | 277 | 1 |  | Indoor |  | Floor Mounted |  | No | Not Applicable | 150 | Not Applicable |  |  |  | 1.25 | No | [7 empty] | 15 kW |  |  |  | 80 |  | 51 | On/Off | Not Applicable | [6 empty] | 256 | 32.625 | 27.375 | 70.25 | 266 | 916 | 24 | 59.75 | 26.625 | [11 empty] | 61.375 | [8 empty] | 1 | Not Applicable | Not Applicable | UL1453 | Yes | Yes | Yes | No | Not Applicable | [5 empty] | 40302 | COM ELEC MED DUTY | 7056972
E32-80R3-1E18 | E32-80R | Bradford White | 671632745821 | Active | [10 empty] | No | Not Applicable | Not Applicable | Commercial Water Heating | Water Heating.Electric | 3 | 1 |  |  |  | 238-16152-00 |  |  |  | 238-36612-00 | [6 empty] | Electric | Electric Resistance | 277 | 1 |  | Indoor |  | Floor Mounted |  | No | Not Applicable | 150 | Not Applicable |  |  |  | 1.25 | No | [7 empty] | 18 kW |  |  |  | 80 |  | 51 | On/Off | Not Applicable | [6 empty] | 256 | 32.625 | 27.375 | 70.25 | 266 | 916 | 24 | 59.75 | 26.625 | [11 empty] | 61.375 | [8 empty] | 1 | Not Applicable | Not Applicable | UL1453 | Yes | Yes | Yes | No | Not Applicable | [5 empty] | 40302 | COM ELEC MED DUTY | 7056972
E32-80R3-1H18 | E32-80R | Bradford White | 671632819690 | Active | [10 empty] | No | Not Applicable | Not Applicable | Commercial Water Heating | Water Heating.Electric | 3 | 1 |  |  |  | 238-16152-00 |  |  |  | 238-36612-00 | [6 empty] | Electric | Electric Resistance | 480 | 1 |  | Indoor |  | Floor Mounted |  | No | Not Applicable | 150 | Not Applicable |  |  |  | 1.25 | No | [7 empty] | 18 kW |  |  |  | 80 |  | 51 | On/Off | Not Applicable | [6 empty] | 256 | 32.625 | 27.375 | 70.25 | 266 | 916 | 24 | 59.75 | 26.625 | [11 empty] | 61.375 | [8 empty] | 1 | Not Applicable | Not Applicable | UL1453 | Yes | Yes | Yes | No | Not Applicable | [5 empty] | 40302 | COM ELEC MED DUTY | 7056972
E32-80R3-1L06-854 | E32-80R | Bradford White | 671632660988 | Active | The ""-854"" indicates that these SKUs are designed and certified for Installation in Canada. | [9 empty] | No | Not Applicable | Not Applicable | Commercial Water Heating | Water Heating.Electric | 3 | 1 |  |  |  | 238-16152-00 |  |  |  | 238-36612-00 | [6 empty] | Electric | Electric Resistance | 208 | 1 |  | Indoor |  | Floor Mounted |  | No | Not Applicable | 150 | Not Applicable |  |  |  | 1.25 | No | [7 empty] | 6 kW |  |  |  | 80 |  | 51 | On/Off | Not Applicable | [6 empty] | 256 | 32.625 | 27.375 | 70.25 | 266 | 916 | 24 | 59.75 | 26.625 | [11 empty] | 61.375 | [8 empty] | 1 | Not Applicable | Not Applicable | UL1453 | Yes | No | Yes | No | Not Applicable | 238-44343-00 |  |  |  |  | 40302 | COM ELEC MED DUTY
E32-80R3-1L09-854 | E32-80R | Bradford White | 671632660995 | Active | The ""-854"" indicates that these SKUs are designed and certified for Installation in Canada. | [9 empty] | No | Not Applicable | Not Applicable | Commercial Water Heating | Water Heating.Electric | 3 | 1 |  |  |  | 238-16152-00 |  |  |  | 238-36612-00 | [6 empty] | Electric | Electric Resistance | 208 | 1 |  | Indoor |  | Floor Mounted |  | No | Not Applicable | 150 | Not Applicable |  |  |  | 1.25 | No | [7 empty] | 9 kW |  |  |  | 80 |  | 51 | On/Off | Not Applicable | [6 empty] | 256 | 32.625 | 27.375 | 70.25 | 266 | 916 | 24 | 59.75 | 26.625 | [11 empty] | 61.375 | [8 empty] | 1 | Not Applicable | Not Applicable | UL1453 | Yes | No | Yes | No | Not Applicable | 238-44343-00 |  |  |  |  | 40302 | COM ELEC MED DUTY
E32-80R3-1L12-854 | E32-80R | Bradford White | 671632628483 | Active | The ""-854"" indicates that these SKUs are designed and certified for Installation in Canada. | [9 empty] | No | Not Applicable | Not Applicable | Commercial Water Heating | Water Heating.Electric | 3 | 1 |  |  |  | 238-16152-00 |  |  |  | 238-36612-00 | [6 empty] | Electric | Electric Resistance | 208 | 1 |  | Indoor |  | Floor Mounted |  | No | Not Applicable | 150 | Not Applicable |  |  |  | 1.25 | No | [7 empty] | 12 kW |  |  |  | 80 |  | 51 | On/Off | Not Applicable | [6 empty] | 256 | 32.625 | 27.375 | 70.25 | 266 | 916 | 24 | 59.75 | 26.625 | [11 empty] | 61.375 | [8 empty] | 1 | Not Applicable | Not Applicable | UL1453 | Yes | No | Yes | No | Not Applicable | 238-44343-00 |  |  |  |  | 40302 | COM ELEC MED DUTY
E32-80R3-1L135 | E32-80R | Bradford White | 671632675197 | Active | [10 empty] | No | Not Applicable | Not Applicable | Commercial Water Heating | Water Heating.Electric | 3 | 1 |  |  |  | 238-16152-00 |  |  |  | 238-36612-00 | [6 empty] | Electric | Electric Resistance | 208 | 1 |  | Indoor |  | Floor Mounted |  | No | Not Applicable | 150 | Not Applicable |  |  |  | 1.25 | No | [7 empty] | 13.5 kW |  |  |  | 80 |  | 51 | On/Off | Not Applicable | [6 empty] | 256 | 32.625 | 27.375 | 70.25 | 266 | 916 | 24 | 59.75 | 26.625 | [11 empty] | 61.375 | [8 empty] | 1 | Not Applicable | Not Applicable | UL1453 | Yes | Yes | Yes | No | Not Applicable | [5 empty] | 40302 | COM ELEC MED DUTY | 7056972
E32-80R3-1L135-854 | E32-80R | Bradford White | 671632997565 | Active | The ""-854"" indicates that these SKUs are designed and certified for Installation in Canada. | [9 empty] | No | Not Applicable | Not Applicable | Commercial Water Heating | Water Heating.Electric | 3 | 1 |  |  |  | 238-16152-00 |  |  |  | 238-36612-00 | [6 empty] | Electric | Electric Resistance | 208 | 1 |  | Indoor |  | Floor Mounted |  | No | Not Applicable | 150 | Not Applicable |  |  |  | 1.25 | No | [7 empty] | 13.5 kW |  |  |  | 80 |  | 51 | On/Off | Not Applicable | [6 empty] | 256 | 32.625 | 27.375 | 70.25 | 266 | 916 | 24 | 59.75 | 26.625 | [11 empty] | 61.375 | [8 empty] | 1 | Not Applicable | Not Applicable | UL1453 | Yes | No | Yes | No | Not Applicable | 238-44343-00 |  |  |  |  | 40302 | COM ELEC MED DUTY
E32-80R3-1L15 | E32-80R | Bradford White | 671632678686 | Active | [10 empty] | No | Not Applicable | Not Applicable | Commercial Water Heating | Water Heating.Electric | 3 | 1 |  |  |  | 238-16152-00 |  |  |  | 238-36612-00 | [6 empty] | Electric | Electric Resistance | 208 | 1 |  | Indoor |  | Floor Mounted |  | No | Not Applicable | 150 | Not Applicable |  |  |  | 1.25 | No | [7 empty] | 15 kW |  |  |  | 80 |  | 51 | On/Off | Not Applicable | [6 empty] | 256 | 32.625 | 27.375 | 70.25 | 266 | 916 | 24 | 59.75 | 26.625 | [11 empty] | 61.375 | [8 empty] | 1 | Not Applicable | Not Applicable | UL1453 | Yes | Yes | Yes | No | Not Applicable | [5 empty] | 40302 | COM ELEC MED DUTY | 7056972
E32-80R3-1L15-854 | E32-80R | Bradford White | 671632734030 | Active | The ""-854"" indicates that these SKUs are designed and certified for Installation in Canada. | [9 empty] | No | Not Applicable | Not Applicable | Commercial Water Heating | Water Heating.Electric | 3 | 1 |  |  |  | 238-16152-00 |  |  |  | 238-36612-00 | [6 empty] | Electric | Electric Resistance | 208 | 1 |  | Indoor |  | Floor Mounted |  | No | Not Applicable | 150 | Not Applicable |  |  |  | 1.25 | No | [7 empty] | 15 kW |  |  |  | 80 |  | 51 | On/Off | Not Applicable | [6 empty] | 256 | 32.625 | 27.375 | 70.25 | 266 | 916 | 24 | 59.75 | 26.625 | [11 empty] | 61.375 | [8 empty] | 1 | Not Applicable | Not Applicable | UL1453 | Yes | No | Yes | No | Not Applicable | 238-44343-00 |  |  |  |  | 40302 | COM ELEC MED DUTY
E32-80R3-1L18 | E32-80R | Bradford White | 671632675234 | Active | [10 empty] | No | Not Applicable | Not Applicable | Commercial Water Heating | Water Heating.Electric | 3 | 1 |  |  |  | 238-16152-00 |  |  |  | 238-36612-00 | [6 empty] | Electric | Electric Resistance | 208 | 1 |  | Indoor |  | Floor Mounted |  | No | Not Applicable | 150 | Not Applicable |  |  |  | 1.25 | No | [7 empty] | 18 kW |  |  |  | 80 |  | 51 | On/Off | Not Applicable | [6 empty] | 256 | 32.625 | 27.375 | 70.25 | 266 | 916 | 24 | 59.75 | 26.625 | [11 empty] | 61.375 | [8 empty] | 1 | Not Applicable | Not Applicable | UL1453 | Yes | Yes | Yes | No | Not Applicable | [5 empty] | 40302 | COM ELEC MED DUTY | 7056972
E32-80R3-1L18-854 | E32-80R | Bradford White | 671632997558 | Active | The ""-854"" indicates that these SKUs are designed and certified for Installation in Canada. | [9 empty] | No | Not Applicable | Not Applicable | Commercial Water Heating | Water Heating.Electric | 3 | 1 |  |  |  | 238-16152-00 |  |  |  | 238-36612-00 | [6 empty] | Electric | Electric Resistance | 208 | 1 |  | Indoor |  | Floor Mounted |  | No | Not Applicable | 150 | Not Applicable |  |  |  | 1.25 | No | [7 empty] | 18 kW |  |  |  | 80 |  | 51 | On/Off | Not Applicable | [6 empty] | 256 | 32.625 | 27.375 | 70.25 | 266 | 916 | 24 | 59.75 | 26.625 | [11 empty] | 61.375 | [8 empty] | 1 | Not Applicable | Not Applicable | UL1453 | Yes | No | Yes | No | Not Applicable | 238-44343-00 |  |  |  |  | 40302 | COM ELEC MED DUTY
E32-80R3-3C06 | E32-80R | Bradford White | 671632656981 | Phase Out | [10 empty] | No | Not Applicable |  | Commercial Water Heating | Water Heating.Electric | 3 | 1 |  |  |  | 238-16152-00 |  |  |  | 238-36612-00 | [6 empty] | Electric | Electric Resistance | 240 | 3 |  | Indoor |  | Floor Mounted |  | No | Not Applicable | 150 | Not Applicable |  |  |  | 1.25 | No | [7 empty] | 6 kW |  |  |  | 80 |  | 51 | On/Off | Not Applicable | [6 empty] | 198 | 32.625 | 27.375 | 70.25 | 206 | 858 | 24 | 59.75 | 26.625 | [11 empty] | 61.375 | [8 empty] | 1 | Not Applicable | Not Applicable | UL1453 | Yes | No | Yes | No | Not Applicable
E32-80R3-3C06-854 | E32-80R | Bradford White | 671632878215 | Active | The ""-854"" indicates that these SKUs are designed and certified for Installation in Canada. | [9 empty] | No | Not Applicable | Not Applicable | Commercial Water Heating | Water Heating.Electric | 3 | 1 |  |  |  | 238-16152-00 |  |  |  | 238-36612-00 | [6 empty] | Electric | Electric Resistance | 240 | 3 |  | Indoor |  | Floor Mounted |  | No | Not Applicable | 150 | Not Applicable |  |  |  | 1.25 | No | [7 empty] | 6 kW |  |  |  | 80 |  | 51 | On/Off | Not Applicable | [6 empty] | 256 | 32.625 | 27.375 | 70.25 | 266 | 916 | 24 | 59.75 | 26.625 | [11 empty] | 61.375 | [8 empty] | 1 | Not Applicable | Not Applicable | UL1453 | Yes | No | Yes | No | Not Applicable | 238-44343-00 |  |  |  |  | 40302 | COM ELEC MED DUTY
E32-80R3-3C09-854 | E32-80R | Bradford White | 671632878260 | Active | The ""-854"" indicates that these SKUs are designed and certified for Installation in Canada. | [9 empty] | No | Not Applicable | Not Applicable | Commercial Water Heating | Water Heating.Electric | 3 | 1 |  |  |  | 238-16152-00 |  |  |  | 238-36612-00 | [6 empty] | Electric | Electric Resistance | 240 | 3 |  | Indoor |  | Floor Mounted |  | No | Not Applicable | 150 | Not Applicable |  |  |  | 1.25 | No | [7 empty] | 9 kW |  |  |  | 80 |  | 51 | On/Off | Not Applicable | [6 empty] | 256 | 32.625 | 27.375 | 70.25 | 266 | 916 | 24 | 59.75 | 26.625 | [11 empty] | 61.375 | [8 empty] | 1 | Not Applicable | Not Applicable | UL1453 | Yes | No | Yes | No | Not Applicable | 238-44343-00 |  |  |  |  | 40302 | COM ELEC MED DUTY
E32-80R3-3C12-854 | E32-80R | Bradford White | 671632766246 | Active | The ""-854"" indicates that these SKUs are designed and certified for Installation in Canada. | [9 empty] | No | Not Applicable | Not Applicable | Commercial Water Heating | Water Heating.Electric | 3 | 1 |  |  |  | 238-16152-00 |  |  |  | 238-36612-00 | [6 empty] | Electric | Electric Resistance | 240 | 3 |  | Indoor |  | Floor Mounted |  | No | Not Applicable | 150 | Not Applicable |  |  |  | 1.25 | No | [7 empty] | 12 kW |  |  |  | 80 |  | 51 | On/Off | Not Applicable | [6 empty] | 256 | 32.625 | 27.375 | 70.25 | 266 | 916 | 24 | 59.75 | 26.625 | [11 empty] | 61.375 | [8 empty] | 1 | Not Applicable | Not Applicable | UL1453 | Yes | No | Yes | No | Not Applicable | 238-44343-00 |  |  |  |  | 40302 | COM ELEC MED DUTY
E32-80R3-3C123 | E32-80R | Bradford White | 671632620586 | Active | [10 empty] | No | Not Applicable | Not Applicable | Commercial Water Heating | Water Heating.Electric | 3 | 1 |  |  |  | 238-16152-00 |  |  |  | 238-36612-00 | [6 empty] | Electric | Electric Resistance | 240 | 3 |  | Indoor |  | Floor Mounted |  | No | Not Applicable | 150 | Not Applicable |  |  |  | 1.25 | No | [7 empty] | 12.3 kW |  |  |  | 80 |  | 51 | On/Off | Not Applicable | [6 empty] | 256 | 32.625 | 27.375 | 70.25 | 266 | 916 | 24 | 59.75 | 26.625 | [11 empty] | 61.375 | [8 empty] | 1 | Not Applicable | Not Applicable | UL1453 | Yes | Yes | Yes | No | Not Applicable | [5 empty] | 40302 | COM ELEC MED DUTY | 7056972
E32-80R3-3C135 | E32-80R | Bradford White | 671632653676 | Active | [10 empty] | No | Not Applicable | Not Applicable | Commercial Water Heating | Water Heating.Electric | 3 | 1 |  |  |  | 238-16152-00 |  |  |  | 238-36612-00 | [6 empty] | Electric | Electric Resistance | 240 | 3 |  | Indoor |  | Floor Mounted |  | No | Not Applicable | 150 | Not Applicable |  |  |  | 1.25 | No | [7 empty] | 13.5 kW |  |  |  | 80 |  | 51 | On/Off | Not Applicable | [6 empty] | 256 | 32.625 | 27.375 | 70.25 | 266 | 916 | 24 | 59.75 | 26.625 | [11 empty] | 61.375 | [8 empty] | 1 | Not Applicable | Not Applicable | UL1453 | Yes | Yes | Yes | No | Not Applicable | [5 empty] | 40302 | COM ELEC MED DUTY | 7056972
E32-80R3-3C135-854 | E32-80R | Bradford White | 671632126415 | Active | The ""-854"" indicates that these SKUs are designed and certified for Installation in Canada. | [9 empty] | No | Not Applicable | Not Applicable | Commercial Water Heating | Water Heating.Electric | 3 | 1 |  |  |  | 238-16152-00 |  |  |  | 238-36612-00 | [6 empty] | Electric | Electric Resistance | 240 | 3 |  | Indoor |  | Floor Mounted |  | No | Not Applicable | 150 | Not Applicable |  |  |  | 1.25 | No | [7 empty] | 13.5 kW |  |  |  | 80 |  | 51 | On/Off | Not Applicable | [6 empty] | 256 | 32.625 | 27.375 | 70.25 | 266 | 916 | 24 | 59.75 | 26.625 | [11 empty] | 61.375 | [8 empty] | 1 | Not Applicable | Not Applicable | UL1453 | Yes | No | Yes | No | Not Applicable | 238-44343-00 |  |  |  |  | 40302 | COM ELEC MED DUTY
E32-80R3-3C15 | E32-80R | Bradford White | 671632788514 | Active | [10 empty] | No | Not Applicable | Not Applicable | Commercial Water Heating | Water Heating.Electric | 3 | 1 |  |  |  | 238-16152-00 |  |  |  | 238-36612-00 | [6 empty] | Electric | Electric Resistance | 240 | 3 |  | Indoor |  | Floor Mounted |  | No | Not Applicable | 150 | Not Applicable |  |  |  | 1.25 | No | [7 empty] | 15 kW |  |  |  | 80 |  | 51 | On/Off | Not Applicable | [6 empty] | 256 | 32.625 | 27.375 | 70.25 | 266 | 916 | 24 | 59.75 | 26.625 | [11 empty] | 61.375 | [8 empty] | 1 | Not Applicable | Not Applicable | UL1453 | Yes | Yes | Yes | No | Not Applicable | [5 empty] | 40302 | COM ELEC MED DUTY | 7056972
E32-80R3-3C18 | E32-80R | Bradford White | 671632626489 | Active | [10 empty] | No | Not Applicable | Not Applicable | Commercial Water Heating | Water Heating.Electric | 3 | 1 |  |  |  | 238-16152-00 |  |  |  | 238-36612-00 | [6 empty] | Electric | Electric Resistance | 240 | 3 |  | Indoor |  | Floor Mounted |  | No | Not Applicable | 150 | Not Applicable |  |  |  | 1.25 | No | [7 empty] | 18 kW |  |  |  | 80 |  | 51 | On/Off | Not Applicable | [6 empty] | 256 | 32.625 | 27.375 | 70.25 | 266 | 916 | 24 | 59.75 | 26.625 | [11 empty] | 61.375 | [8 empty] | 1 | Not Applicable | Not Applicable | UL1453 | Yes | Yes | Yes | No | Not Applicable | [5 empty] | 40302 | COM ELEC MED DUTY | 7056972
E32-80R3-3C18-854 | E32-80R | Bradford White | 671632645275 | Active | The ""-854"" indicates that these SKUs are designed and certified for Installation in Canada. | [9 empty] | No | Not Applicable | Not Applicable | Commercial Water Heating | Water Heating.Electric | 3 | 1 |  |  |  | 238-16152-00 |  |  |  | 238-36612-00 | [6 empty] | Electric | Electric Resistance | 240 | 3 |  | Indoor |  | Floor Mounted |  | No | Not Applicable | 150 | Not Applicable |  |  |  | 1.25 | No | [7 empty] | 18 kW |  |  |  | 80 |  | 51 | On/Off | Not Applicable | [6 empty] | 256 | 32.625 | 27.375 | 70.25 | 266 | 916 | 24 | 59.75 | 26.625 | [11 empty] | 61.375 | [8 empty] | 1 | Not Applicable | Not Applicable | UL1453 | Yes | No | Yes | No | Not Applicable | 238-44343-00 |  |  |  |  | 40302 | COM ELEC MED DUTY
E32-80R3-3H123 | E32-80R | Bradford White | 671632620166 | Active | [10 empty] | No | Not Applicable | Not Applicable | Commercial Water Heating | Water Heating.Electric | 3 | 1 |  |  |  | 238-16152-00 |  |  |  | 238-36612-00 | [6 empty] | Electric | Electric Resistance | 480 | 3 |  | Indoor |  | Floor Mounted |  | No | Not Applicable | 150 | Not Applicable |  |  |  | 1.25 | No | [7 empty] | 12.3 kW |  |  |  | 80 |  | 51 | On/Off | Not Applicable | [6 empty] | 256 | 32.625 | 27.375 | 70.25 | 266 | 916 | 24 | 59.75 | 26.625 | [11 empty] | 61.375 | [8 empty] | 1 | Not Applicable | Not Applicable | UL1453 | Yes | Yes | Yes | No | Not Applicable | [5 empty] | 40302 | COM ELEC MED DUTY | 7056972
E32-80R3-3H135 | E32-80R | Bradford White | 671632660971 | Active | [10 empty] | No | Not Applicable | Not Applicable | Commercial Water Heating | Water Heating.Electric | 3 | 1 |  |  |  | 238-16152-00 |  |  |  | 238-36612-00 | [6 empty] | Electric | Electric Resistance | 480 | 3 |  | Indoor |  | Floor Mounted |  | No | Not Applicable | 150 | Not Applicable |  |  |  | 1.25 | No | [7 empty] | 13.5 kW |  |  |  | 80 |  | 51 | On/Off | Not Applicable | [6 empty] | 256 | 32.625 | 27.375 | 70.25 | 266 | 916 | 24 | 59.75 | 26.625 | [11 empty] | 61.375 | [8 empty] | 1 | Not Applicable | Not Applicable | UL1453 | Yes | Yes | Yes | No | Not Applicable | [5 empty] | 40302 | COM ELEC MED DUTY | 7056972
E32-80R3-3H15 | E32-80R | Bradford White | 671632658398 | Active | [10 empty] | No | Not Applicable | Not Applicable | Commercial Water Heating | Water Heating.Electric | 3 | 1 |  |  |  | 238-16152-00 |  |  |  | 238-36612-00 | [6 empty] | Electric | Electric Resistance | 480 | 3 |  | Indoor |  | Floor Mounted |  | No | Not Applicable | 150 | Not Applicable |  |  |  | 1.25 | No | [7 empty] | 15 kW |  |  |  | 80 |  | 51 | On/Off | Not Applicable | [6 empty] | 256 | 32.625 | 27.375 | 70.25 | 266 | 916 | 24 | 59.75 | 26.625 | [11 empty] | 61.375 | [8 empty] | 1 | Not Applicable | Not Applicable | UL1453 | Yes | Yes | Yes | No | Not Applicable | [5 empty] | 40302 | COM ELEC MED DUTY | 7056972
E32-80R3-3H18 | E32-80R | Bradford White | 671632646302 | Active | [10 empty] | No | Not Applicable | Not Applicable | Commercial Water Heating | Water Heating.Electric | 3 | 1 |  |  |  | 238-16152-00 |  |  |  | 238-36612-00 | [6 empty] | Electric | Electric Resistance | 480 | 3 |  | Indoor |  | Floor Mounted |  | No | Not Applicable | 150 | Not Applicable |  |  |  | 1.25 | No | [7 empty] | 18 kW |  |  |  | 80 |  | 51 | On/Off | Not Applicable | [6 empty] | 256 | 32.625 | 27.375 | 70.25 | 266 | 916 | 24 | 59.75 | 26.625 | [11 empty] | 61.375 | [8 empty] | 1 | Not Applicable | Not Applicable | UL1453 | Yes | Yes | Yes | No | Not Applicable | [5 empty] | 40302 | COM ELEC MED DUTY | 7056972
E32-80R3-3L06-854 | E32-80R | Bradford White | 671632693092 | Active | The ""-854"" indicates that these SKUs are designed and certified for Installation in Canada. | [9 empty] | No | Not Applicable | Not Applicable | Commercial Water Heating | Water Heating.Electric | 3 | 1 |  |  |  | 238-16152-00 |  |  |  | 238-36612-00 | [6 empty] | Electric | Electric Resistance | 208 | 3 |  | Indoor |  | Floor Mounted |  | No | Not Applicable | 150 | Not Applicable |  |  |  | 1.25 | No | [7 empty] | 6 kW |  |  |  | 80 |  | 51 | On/Off | Not Applicable | [6 empty] | 256 | 32.625 | 27.375 | 70.25 | 266 | 916 | 24 | 59.75 | 26.625 | [11 empty] | 61.375 | [8 empty] | 1 | Not Applicable | Not Applicable | UL1453 | Yes | No | Yes | No | Not Applicable | 238-44343-00 |  |  |  |  | 40302 | COM ELEC MED DUTY
E32-80R3-3L09-854 | E32-80R | Bradford White | 671632685325 | Active | The ""-854"" indicates that these SKUs are designed and certified for Installation in Canada. | [9 empty] | No | Not Applicable | Not Applicable | Commercial Water Heating | Water Heating.Electric | 3 | 1 |  |  |  | 238-16152-00 |  |  |  | 238-36612-00 | [6 empty] | Electric | Electric Resistance | 208 | 3 |  | Indoor |  | Floor Mounted |  | No | Not Applicable | 150 | Not Applicable |  |  |  | 1.25 | No | [7 empty] | 9 kW |  |  |  | 80 |  | 51 | On/Off | Not Applicable | [6 empty] | 256 | 32.625 | 27.375 | 70.25 | 266 | 916 | 24 | 59.75 | 26.625 | [11 empty] | 61.375 | [8 empty] | 1 | Not Applicable | Not Applicable | UL1453 | Yes | No | Yes | No | Not Applicable | 238-44343-00 |  |  |  |  | 40302 | COM ELEC MED DUTY
E32-80R3-3L12-854 | E32-80R | Bradford White | 671632132126 | Active | The ""-854"" indicates that these SKUs are designed and certified for Installation in Canada. | [9 empty] | No | Not Applicable | Not Applicable | Commercial Water Heating | Water Heating.Electric | 3 | 1 |  |  |  | 238-16152-00 |  |  |  | 238-36612-00 | [6 empty] | Electric | Electric Resistance | 208 | 3 |  | Indoor |  | Floor Mounted |  | No | Not Applicable | 150 | Not Applicable |  |  |  | 1.25 | No | [7 empty] | 12 kW |  |  |  | 80 |  | 51 | On/Off | Not Applicable | [6 empty] | 256 | 32.625 | 27.375 | 70.25 | 266 | 916 | 24 | 59.75 | 26.625 | [11 empty] | 61.375 | [8 empty] | 1 | Not Applicable | Not Applicable | UL1453 | Yes | No | Yes | No | Not Applicable | 238-44343-00 |  |  |  |  | 40302 | COM ELEC MED DUTY
E32-80R3-3L135 | E32-80R | Bradford White | 671632648382 | Active | [10 empty] | No | Not Applicable | Not Applicable | Commercial Water Heating | Water Heating.Electric | 3 | 1 |  |  |  | 238-16152-00 |  |  |  | 238-36612-00 | [6 empty] | Electric | Electric Resistance | 208 | 3 |  | Indoor |  | Floor Mounted |  | No | Not Applicable | 150 | Not Applicable |  |  |  | 1.25 | No | [7 empty] | 13.5 kW |  |  |  | 80 |  | 51 | On/Off | Not Applicable | [6 empty] | 256 | 32.625 | 27.375 | 70.25 | 266 | 916 | 24 | 59.75 | 26.625 | [11 empty] | 61.375 | [8 empty] | 1 | Not Applicable | Not Applicable | UL1453 | Yes | Yes | Yes | No | Not Applicable | [5 empty] | 40302 | COM ELEC MED DUTY | 7056972
E32-80R3-3L135-854 | E32-80R | Bradford White | 671632678327 | Active | The ""-854"" indicates that these SKUs are designed and certified for Installation in Canada. | [9 empty] | No | Not Applicable | Not Applicable | Commercial Water Heating | Water Heating.Electric | 3 | 1 |  |  |  | 238-16152-00 |  |  |  | 238-36612-00 | [6 empty] | Electric | Electric Resistance | 208 | 3 |  | Indoor |  | Floor Mounted |  | No | Not Applicable | 150 | Not Applicable |  |  |  | 1.25 | No | [7 empty] | 13.5 kW |  |  |  | 80 |  | 51 | On/Off | Not Applicable | [6 empty] | 256 | 32.625 | 27.375 | 70.25 | 266 | 916 | 24 | 59.75 | 26.625 | [11 empty] | 61.375 | [8 empty] | 1 | Not Applicable | Not Applicable | UL1453 | Yes | No | Yes | No | Not Applicable | 238-44343-00 |  |  |  |  | 40302 | COM ELEC MED DUTY
E32-80R3-3L15 | E32-80R | Bradford White | 671632633821 | Active | [10 empty] | No | Not Applicable | Not Applicable | Commercial Water Heating | Water Heating.Electric | 3 | 1 |  |  |  | 238-16152-00 |  |  |  | 238-36612-00 | [6 empty] | Electric | Electric Resistance | 208 | 3 |  | Indoor |  | Floor Mounted |  | No | Not Applicable | 150 | Not Applicable |  |  |  | 1.25 | No | [7 empty] | 15 kW |  |  |  | 80 |  | 51 | On/Off | Not Applicable | [6 empty] | 256 | 32.625 | 27.375 | 70.25 | 266 | 916 | 24 | 59.75 | 26.625 | [11 empty] | 61.375 | [8 empty] | 1 | Not Applicable | Not Applicable | UL1453 | Yes | Yes | Yes | No | Not Applicable | [5 empty] | 40302 | COM ELEC MED DUTY | 7056972
E32-80R3-3L15-854 | E32-80R | Bradford White | 671632877249 | Active | The ""-854"" indicates that these SKUs are designed and certified for Installation in Canada. | [9 empty] | No | Not Applicable | Not Applicable | Commercial Water Heating | Water Heating.Electric | 3 | 1 |  |  |  | 238-16152-00 |  |  |  | 238-36612-00 | [6 empty] | Electric | Electric Resistance | 208 | 3 |  | Indoor |  | Floor Mounted |  | No | Not Applicable | 150 | Not Applicable |  |  |  | 1.25 | No | [7 empty] | 15 kW |  |  |  | 80 |  | 51 | On/Off | Not Applicable | [6 empty] | 256 | 32.625 | 27.375 | 70.25 | 266 | 916 | 24 | 59.75 | 26.625 | [11 empty] | 61.375 | [8 empty] | 1 | Not Applicable | Not Applicable | UL1453 | Yes | No | Yes | No | Not Applicable | 238-44343-00 |  |  |  |  | 40302 | COM ELEC MED DUTY
E32-80R3-3L18 | E32-80R | Bradford White | 671632627493 | Active | [10 empty] | No | Not Applicable | Not Applicable | Commercial Water Heating | Water Heating.Electric | 3 | 1 |  |  |  | 238-16152-00 |  |  |  | 238-36612-00 | [6 empty] | Electric | Electric Resistance | 208 | 3 |  | Indoor |  | Floor Mounted |  | No | Not Applicable | 150 | Not Applicable |  |  |  | 1.25 | No | [7 empty] | 18 kW |  |  |  | 80 |  | 51 | On/Off | Not Applicable | [6 empty] | 256 | 32.625 | 27.375 | 70.25 | 266 | 916 | 24 | 59.75 | 26.625 | [11 empty] | 61.375 | [8 empty] | 1 | Not Applicable | Not Applicable | UL1453 | Yes | Yes | Yes | No | Not Applicable | [5 empty] | 40302 | COM ELEC MED DUTY | 7056972
E32-80R3-3L18-854 | E32-80R | Bradford White | 671632717286 | Active | The ""-854"" indicates that these SKUs are designed and certified for Installation in Canada. | [9 empty] | No | Not Applicable | Not Applicable | Commercial Water Heating | Water Heating.Electric | 3 | 1 |  |  |  | 238-16152-00 |  |  |  | 238-36612-00 | [6 empty] | Electric | Electric Resistance | 208 | 3 |  | Indoor |  | Floor Mounted |  | No | Not Applicable | 150 | Not Applicable |  |  |  | 1.25 | No | [7 empty] | 18 kW |  |  |  | 80 |  | 51 | On/Off | Not Applicable | [6 empty] | 256 | 32.625 | 27.375 | 70.25 | 266 | 916 | 24 | 59.75 | 26.625 | [11 empty] | 61.375 | [8 empty] | 1 | Not Applicable | Not Applicable | UL1453 | Yes | No | Yes | No | Not Applicable | 238-44343-00 |  |  |  |  | 40302 | COM ELEC MED DUTY
E32-80R5-1C15 | E32-80R | Bradford White | 671632142866 | Active | [10 empty] | No | Not Applicable | Not Applicable | Commercial Water Heating | Water Heating.Electric | 3 | 1 |  |  |  | 238-16152-00 |  |  |  | 238-36612-00 | [6 empty] | Electric | Electric Resistance | 240 | 1 |  | Indoor |  | Floor Mounted |  | No | Not Applicable | 150 | Not Applicable |  |  |  | 1.25 | No | [7 empty] | 15 kW |  |  |  | 80 |  | 51 | On/Off | Not Applicable | [6 empty] | 256 | 32.625 | 27.375 | 70.25 | 266 | 916 | 24 | 59.75 | 26.625 | [11 empty] | 61.375 | [8 empty] | 1 | Not Applicable | Not Applicable | UL1453 | Yes | Yes | Yes | No | Not Applicable | [5 empty] | 40302 | COM ELEC MED DUTY | 7056972
E32-80R5-1L18 | E32-80R | Bradford White | 671632858606 | Active | [10 empty] | No | Not Applicable | Not Applicable | Commercial Water Heating | Water Heating.Electric | 5 | 1 |  |  |  | 238-16152-00 |  |  |  | 238-36612-00 | [6 empty] | Electric | Electric Resistance | 208 | 1 |  | Indoor |  | Floor Mounted |  | No | Not Applicable | 150 | Not Applicable |  |  |  | 1.25 | No | [7 empty] | 18 kW |  |  |  | 80 |  | 51 | On/Off | Not Applicable | [6 empty] | 256 | 32.625 | 27.375 | 70.25 | 266 | 916 | 24 | 59.75 | 26.625 | [11 empty] | 61.375 | [8 empty] | 1 | Not Applicable | Not Applicable | UL1453 | Yes | Yes | Yes | No | Not Applicable | [5 empty] | 40302 | COM ELEC MED DUTY | 7056972
E32-80R5-3C18 | E32-80R | Bradford White | 671632867936 | Active | [10 empty] | No | Not Applicable | Not Applicable | Commercial Water Heating | Water Heating.Electric | 5 | 1 |  |  |  | 238-16152-00 |  |  |  | 238-36612-00 | [6 empty] | Electric | Electric Resistance | 240 | 3 |  | Indoor |  | Floor Mounted |  | No | Not Applicable | 150 | Not Applicable |  |  |  | 1.25 | No | [7 empty] | 18 kW |  |  |  | 80 |  | 51 | On/Off | Not Applicable | [6 empty] | 256 | 32.625 | 27.375 | 70.25 | 266 | 916 | 24 | 59.75 | 26.625 | [11 empty] | 61.375 | [8 empty] | 1 | Not Applicable | Not Applicable | UL1453 | Yes | Yes | Yes | No | Not Applicable | [5 empty] | 40302 | COM ELEC MED DUTY | 7056972
E32-80R5-3H135 | E32-80R | Bradford White | 671632669417 | Active | [10 empty] | No | Not Applicable | Not Applicable | Commercial Water Heating | Water Heating.Electric | 5 | 1 |  |  |  | 238-16152-00 |  |  |  | 238-36612-00 | [6 empty] | Electric | Electric Resistance | 480 | 3 |  | Indoor |  | Floor Mounted |  | No | Not Applicable | 150 | Not Applicable |  |  |  | 1.25 | No | [7 empty] | 13.5 kW |  |  |  | 80 |  | 51 | On/Off | Not Applicable | [6 empty] | 256 | 32.625 | 27.375 | 70.25 | 266 | 916 | 24 | 59.75 | 26.625 | [11 empty] | 61.375 | [8 empty] | 1 | Not Applicable | Not Applicable | UL1453 | Yes | Yes | Yes | No | Not Applicable | [5 empty] | 40302 | COM ELEC MED DUTY | 7056972
E32-80R5-3H18 | E32-80R | Bradford White | 671632896837 | Active | [10 empty] | No | Not Applicable | Not Applicable | Commercial Water Heating | Water Heating.Electric | 5 | 1 |  |  |  | 238-16152-00 |  |  |  | 238-36612-00 | [6 empty] | Electric | Electric Resistance | 480 | 3 |  | Indoor |  | Floor Mounted |  | No | Not Applicable | 150 | Not Applicable |  |  |  | 1.25 | No | [7 empty] | 18 kW |  |  |  | 80 |  | 51 | On/Off | Not Applicable | [6 empty] | 256 | 32.625 | 27.375 | 70.25 | 266 | 916 | 24 | 59.75 | 26.625 | [11 empty] | 61.375 | [8 empty] | 1 | Not Applicable | Not Applicable | UL1453 | Yes | Yes | Yes | No | Not Applicable | [5 empty] | 40302 | COM ELEC MED DUTY | 7056972
E32-80R5-3L135 | E32-80R | Bradford White | 671632628001 | Active | [10 empty] | No | Not Applicable | Not Applicable | Commercial Water Heating | Water Heating.Electric | 5 | 1 |  |  |  | 238-16152-00 |  |  |  | 238-36612-00 | [6 empty] | Electric | Electric Resistance | 208 | 3 |  | Indoor |  | Floor Mounted |  | No | Not Applicable | 150 | Not Applicable |  |  |  | 1.25 | No | [7 empty] | 13.5 kW |  |  |  | 80 |  | 51 | On/Off | Not Applicable | [6 empty] | 256 | 32.625 | 27.375 | 70.25 | 266 | 916 | 24 | 59.75 | 26.625 | [11 empty] | 61.375 | [8 empty] | 1 | Not Applicable | Not Applicable | UL1453 | Yes | Yes | Yes | No | Not Applicable | [5 empty] | 40302 | COM ELEC MED DUTY | 7056972
E32-80R5-3L15 | E32-80R | Bradford White | 671632839858 | Active | [10 empty] | No | Not Applicable | Not Applicable | Commercial Water Heating | Water Heating.Electric | 5 | 1 |  |  |  | 238-16152-00 |  |  |  | 238-36612-00 | [6 empty] | Electric | Electric Resistance | 208 | 3 |  | Indoor |  | Floor Mounted |  | No | Not Applicable | 150 | Not Applicable |  |  |  | 1.25 | No | [7 empty] | 15 kW |  |  |  | 80 |  | 51 | On/Off | Not Applicable | [6 empty] | 256 | 32.625 | 27.375 | 70.25 | 266 | 916 | 24 | 59.75 | 26.625 | [11 empty] | 61.375 | [8 empty] | 1 | Not Applicable | Not Applicable | UL1453 | Yes | Yes | Yes | No | Not Applicable | [5 empty] | 40302 | COM ELEC MED DUTY | 7056972
E32-80R5-3L18 | E32-80R | Bradford White | 671632637454 | Active | [10 empty] | No | Not Applicable | Not Applicable | Commercial Water Heating | Water Heating.Electric | 5 | 1 |  |  |  | 238-16152-00 |  |  |  | 238-36612-00 | [6 empty] | Electric | Electric Resistance | 208 | 3 |  | Indoor |  | Floor Mounted |  | No | Not Applicable | 150 | Not Applicable |  |  |  | 1.25 | No | [7 empty] | 18 kW |  |  |  | 80 |  | 51 | On/Off | Not Applicable | [6 empty] | 256 | 32.625 | 27.375 | 70.25 | 266 | 916 | 24 | 59.75 | 26.625 | [11 empty] | 61.375 | [8 empty] | 1 | Not Applicable | Not Applicable | UL1453 | Yes | Yes | Yes | No | Not Applicable | [5 empty] | 40302 | COM ELEC MED DUTY | 7056972
EF100T1503X2 | EF100T150 | Bradford White | 671632331772 | Active | [10 empty] | No | Not Applicable | Not Applicable | Commercial Water Heating | Water Heating.Gas | 3 | 1 |  |  |  | 238-55256-00 |  |  |  | 238-36612-00 |  | 238-46101-00 |  |  |  |  | Gas | Liquid Propane |  |  |  | Indoor |  | Floor Mounted |  | No | Not Applicable | 150 | Category IV | 3 | 3 | 0.75 | 1.5 | Yes | [7 empty] | 150000 BTU/Hr |  |  |  | 100 |  | Not Applicable | On/Off | Not Applicable | [6 empty] | 850 | 35 | 32.25 | 88.75 | 884 | 1674 | 28.25 | 77.125 | 28.25 |  | 72.625 |  | 180 | 12.8125 | 62.9375 |  |  |  |  | 74.25 | 60.0625 | [8 empty] | 1 | 54 | 51 | ANSI Z21.10.3-2019/CSA 4.3-2019 | Yes | Yes | Yes | Yes | Not Applicable | [5 empty] | 40176 | COM GAS NC EF | 205049539
EF100T1503X2-806 | EF100T150 | Bradford White | 671632333806 | Active | The ""-806"" indicates that this SKU was designed and certified for Installation in Canada. | [9 empty] | No | Not Applicable | Not Applicable | Commercial Water Heating | Water Heating.Gas | 3 | 1 |  |  |  | 238-55256-00 |  |  |  | 238-36612-00 |  | 238-46101-00 |  |  |  |  | Gas | Liquid Propane |  |  |  | Indoor |  | Floor Mounted |  | No | Not Applicable | 150 | Category IV | 3 | 3 | 0.75 | 1.5 | Yes | [7 empty] | Not Applicable |  |  |  | 100 |  | Not Applicable | On/Off | Not Applicable | [6 empty] | 850 | 35 | 32.25 | 88.75 | 884 | 1674 | 28.25 | 77.125 | 28.25 |  | 72.625 |  | 180 | 12.8125 | 62.9375 |  |  |  |  | 74.25 | 60.0625 | [8 empty] | 1 | 54 | 51 | Not Applicable | Yes | No | Yes | No | Not Applicable | 238-55335-00 |  |  |  |  | 40176 | COM GAS NC EF
EF100T1503X2-806-897 | EF100T150 | Bradford White | 671632576692 | Active | The ""-806"" indicates that this SKU was designed and certified for Installation in Canada. | The -897 indicates that this SKU comes with magnesium anodes. | [8 empty] | No | Not Applicable | Not Applicable | Commercial Water Heating | Water Heating.Gas | 3 | 1 |  |  |  | 238-55256-00 |  |  |  | 238-36612-00 |  | 238-46101-00 |  |  |  |  | Gas | Liquid Propane |  |  |  | Indoor |  | Floor Mounted |  | No | Not Applicable | 150 | Category IV | 3 | 3 | 0.75 | 1.5 | Yes | [7 empty] | Not Applicable |  |  |  | 100 |  | Not Applicable | On/Off | Not Applicable | [6 empty] | 850 | 35 | 32.25 | 88.75 | 884 | 1674 | 28.25 | 77.125 | 28.25 |  | 72.625 |  | 180 | 12.8125 | 62.9375 |  |  |  |  | 74.25 | 60.0625 | [8 empty] | 1 | 54 | 51 | Not Applicable | Yes | No | Yes | No | Not Applicable | 238-55335-00 |  |  |  |  | 40176 | COM GAS NC EF
EF100T1503X2-859 | EF100T150 | Bradford White | 671632572014 | Active | The ""-859"" indicates that this SKU comes with a Gas Regulator. | [9 empty] | No | Not Applicable | Not Applicable | Commercial Water Heating | Water Heating.Gas | 3 | 1 |  |  |  | 238-55256-00 |  |  |  | 238-36612-00 |  | 238-46101-00 |  |  |  |  | Gas | Liquid Propane |  |  |  | Indoor |  | Floor Mounted |  | No | Not Applicable | 150 | Category IV | 3 | 3 | 0.75 | 1.5 | Yes | [7 empty] | 150000 BTU/Hr |  |  |  | 100 |  | Not Applicable | On/Off | Not Applicable | [6 empty] | 850 | 35 | 32.25 | 88.75 | 884 | 1674 | 28.25 | 77.125 | 28.25 |  | 72.625 |  | 180 | 12.8125 | 62.9375 |  |  |  |  | 74.25 | 60.0625 | [8 empty] | 1 | 54 | 51 | ANSI Z21.10.3-2019/CSA 4.3-2019 | Yes | Yes | Yes | Yes | Not Applicable | [5 empty] | 40176 | COM GAS NC EF | 205049539
EF100T1503X2-859-897 | EF100T150 | Bradford White | 671632577019 | Active | The ""-859"" indicates that this SKU comes with a Gas Regulator. | The -897 indicates that this SKU comes with magnesium anodes. | [8 empty] | No | Not Applicable | Not Applicable | Commercial Water Heating | Water Heating.Gas | 3 | 1 |  |  |  | 238-55256-00 |  |  |  | 238-36612-00 |  | 238-46101-00 |  |  |  |  | Gas | Liquid Propane |  |  |  | Indoor |  | Floor Mounted |  | No | Not Applicable | 150 | Category IV | 3 | 3 | 0.75 | 1.5 | Yes | [7 empty] | 150000 BTU/Hr |  |  |  | 100 |  | Not Applicable | On/Off | Not Applicable | [6 empty] | 850 | 35 | 32.25 | 88.75 | 884 | 1674 | 28.25 | 77.125 | 28.25 |  | 72.625 |  | 180 | 12.8125 | 62.9375 |  |  |  |  | 74.25 | 60.0625 | [8 empty] | 1 | 54 | 51 | ANSI Z21.10.3-2019/CSA 4.3-2019 | Yes | Yes | Yes | Yes | Not Applicable | [5 empty] | 40176 | COM GAS NC EF | 205049539
EF100T1503X2-895 | EF100T150 | Bradford White | 671632556076 | Active | The -895 indicates that this SKU comes with integrated controls and powered anodes. | [9 empty] | No | Not Applicable | Not Applicable | Commercial Water Heating | Water Heating.Gas | 3 | 1 |  |  |  | 238-54447-00 |  |  |  | 238-36612-00 |  | 238-46101-00 |  |  |  |  | Gas | Liquid Propane |  |  |  | Indoor |  | Floor Mounted |  | No | Not Applicable | 150 | Category IV | 3 | 3 | 0.75 | 1.5 | Yes | [7 empty] | 150000 BTU/Hr |  |  |  | 100 |  | Not Applicable | On/Off | Not Applicable | [6 empty] | 850 | 35 | 32.25 | 88.75 | 884 | 1674 | 28.25 | 77.125 | 28.25 |  | 72.625 |  | 180 | 12.8125 | 62.9375 |  |  |  |  | 74.25 | 60.0625 | [8 empty] | 1 | 54 | 51 | ANSI Z21.10.3-2019/CSA 4.3-2019 | Yes | Yes | Yes | Yes | Not Applicable | [5 empty] | 40176 | COM GAS NC EF | 205049539
EF100T1503X2-897 | EF100T150 | Bradford White | 671632576159 | Active | The -897 indicates that this SKU comes with magnesium anodes. | [9 empty] | No | Not Applicable | Not Applicable | Commercial Water Heating | Water Heating.Gas | 3 | 1 |  |  |  | 238-55256-00 |  |  |  | 238-36612-00 |  | 238-46101-00 |  |  |  |  | Gas | Liquid Propane |  |  |  | Indoor |  | Floor Mounted |  | No | Not Applicable | 150 | Category IV | 3 | 3 | 0.75 | 1.5 | Yes | [7 empty] | 150000 BTU/Hr |  |  |  | 100 |  | Not Applicable | On/Off | Not Applicable | [6 empty] | 850 | 35 | 32.25 | 88.75 | 884 | 1674 | 28.25 | 77.125 | 28.25 |  | 72.625 |  | 180 | 12.8125 | 62.9375 |  |  |  |  | 74.25 | 60.0625 | [8 empty] | 1 | 54 | 51 | ANSI Z21.10.3-2019/CSA 4.3-2019 | Yes | Yes | Yes | Yes | Not Applicable | [5 empty] | 40176 | COM GAS NC EF | 205049539
EF100T1503XA2 | EF100T150A | Bradford White | 671632332076 | Active | [10 empty] | No | Not Applicable | Not Applicable | Commercial Water Heating | Water Heating.Gas | 3 | 1 |  |  |  | 238-55256-00 |  |  |  | 238-36612-00 |  | 238-46101-00 |  |  |  |  | Gas | Liquid Propane |  |  |  | Indoor |  | Floor Mounted |  | Yes | HLW | 150 | Category IV | 3 | 3 | 0.75 | 1.5 | Yes | [7 empty] | 150000 BTU/Hr |  |  |  | 100 |  | Not Applicable | On/Off | Not Applicable | [6 empty] | 900 | 35 | 32.25 | 88.75 | 936 | 1724 | 28.25 | 77.125 | 28.25 |  | 72.625 |  | 180 | 12.8125 | 62.9375 |  |  |  |  | 74.25 | 60.0625 | [8 empty] | 1 | 54 | 51 | ANSI Z21.10.3-2019/CSA 4.3-2019 | Yes | Yes | Yes | Yes | Not Applicable | [5 empty] | 40176 | COM GAS NC EF | 205049539
EF100T1503XA2-806 | EF100T150A | Bradford White | 671632333813 | Active | The ""-806"" indicates that this SKU was designed and certified for Installation in Canada. | [9 empty] | No | Not Applicable | Not Applicable | Commercial Water Heating | Water Heating.Gas | 3 | 1 |  |  |  | 238-55256-00 |  |  |  | 238-36612-00 |  | 238-46101-00 |  |  |  |  | Gas | Liquid Propane |  |  |  | Indoor |  | Floor Mounted |  | Yes | HLW | 150 | Category IV | 3 | 3 | 0.75 | 1.5 | Yes | [7 empty] | Not Applicable |  |  |  | 100 |  | Not Applicable | On/Off | Not Applicable | [6 empty] | 900 | 35 | 32.25 | 88.75 | 936 | 1724 | 28.25 | 77.125 | 28.25 |  | 72.625 |  | 180 | 12.8125 | 62.9375 |  |  |  |  | 74.25 | 60.0625 | [8 empty] | 1 | 54 | 51 | Not Applicable | Yes | No | Yes | No | Not Applicable | 238-55335-00 |  |  |  |  | 40176 | COM GAS NC EF
EF100T1503XA2-806-897 | EF100T150A | Bradford White | 671632576685 | Active | The ""-806"" indicates that this SKU was designed and certified for Installation in Canada. | The -897 indicates that this SKU comes with magnesium anodes. | [8 empty] | No | Not Applicable | Not Applicable | Commercial Water Heating | Water Heating.Gas | 3 | 1 |  |  |  | 238-55256-00 |  |  |  | 238-36612-00 |  | 238-46101-00 |  |  |  |  | Gas | Liquid Propane |  |  |  | Indoor |  | Floor Mounted |  | Yes | HLW | 150 | Category IV | 3 | 3 | 0.75 | 1.5 | Yes | [7 empty] | Not Applicable |  |  |  | 100 |  | Not Applicable | On/Off | Not Applicable | [6 empty] | 850 | 35 | 32.25 | 88.75 | 884 | 1674 | 28.25 | 77.125 | 28.25 |  | 72.625 |  | 180 | 12.8125 | 62.9375 |  |  |  |  | 74.25 | 60.0625 | [8 empty] | 1 | 54 | 51 | Not Applicable | Yes | No | Yes | No | Not Applicable | 238-55335-00 |  |  |  |  | 40166 | COM GAS ASME EF
EF100T1503XA2-859 | EF100T150A | Bradford White | 671632572021 | Active | The ""-859"" indicates that this SKU comes with a Gas Regulator. | [9 empty] | No | Not Applicable | Not Applicable | Commercial Water Heating | Water Heating.Gas | 3 | 1 |  |  |  | 238-55256-00 |  |  |  | 238-36612-00 |  | 238-46101-00 |  |  |  |  | Gas | Liquid Propane |  |  |  | Indoor |  | Floor Mounted |  | Yes | HLW | 150 | Category IV | 3 | 3 | 0.75 | 1.5 | Yes | [7 empty] | 150000 BTU/Hr |  |  |  | 100 |  | Not Applicable | On/Off | Not Applicable | [6 empty] | 900 | 35 | 32.25 | 88.75 | 936 | 1724 | 28.25 | 77.125 | 28.25 |  | 72.625 |  | 180 | 12.8125 | 62.9375 |  |  |  |  | 74.25 | 60.0625 | [8 empty] | 1 | 54 | 51 | ANSI Z21.10.3-2019/CSA 4.3-2019 | Yes | Yes | Yes | Yes | Not Applicable | [5 empty] | 40176 | COM GAS NC EF | 205049539
EF100T1503XA2-859-897 | EF100T150A | Bradford White | 671632576999 | Active | The ""-859"" indicates that this SKU comes with a Gas Regulator. | The -897 indicates that this SKU comes with magnesium anodes. | [8 empty] | No | Not Applicable | Not Applicable | Commercial Water Heating | Water Heating.Gas | 3 | 1 |  |  |  | 238-55256-00 |  |  |  | 238-36612-00 |  | 238-46101-00 |  |  |  |  | Gas | Liquid Propane |  |  |  | Indoor |  | Floor Mounted |  | Yes | HLW | 150 | Category IV | 3 | 3 | 0.75 | 1.5 | Yes | [7 empty] | 150000 BTU/Hr |  |  |  | 100 |  | Not Applicable | On/Off | Not Applicable | [6 empty] | 900 | 35 | 32.25 | 88.75 | 936 | 1724 | 28.25 | 77.125 | 28.25 |  | 72.625 |  | 180 | 12.8125 | 62.9375 |  |  |  |  | 74.25 | 60.0625 | [8 empty] | 1 | 54 | 51 | ANSI Z21.10.3-2019/CSA 4.3-2019 | Yes | Yes | Yes | Yes | Not Applicable | [5 empty] | 40176 | COM GAS NC EF | 205049539
EF100T1503XA2-897 | EF100T150A | Bradford White | 671632578610 | Active | The -897 indicates that this SKU comes with magnesium anodes. | [9 empty] | No | Not Applicable | Not Applicable | Commercial Water Heating | Water Heating.Gas | 3 | 1 |  |  |  | 238-55256-00 |  |  |  | 238-36612-00 |  | 238-46101-00 |  |  |  |  | Gas | Liquid Propane |  |  |  | Indoor |  | Floor Mounted |  | Yes | HLW | 150 | Category IV | 3 | 3 | 0.75 | 1.5 | Yes | [7 empty] | 150000 BTU/Hr |  |  |  | 100 |  | Not Applicable | On/Off | Not Applicable | [6 empty] | 900 | 35 | 32.25 | 88.75 | 936 | 1724 | 28.25 | 77.125 | 28.25 |  | 72.625 |  | 180 | 12.8125 | 62.9375 |  |  |  |  | 74.25 | 60.0625 | [8 empty] | 1 | 54 | 51 | ANSI Z21.10.3-2019/CSA 4.3-2019 | Yes | Yes | Yes | Yes | Not Applicable | [5 empty] | 40166 | COM GAS ASME EF | 205049539
EF100T1505X2 | EF100T150 | Bradford White | 671632660674 | Active | [10 empty] | No | Not Applicable | Not Applicable | Commercial Water Heating | Water Heating.Gas | 5 | 1 |  |  |  | 238-55256-00 |  |  |  | 238-36612-00 |  | 238-46101-00 |  |  |  |  | Gas | Liquid Propane |  |  |  | Indoor |  | Floor Mounted |  | No | Not Applicable | 150 | Category IV | 3 | 3 | 0.75 | 1.5 | Yes | [7 empty] | 150000 BTU/Hr |  |  |  | 100 |  | Not Applicable | On/Off | Not Applicable | [6 empty] | 850 | 35 | 32.25 | 88.75 | 884 | 1674 | 28.25 | 77.125 | 28.25 |  | 72.625 |  | 180 | 12.8125 | 62.9375 |  |  |  |  | 74.25 | 60.0625 | [8 empty] | 1 | 54 | 51 | ANSI Z21.10.3-2019/CSA 4.3-2019 | Yes | Yes | Yes | Yes | Not Applicable | [5 empty] | 40176 | COM GAS NC EF | 205049539
EF100T1505X2-897 | EF100T150 | Bradford White | 671632577651 | Active | The -897 indicates that this SKU comes with magnesium anodes. | [9 empty] | No | Not Applicable | Not Applicable | Commercial Water Heating | Water Heating.Gas | 5 | 1 |  |  |  | 238-55256-00 |  |  |  | 238-36612-00 |  | 238-46101-00 |  |  |  |  | Gas | Liquid Propane |  |  |  | Indoor |  | Floor Mounted |  | No | Not Applicable | 150 | Category IV | 3 | 3 | 0.75 | 1.5 | Yes | [7 empty] | 150000 BTU/Hr |  |  |  | 100 |  | Not Applicable | On/Off | Not Applicable | [6 empty] | 850 | 35 | 32.25 | 88.75 | 884 | 1674 | 28.25 | 77.125 | 28.25 |  | 72.625 |  | 180 | 12.8125 | 62.9375 |  |  |  |  | 74.25 | 60.0625 | [8 empty] | 1 | 54 | 51 | ANSI Z21.10.3-2019/CSA 4.3-2019 | Yes | Yes | Yes | Yes | Not Applicable | [5 empty] | 40176 | COM GAS NC EF | 205049539
EF100T1505XA2 | EF100T150A | Bradford White | 671632712847 | Active | [10 empty] | No | Not Applicable | Not Applicable | Commercial Water Heating | Water Heating.Gas | 5 | 1 |  |  |  | 238-55256-00 |  |  |  | 238-36612-00 |  | 238-46101-00 |  |  |  |  | Gas | Liquid Propane |  |  |  | Indoor |  | Floor Mounted |  | Yes | HLW | 150 | Category IV | 3 | 3 | 0.75 | 1.5 | Yes | [7 empty] | 150000 BTU/Hr |  |  |  | 100 |  | Not Applicable | On/Off | Not Applicable | [6 empty] | 900 | 35 | 32.25 | 88.75 | 936 | 1724 | 28.25 | 77.125 | 28.25 |  | 72.625 |  | 180 | 12.8125 | 62.9375 |  |  |  |  | 74.25 | 60.0625 | [8 empty] | 1 | 54 | 51 | ANSI Z21.10.3-2019/CSA 4.3-2019 | Yes | Yes | Yes | Yes | Not Applicable | [5 empty] | 40176 | COM GAS NC EF | 205049539
EF100T1505XA2-897 | EF100T150A | Bradford White | 671632577705 | Active | The -897 indicates that this SKU comes with magnesium anodes. | [9 empty] | No | Not Applicable | Not Applicable | Commercial Water Heating | Water Heating.Gas | 5 | 1 |  |  |  | 238-55256-00 |  |  |  | 238-36612-00 |  | 238-46101-00 |  |  |  |  | Gas | Liquid Propane |  |  |  | Indoor |  | Floor Mounted |  | Yes | HLW | 150 | Category IV | 3 | 3 | 0.75 | 1.5 | Yes | [7 empty] | 150000 BTU/Hr |  |  |  | 100 |  | Not Applicable | On/Off | Not Applicable | [6 empty] | 900 | 35 | 32.25 | 88.75 | 936 | 1724 | 28.25 | 77.125 | 28.25 |  | 72.625 |  | 180 | 12.8125 | 62.9375 |  |  |  |  | 74.25 | 60.0625 | [8 empty] | 1 | 54 | 51 | ANSI Z21.10.3-2019/CSA 4.3-2019 | Yes | Yes | Yes | Yes | Not Applicable | [5 empty] | 40166 | COM GAS ASME EF | 205049539
EF100T150E3N2 | EF100T150 | Bradford White | 671632331765 | Active | [10 empty] | No | Not Applicable | Not Applicable | Commercial Water Heating | Water Heating.Gas | 3 | 1 |  |  |  | 238-55256-00 |  |  |  | 238-36612-00 |  | 238-46101-00 |  |  |  |  | Gas | Natural Gas |  |  |  | Indoor |  | Floor Mounted |  | No | Not Applicable | 150 | Category IV | 3 | 3 | 0.75 | 1.5 | Yes | [7 empty] | 150000 BTU/Hr |  |  |  | 100 |  | Not Applicable | On/Off | Yes, it does comply with jurisdictions having 14ng/J NOx Regulations | [6 empty] | 850 | 35 | 32.25 | 88.75 | 884 | 1674 | 28.25 | 77.125 | 28.25 |  | 72.625 |  | 180 | 12.8125 | 62.9375 |  |  |  |  | 74.25 | 60.0625 | [8 empty] | 1 | 54 | 51 | ANSI Z21.10.3-2019/CSA 4.3-2019 | Yes | Yes | Yes | Yes | Not Applicable | [5 empty] | 40176 | COM GAS NC EF | 204803822
EF100T150E3N2-806 | EF100T150 | Bradford White | 671632333776 | Active | The ""-806"" indicates that this SKU was designed and certified for Installation in Canada. | [9 empty] | No | Not Applicable | Not Applicable | Commercial Water Heating | Water Heating.Gas | 3 | 1 |  |  |  | 238-55256-00 |  |  |  | 238-36612-00 |  | 238-46101-00 |  |  |  |  | Gas | Natural Gas |  |  |  | Indoor |  | Floor Mounted |  | No | Not Applicable | 150 | Category IV | 3 | 3 | 0.75 | 1.5 | Yes | [7 empty] | Not Applicable |  |  |  | 100 |  | Not Applicable | On/Off | Not Applicable | [6 empty] | 850 | 35 | 32.25 | 88.75 | 884 | 1674 | 28.25 | 77.125 | 28.25 |  | 72.625 |  | 180 | 12.8125 | 62.9375 |  |  |  |  | 74.25 | 60.0625 | [8 empty] | 1 | 54 | 51 | Not Applicable | Yes | No | Yes | No | Not Applicable | 238-55335-00 |  |  |  |  | 40176 | COM GAS NC EF
EF100T150E3N2-806-897 | EF100T150 | Bradford White | 671632576524 | Active | The ""-806"" indicates that this SKU was designed and certified for Installation in Canada. | The -897 indicates that this SKU comes with magnesium anodes. | [8 empty] | No | Not Applicable | Not Applicable | Commercial Water Heating | Water Heating.Gas | 3 | 1 |  |  |  | 238-55256-00 |  |  |  | 238-36612-00 |  | 238-46101-00 |  |  |  |  | Gas | Natural Gas |  |  |  | Indoor |  | Floor Mounted |  | No | Not Applicable | 150 | Category IV | 3 | 3 | 0.75 | 1.5 | Yes | [7 empty] | Not Applicable |  |  |  | 100 |  | Not Applicable | On/Off | Not Applicable | [6 empty] | 850 | 35 | 32.25 | 88.75 | 884 | 1674 | 28.25 | 77.125 | 28.25 |  | 72.625 |  | 180 | 12.8125 | 62.9375 |  |  |  |  | 74.25 | 60.0625 | [8 empty] | 1 | 54 | 51 | Not Applicable | Yes | No | Yes | No | Not Applicable | 238-55335-00 |  |  |  |  | 40176 | COM GAS NC EF
EF100T150E3N2-859 | EF100T150 | Bradford White | 671632572038 | Active | The ""-859"" indicates that this SKU comes with a Gas Regulator. | [9 empty] | No | Not Applicable | Not Applicable | Commercial Water Heating | Water Heating.Gas | 3 | 1 |  |  |  | 238-55256-00 |  |  |  | 238-36612-00 |  | 238-46101-00 |  |  |  |  | Gas | Natural Gas |  |  |  | Indoor |  | Floor Mounted |  | No | Not Applicable | 150 | Category IV | 3 | 3 | 0.75 | 1.5 | Yes | [7 empty] | 150000 BTU/Hr |  |  |  | 100 |  | Not Applicable | On/Off | Yes, it does comply with jurisdictions having 14ng/J NOx Regulations | [6 empty] | 850 | 35 | 32.25 | 88.75 | 884 | 1674 | 28.25 | 77.125 | 28.25 |  | 72.625 |  | 180 | 12.8125 | 62.9375 |  |  |  |  | 74.25 | 60.0625 | [8 empty] | 1 | 54 | 51 | ANSI Z21.10.3-2019/CSA 4.3-2019 | Yes | Yes | Yes | Yes | Not Applicable | [5 empty] | 40176 | COM GAS NC EF | 204803822
EF100T150E3N2-859-897 | EF100T150 | Bradford White | 671632577026 | Active | The ""-859"" indicates that this SKU comes with a Gas Regulator. | The -897 indicates that this SKU comes with magnesium anodes. | [8 empty] | No | Not Applicable | Not Applicable | Commercial Water Heating | Water Heating.Gas | 3 | 1 |  |  |  | 238-55256-00 |  |  |  | 238-36612-00 |  | 238-46101-00 |  |  |  |  | Gas | Natural Gas |  |  |  | Indoor |  | Floor Mounted |  | No | Not Applicable | 150 | Category IV | 3 | 3 | 0.75 | 1.5 | Yes | [7 empty] | 150000 BTU/Hr |  |  |  | 100 |  | Not Applicable | On/Off | Yes, it does comply with jurisdictions having 14ng/J NOx Regulations | [6 empty] | 850 | 35 | 32.25 | 88.75 | 884 | 1674 | 28.25 | 77.125 | 28.25 |  | 72.625 |  | 180 | 12.8125 | 62.9375 |  |  |  |  | 74.25 | 60.0625 | [8 empty] | 1 | 54 | 51 | ANSI Z21.10.3-2019/CSA 4.3-2019 | Yes | Yes | Yes | Yes | Not Applicable | [5 empty] | 40176 | COM GAS NC EF | 204803822
EF100T150E3N2-879 | EF100T150 | Bradford White | 671632713455 | Active | The ""-879"" indicates that this SKU operates on a Gas Supply Pressure Range of 3.5"" - 14"" W.C. | [9 empty] | No | Not Applicable | Not Applicable | Commercial Water Heating | Water Heating.Gas | 3 | 1 |  |  |  | 238-55256-00 |  |  |  | 238-36612-00 |  | 238-48371-00 |  |  |  |  | Gas | Natural Gas |  |  |  | Indoor |  | Floor Mounted |  | No | Not Applicable | 150 | Category IV | 3 | 3 | 0.75 | 1.5 | Yes | [7 empty] | 150000 BTU/Hr |  |  |  | 100 |  | Not Applicable | On/Off | Yes, it does comply with jurisdictions having 14ng/J NOx Regulations | [6 empty] | 850 | 35 | 32.25 | 88.75 | 884 | 1674 | 28.25 | 77.125 | 28.25 |  | 72.625 |  | 180 | 12.8125 | 62.9375 |  |  |  |  | 74.25 | 60.0625 | [8 empty] | 1 | 54 | 51 | ANSI Z21.10.3-2019/CSA 4.3-2019 | Yes | Yes | Yes | Yes | Not Applicable | [5 empty] | 40176 | COM GAS NC EF | 204803822
EF100T150E3N2-879-897 | EF100T150 | Bradford White | 671632577699 | Active | The ""-879"" indicates that this SKU operates on a Gas Supply Pressure Range of 3.5"" - 14"" W.C. | The -897 indicates that this SKU comes with magnesium anodes. | [8 empty] | No | Not Applicable | Not Applicable | Commercial Water Heating | Water Heating.Gas | 3 | 1 |  |  |  | 238-55256-00 |  |  |  | 238-36612-00 |  | 238-48371-00 |  |  |  |  | Gas | Natural Gas |  |  |  | Indoor |  | Floor Mounted |  | No | Not Applicable | 150 | Category IV | 3 | 3 | 0.75 | 1.5 | Yes | [7 empty] | 150000 BTU/Hr |  |  |  | 100 |  | Not Applicable | On/Off | Yes, it does comply with jurisdictions having 14ng/J NOx Regulations | [6 empty] | 850 | 35 | 32.25 | 88.75 | 884 | 1674 | 28.25 | 77.125 | 28.25 |  | 72.625 |  | 180 | 12.8125 | 62.9375 |  |  |  |  | 74.25 | 60.0625 | [8 empty] | 1 | 54 | 51 | ANSI Z21.10.3-2019/CSA 4.3-2019 | Yes | Yes | Yes | Yes | Not Applicable | [5 empty] | 40176 | COM GAS NC EF | 204803822
EF100T150E3N2-895 | EF100T150 | Bradford White | 671632556014 | Active | The -895 indicates that this SKU comes with integrated controls and powered anodes. | [9 empty] | No | Not Applicable | Not Applicable | Commercial Water Heating | Water Heating.Gas | 3 | 1 |  |  |  | 238-54447-00 |  |  |  | 238-36612-00 |  | 238-46101-00 |  |  |  |  | Gas | Natural Gas |  |  |  | Indoor |  | Floor Mounted |  | No | Not Applicable | 150 | Category IV | 3 | 3 | 0.75 | 1.5 | Yes | [7 empty] | 150000 BTU/Hr |  |  |  | 100 |  | Not Applicable | On/Off | Yes, it does comply with jurisdictions having 14ng/J NOx Regulations | [6 empty] | 850 | 35 | 32.25 | 88.75 | 884 | 1674 | 28.25 | 77.125 | 28.25 |  | 72.625 |  | 180 | 12.8125 | 62.9375 |  |  |  |  | 74.25 | 60.0625 | [8 empty] | 1 | 54 | 51 | ANSI Z21.10.3-2019/CSA 4.3-2019 | Yes | Yes | Yes | Yes | Not Applicable | [5 empty] | 40176 | COM GAS NC EF | 204803822
EF100T150E3N2-895-806 | EF100T150 | Bradford White | 671632557516 | Active | The ""-806"" indicates that this SKU was designed and certified for Installation in Canada. | The -895 indicates that this SKU comes with integrated controls and powered anodes. | [8 empty] | No | Not Applicable | Not Applicable | Commercial Water Heating | Water Heating.Gas | 3 | 1 |  |  |  | 238-54447-00 |  |  |  | 238-36612-00 |  | 238-46101-00 |  |  |  |  | Gas | Natural Gas |  |  |  | Indoor |  | Floor Mounted |  | No | Not Applicable | 150 | Category IV | 3 | 3 | 0.75 | 1.5 | Yes | [7 empty] | Not Applicable |  |  |  | 100 |  | Not Applicable | On/Off | Not Applicable | [6 empty] | 850 | 35 | 32.25 | 88.75 | 884 | 1674 | 28.25 | 77.125 | 28.25 |  | 72.625 |  | 180 | 12.8125 | 62.9375 |  |  |  |  | 74.25 | 60.0625 | [8 empty] | 1 | 54 | 51 | Not Applicable | Yes | No | Yes | No | Not Applicable | [5 empty] | 40176 | COM GAS NC EF
EF100T150E3N2-897 | EF100T150 | Bradford White | 671632576074 | Active | The -897 indicates that this SKU comes with magnesium anodes. | [9 empty] | No | Not Applicable | Not Applicable | Commercial Water Heating | Water Heating.Gas | 3 | 1 |  |  |  | 238-55256-00 |  |  |  | 238-36612-00 |  | 238-46101-00 |  |  |  |  | Gas | Natural Gas |  |  |  | Indoor |  | Floor Mounted |  | No | Not Applicable | 150 | Category IV | 3 | 3 | 0.75 | 1.5 | Yes | [7 empty] | 150000 BTU/Hr |  |  |  | 100 |  | Not Applicable | On/Off | Yes, it does comply with jurisdictions having 14ng/J NOx Regulations | [6 empty] | 850 | 35 | 32.25 | 88.75 | 884 | 1674 | 28.25 | 77.125 | 28.25 |  | 72.625 |  | 180 | 12.8125 | 62.9375 |  |  |  |  | 74.25 | 60.0625 | [8 empty] | 1 | 54 | 51 | ANSI Z21.10.3-2019/CSA 4.3-2019 | Yes | Yes | Yes | Yes | Not Applicable | [5 empty] | 40176 | COM GAS NC EF | 204803822
EF100T150E3NA2 | EF100T150A | Bradford White | 671632332069 | Active | [10 empty] | No | Not Applicable | Not Applicable | Commercial Water Heating | Water Heating.Gas | 3 | 1 |  |  |  | 238-55256-00 |  |  |  | 238-36612-00 |  | 238-46101-00 |  |  |  |  | Gas | Natural Gas |  |  |  | Indoor |  | Floor Mounted |  | Yes | HLW | 150 | Category IV | 3 | 3 | 0.75 | 1.5 | Yes | [7 empty] | 150000 BTU/Hr |  |  |  | 100 |  | Not Applicable | On/Off | Yes, it does comply with jurisdictions having 14ng/J NOx Regulations | [6 empty] | 900 | 35 | 32.25 | 88.75 | 936 | 1724 | 28.25 | 77.125 | 28.25 |  | 72.625 |  | 180 | 12.8125 | 62.9375 |  |  |  |  | 74.25 | 60.0625 | [8 empty] | 1 | 54 | 51 | ANSI Z21.10.3-2019/CSA 4.3-2019 | Yes | Yes | Yes | Yes | Not Applicable | [5 empty] | 40176 | COM GAS NC EF | 204803822
EF100T150E3NA2-806 | EF100T150A | Bradford White | 671632333790 | Active | The ""-806"" indicates that this SKU was designed and certified for Installation in Canada. | [9 empty] | No | Not Applicable | Not Applicable | Commercial Water Heating | Water Heating.Gas | 3 | 1 |  |  |  | 238-55256-00 |  |  |  | 238-36612-00 |  | 238-46101-00 |  |  |  |  | Gas | Natural Gas |  |  |  | Indoor |  | Floor Mounted |  | Yes | HLW | 150 | Category IV | 3 | 3 | 0.75 | 1.5 | Yes | [7 empty] | Not Applicable |  |  |  | 100 |  | Not Applicable | On/Off | Not Applicable | [6 empty] | 900 | 35 | 32.25 | 88.75 | 936 | 1724 | 28.25 | 77.125 | 28.25 |  | 72.625 |  | 180 | 12.8125 | 62.9375 |  |  |  |  | 74.25 | 60.0625 | [8 empty] | 1 | 54 | 51 | Not Applicable | Yes | No | Yes | No | Not Applicable | 238-55335-00 |  |  |  |  | 40176 | COM GAS NC EF
EF100T150E3NA2-806-897 | EF100T150A | Bradford White | 671632576623 | Active | The ""-806"" indicates that this SKU was designed and certified for Installation in Canada. | The -897 indicates that this SKU comes with magnesium anodes. | [8 empty] | No | Not Applicable | Not Applicable | Commercial Water Heating | Water Heating.Gas | 3 | 1 |  |  |  | 238-55256-00 |  |  |  | 238-36612-00 |  | 238-46101-00 |  |  |  |  | Gas | Natural Gas |  |  |  | Indoor |  | Floor Mounted |  | Yes | HLW | 150 | Category IV | 3 | 3 | 0.75 | 1.5 | Yes | [7 empty] | Not Applicable |  |  |  | 100 |  | Not Applicable | On/Off | Not Applicable | [6 empty] | 900 | 35 | 32.25 | 88.75 | 936 | 1724 | 28.25 | 77.125 | 28.25 |  | 72.625 |  | 180 | 12.8125 | 62.9375 |  |  |  |  | 74.25 | 60.0625 | [8 empty] | 1 | 54 | 51 | Not Applicable | Yes | No | Yes | No | Not Applicable | 238-55335-00 |  |  |  |  | 40166 | COM GAS ASME EF
EF100T150E3NA2-859 | EF100T150A | Bradford White | 671632572045 | Active | The ""-859"" indicates that this SKU comes with a Gas Regulator. | [9 empty] | No | Not Applicable | Not Applicable | Commercial Water Heating | Water Heating.Gas | 3 | 1 |  |  |  | 238-55256-00 |  |  |  | 238-36612-00 |  | 238-46101-00 |  |  |  |  | Gas | Natural Gas |  |  |  | Indoor |  | Floor Mounted |  | Yes | HLW | 150 | Category IV | 3 | 3 | 0.75 | 1.5 | Yes | [7 empty] | 150000 BTU/Hr |  |  |  | 100 |  | Not Applicable | On/Off | Yes, it does comply with jurisdictions having 14ng/J NOx Regulations | [6 empty] | 900 | 35 | 32.25 | 88.75 | 936 | 1724 | 28.25 | 77.125 | 28.25 |  | 72.625 |  | 180 | 12.8125 | 62.9375 |  |  |  |  | 74.25 | 60.0625 | [8 empty] | 1 | 54 | 51 | ANSI Z21.10.3-2019/CSA 4.3-2019 | Yes | Yes | Yes | Yes | Not Applicable | [5 empty] | 40176 | COM GAS NC EF | 204803822
EF100T150E3NA2-859-897 | EF100T150A | Bradford White | 671632577064 | Active | The ""-859"" indicates that this SKU comes with a Gas Regulator. | The -897 indicates that this SKU comes with magnesium anodes. | [8 empty] | No | Not Applicable | Not Applicable | Commercial Water Heating | Water Heating.Gas | 3 | 1 |  |  |  | 238-55256-00 |  |  |  | 238-36612-00 |  | 238-46101-00 |  |  |  |  | Gas | Natural Gas |  |  |  | Indoor |  | Floor Mounted |  | Yes | HLW | 150 | Category IV | 3 | 3 | 0.75 | 1.5 | Yes | [7 empty] | 150000 BTU/Hr |  |  |  | 100 |  | Not Applicable | On/Off | Yes, it does comply with jurisdictions having 14ng/J NOx Regulations | [6 empty] | 900 | 35 | 32.25 | 88.75 | 936 | 1724 | 28.25 | 77.125 | 28.25 |  | 72.625 |  | 180 | 12.8125 | 62.9375 |  |  |  |  | 74.25 | 60.0625 | [8 empty] | 1 | 54 | 51 | ANSI Z21.10.3-2019/CSA 4.3-2019 | Yes | Yes | Yes | Yes | Not Applicable | [5 empty] | 40166 | COM GAS ASME EF | 204803822
EF100T150E3NA2-879 | EF100T150A | Bradford White | 671632713462 | Active | The ""-879"" indicates that this SKU operates on a Gas Supply Pressure Range of 3.5"" - 14"" W.C. | [9 empty] | No | Not Applicable | Not Applicable | Commercial Water Heating | Water Heating.Gas | 3 | 1 |  |  |  | 238-55256-00 |  |  |  | 238-36612-00 |  | 238-48371-00 |  |  |  |  | Gas | Natural Gas |  |  |  | Indoor |  | Floor Mounted |  | Yes | HLW | 150 | Category IV | 3 | 3 | 0.75 | 1.5 | Yes | [7 empty] | 150000 BTU/Hr |  |  |  | 100 |  | Not Applicable | On/Off | Yes, it does comply with jurisdictions having 14ng/J NOx Regulations | [6 empty] | 900 | 35 | 32.25 | 88.75 | 936 | 1724 | 28.25 | 77.125 | 28.25 |  | 72.625 |  | 180 | 12.8125 | 62.9375 |  |  |  |  | 74.25 | 60.0625 | [8 empty] | 1 | 54 | 51 | ANSI Z21.10.3-2019/CSA 4.3-2019 | Yes | Yes | Yes | Yes | Not Applicable | [5 empty] | 40176 | COM GAS NC EF | 204803822
EF100T150E3NA2-879-897 | EF100T150A | Bradford White | 671632577682 | Active | The ""-879"" indicates that this SKU operates on a Gas Supply Pressure Range of 3.5"" - 14"" W.C. | The -897 indicates that this SKU comes with magnesium anodes. | [8 empty] | No | Not Applicable | Not Applicable | Commercial Water Heating | Water Heating.Gas | 3 | 1 |  |  |  | 238-55256-00 |  |  |  | 238-36612-00 |  | 238-48371-00 |  |  |  |  | Gas | Natural Gas |  |  |  | Indoor |  | Floor Mounted |  | Yes | HLW | 150 | Category IV | 3 | 3 | 0.75 | 1.5 | Yes | [7 empty] | 150000 BTU/Hr |  |  |  | 100 |  | Not Applicable | On/Off | Yes, it does comply with jurisdictions having 14ng/J NOx Regulations | [6 empty] | 900 | 35 | 32.25 | 88.75 | 936 | 1724 | 28.25 | 77.125 | 28.25 |  | 72.625 |  | 180 | 12.8125 | 62.9375 |  |  |  |  | 74.25 | 60.0625 | [8 empty] | 1 | 54 | 51 | ANSI Z21.10.3-2019/CSA 4.3-2019 | Yes | Yes | Yes | Yes | Not Applicable | [5 empty] | 40166 | COM GAS ASME EF | 204803822
EF100T150E3NA2-895 | EF100T150A | Bradford White | 671632556069 | Active | The -895 indicates that this SKU comes with integrated controls and powered anodes. | [9 empty] | No | Not Applicable | Not Applicable | Commercial Water Heating | Water Heating.Gas | 3 | 1 |  |  |  | 238-54447-00 |  |  |  | 238-36612-00 |  | 238-46101-00 |  |  |  |  | Gas | Natural Gas |  |  |  | Indoor |  | Floor Mounted |  | Yes | HLW | 150 | Category IV | 3 | 3 | 0.75 | 1.5 | Yes | [7 empty] | 150000 BTU/Hr |  |  |  | 100 |  | Not Applicable | On/Off | Yes, it does comply with jurisdictions having 14ng/J NOx Regulations | [6 empty] | 900 | 35 | 32.25 | 88.75 | 936 | 1724 | 28.25 | 77.125 | 28.25 |  | 72.625 |  | 180 | 12.8125 | 62.9375 |  |  |  |  | 74.25 | 60.0625 | [8 empty] | 1 | 54 | 51 | ANSI Z21.10.3-2019/CSA 4.3-2019 | Yes | Yes | Yes | Yes | Not Applicable | [5 empty] | 40176 | COM GAS NC EF | 204803822
EF100T150E3NA2-897 | EF100T150A | Bradford White | 671632576357 | Active | The -897 indicates that this SKU comes with magnesium anodes. | [9 empty] | No | Not Applicable | Not Applicable | Commercial Water Heating | Water Heating.Gas | 3 | 1 |  |  |  | 238-55256-00 |  |  |  | 238-36612-00 |  | 238-46101-00 |  |  |  |  | Gas | Natural Gas |  |  |  | Indoor |  | Floor Mounted |  | Yes | HLW | 150 | Category IV | 3 | 3 | 0.75 | 1.5 | Yes | [7 empty] | 150000 BTU/Hr |  |  |  | 100 |  | Not Applicable | On/Off | Yes, it does comply with jurisdictions having 14ng/J NOx Regulations | [6 empty] | 900 | 35 | 32.25 | 88.75 | 936 | 1724 | 28.25 | 77.125 | 28.25 |  | 72.625 |  | 180 | 12.8125 | 62.9375 |  |  |  |  | 74.25 | 60.0625 | [8 empty] | 1 | 54 | 51 | ANSI Z21.10.3-2019/CSA 4.3-2019 | Yes | Yes | Yes | Yes | Not Applicable | [5 empty] | 40166 | COM GAS ASME EF | 204803822
EF100T150E5N2 | EF100T150 | Bradford White | 671632591510 | Active | [10 empty] | No | Not Applicable | Not Applicable | Commercial Water Heating | Water Heating.Gas | 5 | 1 |  |  |  | 238-55256-00 |  |  |  | 238-36612-00 |  | 238-46101-00 |  |  |  |  | Gas | Natural Gas |  |  |  | Indoor |  | Floor Mounted |  | No | Not Applicable | 150 | Category IV | 3 | 3 | 0.75 | 1.5 | Yes | [7 empty] | 150000 BTU/Hr |  |  |  | 100 |  | Not Applicable | On/Off | Yes, it does comply with jurisdictions having 14ng/J NOx Regulations | [6 empty] | 850 | 35 | 32.25 | 88.75 | 884 | 1674 | 28.25 | 77.125 | 28.25 |  | 72.625 |  | 180 | 12.8125 | 62.9375 |  |  |  |  | 74.25 | 60.0625 | [8 empty] | 1 | 54 | 51 | ANSI Z21.10.3-2019/CSA 4.3-2019 | Yes | Yes | Yes | Yes | Not Applicable | [5 empty] | 40176 | COM GAS NC EF | 204803822
EF100T150E5N2-895 | EF100T150 | Bradford White | 671632557868 | Active | The -895 indicates that this SKU comes with integrated controls and powered anodes. | [9 empty] | No | Not Applicable | Not Applicable | Commercial Water Heating | Water Heating.Gas | 5 | 1 |  |  |  | 238-54447-00 |  |  |  | 238-36612-00 |  | 238-46101-00 |  |  |  |  | Gas | Natural Gas |  |  |  | Indoor |  | Floor Mounted |  | No | Not Applicable | 150 | Category IV | 3 | 3 | 0.75 | 1.5 | Yes | [7 empty] | 150000 BTU/Hr |  |  |  | 100 |  | Not Applicable | On/Off | Yes, it does comply with jurisdictions having 14ng/J NOx Regulations | [6 empty] | 850 | 35 | 32.25 | 88.75 | 884 | 1674 | 28.25 | 77.125 | 28.25 |  | 72.625 |  | 180 | 12.8125 | 62.9375 |  |  |  |  | 74.25 | 60.0625 | [8 empty] | 1 | 54 | 51 | ANSI Z21.10.3-2019/CSA 4.3-2019 | Yes | Yes | Yes | Yes | Not Applicable | [5 empty] | 40176 | COM GAS NC EF | 204803822
EF100T150E5N2-897 | EF100T150 | Bradford White | 671632577156 | Active | The -897 indicates that this SKU comes with magnesium anodes. | [9 empty] | No | Not Applicable | Not Applicable | Commercial Water Heating | Water Heating.Gas | 5 | 1 |  |  |  | 238-55256-00 |  |  |  | 238-36612-00 |  | 238-46101-00 |  |  |  |  | Gas | Natural Gas |  |  |  | Indoor |  | Floor Mounted |  | No | Not Applicable | 150 | Category IV | 3 | 3 | 0.75 | 1.5 | Yes | [7 empty] | 150000 BTU/Hr |  |  |  | 100 |  | Not Applicable | On/Off | Yes, it does comply with jurisdictions having 14ng/J NOx Regulations | [6 empty] | 850 | 35 | 32.25 | 88.75 | 884 | 1674 | 28.25 | 77.125 | 28.25 |  | 72.625 |  | 180 | 12.8125 | 62.9375 |  |  |  |  | 74.25 | 60.0625 | [8 empty] | 1 | 54 | 51 | ANSI Z21.10.3-2019/CSA 4.3-2019 | Yes | Yes | Yes | Yes | Not Applicable | [5 empty] | 40176 | COM GAS NC EF | 204803822
EF100T150E5NA2 | EF100T150A | Bradford White | 671632652983 | Active | [10 empty] | No | Not Applicable | Not Applicable | Commercial Water Heating | Water Heating.Gas | 5 | 1 |  |  |  | 238-55256-00 |  |  |  | 238-36612-00 |  | 238-46101-00 |  |  |  |  | Gas | Natural Gas |  |  |  | Indoor |  | Floor Mounted |  | Yes | HLW | 150 | Category IV | 3 | 3 | 0.75 | 1.5 | Yes | [7 empty] | 150000 BTU/Hr |  |  |  | 100 |  | Not Applicable | On/Off | Yes, it does comply with jurisdictions having 14ng/J NOx Regulations | [6 empty] | 900 | 35 | 32.25 | 88.75 | 936 | 1724 | 28.25 | 77.125 | 28.25 |  | 72.625 |  | 180 | 12.8125 | 62.9375 |  |  |  |  | 74.25 | 60.0625 | [8 empty] | 1 | 54 | 51 | ANSI Z21.10.3-2019/CSA 4.3-2019 | Yes | Yes | Yes | Yes | Not Applicable | [5 empty] | 40176 | COM GAS NC EF | 204803822
EF100T150E5NA2-895 | EF100T150A | Bradford White | 671632558452 | Active | The -895 indicates that this SKU comes with integrated controls and powered anodes. | [9 empty] | No | Not Applicable | Not Applicable | Commercial Water Heating | Water Heating.Gas | 5 | 1 |  |  |  | 238-54447-00 |  |  |  | 238-36612-00 |  | 238-46101-00 |  |  |  |  | Gas | Natural Gas |  |  |  | Indoor |  | Floor Mounted |  | Yes | HLW | 150 | Category IV | 3 | 3 | 0.75 | 1.5 | Yes | [7 empty] | 150000 BTU/Hr |  |  |  | 100 |  | Not Applicable | On/Off | Yes, it does comply with jurisdictions having 14ng/J NOx Regulations | [6 empty] | 900 | 35 | 32.25 | 88.75 | 936 | 1724 | 28.25 | 77.125 | 28.25 |  | 72.625 |  | 180 | 12.8125 | 62.9375 |  |  |  |  | 74.25 | 60.0625 | [8 empty] | 1 | 54 | 51 | ANSI Z21.10.3-2019/CSA 4.3-2019 | Yes | Yes | Yes | Yes | Not Applicable | [5 empty] | 40176 | COM GAS NC EF | 204803822
EF100T150E5NA2-897 | EF100T150A | Bradford White | 671632577590 | Active | The -897 indicates that this SKU comes with magnesium anodes. | [9 empty] | No | Not Applicable | Not Applicable | Commercial Water Heating | Water Heating.Gas | 5 | 1 |  |  |  | 238-55256-00 |  |  |  | 238-36612-00 |  | 238-46101-00 |  |  |  |  | Gas | Natural Gas |  |  |  | Indoor |  | Floor Mounted |  | Yes | HLW | 150 | Category IV | 3 | 3 | 0.75 | 1.5 | Yes | [7 empty] | 150000 BTU/Hr |  |  |  | 100 |  | Not Applicable | On/Off | Yes, it does comply with jurisdictions having 14ng/J NOx Regulations | [6 empty] | 900 | 35 | 32.25 | 88.75 | 936 | 1724 | 28.25 | 77.125 | 28.25 |  | 72.625 |  | 180 | 12.8125 | 62.9375 |  |  |  |  | 74.25 | 60.0625 | [8 empty] | 1 | 54 | 51 | ANSI Z21.10.3-2019/CSA 4.3-2019 | Yes | Yes | Yes | Yes | Not Applicable | [5 empty] | 40166 | COM GAS ASME EF | 204803822
EF100T1993X2 | EF100T199 | Bradford White | 671632331796 | Active | [10 empty] | No | Not Applicable | Not Applicable | Commercial Water Heating | Water Heating.Gas | 3 | 1 |  |  |  | 238-55256-00 |  |  |  | 238-36612-00 |  | 238-46101-00 |  |  |  |  | Gas | Liquid Propane |  |  |  | Indoor |  | Floor Mounted |  | No | Not Applicable | 150 | Category IV | 3 | 3 | 0.75 | 1.5 | Yes | [7 empty] | 199999 BTU/Hr |  |  |  | 100 |  | Not Applicable | On/Off | Not Applicable | [6 empty] | 850 | 35 | 32.25 | 88.75 | 884 | 1674 | 28.25 | 78.5 | 28.25 |  | 72.625 |  | 239 | 12.8125 | 62.9375 |  |  |  |  | 74.25 | 60.0625 | [8 empty] | 1 | 54 | 51 | ANSI Z21.10.3-2019/CSA 4.3-2019 | Yes | Yes | Yes | Yes | Not Applicable | [5 empty] | 40176 | COM GAS NC EF | 205049538
EF100T1993X2-806 | EF100T199 | Bradford White | 671632333844 | Active | The ""-806"" indicates that this SKU was designed and certified for Installation in Canada. | [9 empty] | No | Not Applicable | Not Applicable | Commercial Water Heating | Water Heating.Gas | 3 | 1 |  |  |  | 238-55256-00 |  |  |  | 238-36612-00 |  | 238-46101-00 |  |  |  |  | Gas | Liquid Propane |  |  |  | Indoor |  | Floor Mounted |  | No | Not Applicable | 150 | Category IV | 3 | 3 | 0.75 | 1.5 | Yes | [7 empty] | Not Applicable |  |  |  | 100 |  | Not Applicable | On/Off | Not Applicable | [6 empty] | 850 | 35 | 32.25 | 88.75 | 884 | 1674 | 28.25 | 78.5 | 28.25 |  | 72.625 |  | 239 | 12.8125 | 62.9375 |  |  |  |  | 74.25 | 60.0625 | [8 empty] | 1 | 54 | 51 | Not Applicable | Yes | No | Yes | No | Not Applicable | 238-55335-00 |  |  |  |  | 40176 | COM GAS NC EF
EF100T1993X2-806-897 | EF100T199 | Bradford White | 671632576807 | Active | The ""-806"" indicates that this SKU was designed and certified for Installation in Canada. | The -897 indicates that this SKU comes with magnesium anodes. | [8 empty] | No | Not Applicable | Not Applicable | Commercial Water Heating | Water Heating.Gas | 3 | 1 |  |  |  | 238-55256-00 |  |  |  | 238-36612-00 |  | 238-46101-00 |  |  |  |  | Gas | Liquid Propane |  |  |  | Indoor |  | Floor Mounted |  | No | Not Applicable | 150 | Category IV | 3 | 3 | 0.75 | 1.5 | Yes | [7 empty] | Not Applicable |  |  |  | 100 |  | Not Applicable | On/Off | Not Applicable | [6 empty] | 850 | 35 | 32.25 | 88.75 | 884 | 1674 | 28.25 | 78.5 | 28.25 |  | 72.625 |  | 239 | 12.8125 | 62.9375 |  |  |  |  | 74.25 | 60.0625 | [8 empty] | 1 | 54 | 51 | Not Applicable | Yes | No | Yes | No | Not Applicable | 238-55335-00 |  |  |  |  | 40176 | COM GAS NC EF
EF100T1993X2-859 | EF100T199 | Bradford White | 671632572052 | Active | The ""-859"" indicates that this SKU comes with a Gas Regulator. | [9 empty] | No | Not Applicable | Not Applicable | Commercial Water Heating | Water Heating.Gas | 3 | 1 |  |  |  | 238-55256-00 |  |  |  | 238-36612-00 |  | 238-46101-00 |  |  |  |  | Gas | Liquid Propane |  |  |  | Indoor |  | Floor Mounted |  | No | Not Applicable | 150 | Category IV | 3 | 3 | 0.75 | 1.5 | Yes | [7 empty] | 199999 BTU/Hr |  |  |  | 100 |  | Not Applicable | On/Off | Not Applicable | [6 empty] | 850 | 35 | 32.25 | 88.75 | 884 | 1674 | 28.25 | 78.5 | 28.25 |  | 72.625 |  | 239 | 12.8125 | 62.9375 |  |  |  |  | 74.25 | 60.0625 | [8 empty] | 1 | 54 | 51 | ANSI Z21.10.3-2019/CSA 4.3-2019 | Yes | Yes | Yes | Yes | Not Applicable | [5 empty] | 40176 | COM GAS NC EF | 205049538
EF100T1993X2-859-897 | EF100T199 | Bradford White | 671632577057 | Active | The ""-859"" indicates that this SKU comes with a Gas Regulator. | The -897 indicates that this SKU comes with magnesium anodes. | [8 empty] | No | Not Applicable | Not Applicable | Commercial Water Heating | Water Heating.Gas | 3 | 1 |  |  |  | 238-55256-00 |  |  |  | 238-36612-00 |  | 238-46101-00 |  |  |  |  | Gas | Liquid Propane |  |  |  | Indoor |  | Floor Mounted |  | No | Not Applicable | 150 | Category IV | 3 | 3 | 0.75 | 1.5 | Yes | [7 empty] | 199999 BTU/Hr |  |  |  | 100 |  | Not Applicable | On/Off | Not Applicable | [6 empty] | 850 | 35 | 32.25 | 88.75 | 884 | 1674 | 28.25 | 78.5 | 28.25 |  | 72.625 |  | 239 | 12.8125 | 62.9375 |  |  |  |  | 74.25 | 60.0625 | [8 empty] | 1 | 54 | 51 | ANSI Z21.10.3-2019/CSA 4.3-2019 | Yes | Yes | Yes | Yes | Not Applicable | [5 empty] | 40176 | COM GAS NC EF | 205049538
EF100T1993X2-895 | EF100T199 | Bradford White | 671632556120 | Active | The -895 indicates that this SKU comes with integrated controls and powered anodes. | [9 empty] | No | Not Applicable | Not Applicable | Commercial Water Heating | Water Heating.Gas | 3 | 1 |  |  |  | 238-54447-00 |  |  |  | 238-36612-00 |  | 238-46101-00 |  |  |  |  | Gas | Liquid Propane |  |  |  | Indoor |  | Floor Mounted |  | No | Not Applicable | 150 | Category IV | 3 | 3 | 0.75 | 1.5 | Yes | [7 empty] | 199999 BTU/Hr |  |  |  | 100 |  | Not Applicable | On/Off | Not Applicable | [6 empty] | 850 | 35 | 32.25 | 88.75 | 884 | 1674 | 28.25 | 78.5 | 28.25 |  | 72.625 |  | 239 | 12.8125 | 62.9375 |  |  |  |  | 74.25 | 60.0625 | [8 empty] | 1 | 54 | 51 | ANSI Z21.10.3-2019/CSA 4.3-2019 | Yes | Yes | Yes | Yes | Not Applicable | [5 empty] | 40176 | COM GAS NC EF | 205049538
EF100T1993X2-897 | EF100T199 | Bradford White | 671632576098 | Active | The -897 indicates that this SKU comes with magnesium anodes. | [9 empty] | No | Not Applicable | Not Applicable | Commercial Water Heating | Water Heating.Gas | 3 | 1 |  |  |  | 238-55256-00 |  |  |  | 238-36612-00 |  | 238-46101-00 |  |  |  |  | Gas | Liquid Propane |  |  |  | Indoor |  | Floor Mounted |  | No | Not Applicable | 150 | Category IV | 3 | 3 | 0.75 | 1.5 | Yes | [7 empty] | 199999 BTU/Hr |  |  |  | 100 |  | Not Applicable | On/Off | Not Applicable | [6 empty] | 850 | 35 | 32.25 | 88.75 | 884 | 1674 | 28.25 | 78.5 | 28.25 |  | 72.625 |  | 239 | 12.8125 | 62.9375 |  |  |  |  | 74.25 | 60.0625 | [8 empty] | 1 | 54 | 51 | ANSI Z21.10.3-2019/CSA 4.3-2019 | Yes | Yes | Yes | Yes | Not Applicable | [5 empty] | 40176 | COM GAS NC EF | 205049538
EF100T1993XA2 | EF100T199A | Bradford White | 671632529360 | Active | [10 empty] | No | Not Applicable | Not Applicable | Commercial Water Heating | Water Heating.Gas | 3 | 1 |  |  |  | 238-55256-00 |  |  |  | 238-36612-00 |  | 238-46101-00 |  |  |  |  | Gas | Liquid Propane |  |  |  | Indoor |  | Floor Mounted |  | Yes | HLW | 150 | Category IV | 3 | 3 | 0.75 | 1.5 | Yes | [7 empty] | 199999 BTU/Hr |  |  |  | 100 |  | Not Applicable | On/Off | Not Applicable | [6 empty] | 900 | 35 | 32.25 | 88.75 | 936 | 1724 | 28.25 | 77.125 |  |  | 72.625 |  | 239 | 12.8125 | 62.9375 |  |  |  |  | 74.0714 | 60.0625 | [8 empty] | 1 | 54 | 51 | ANSI Z21.10.3-2019/CSA 4.3-2019 | Yes | Yes | Yes | Yes | Not Applicable | [5 empty] | 40166 | COM GAS ASME EF | 205049538
EF100T1993XA2-806 | EF100T199A | Bradford White | 671632490578 | Active | The ""-806"" indicates that this SKU was designed and certified for Installation in Canada. | [9 empty] | No | Not Applicable | Not Applicable | Commercial Water Heating | Water Heating.Gas | 3 | 1 |  |  |  | 238-55256-00 |  |  |  | 238-36612-00 |  | 238-46101-00 |  |  |  |  | Gas | Liquid Propane |  |  |  | Indoor |  | Floor Mounted |  | Yes | HLW | 150 | Category IV | 3 | 3 | 0.75 | 1.5 | Yes | [7 empty] | Not Applicable |  |  |  | 100 |  | Not Applicable | On/Off | Not Applicable | [6 empty] | 900 | 35 | 32.25 | 88.75 | 936 | 1724 | 28.25 | 77.125 |  |  | 72.625 |  | 239 | 12.8125 | 62.9375 |  |  |  |  | 74.0714 | 60.0625 | [8 empty] | 1 | 54 | 51 | Not Applicable | Yes | No | Yes | No | Not Applicable | 238-55335-00 |  |  |  |  | 40166 | COM GAS ASME EF
EF100T1993XA2-806-897 | EF100T199A | Bradford White | 671632576869 | Active | The ""-806"" indicates that this SKU was designed and certified for Installation in Canada. | The -897 indicates that this SKU comes with magnesium anodes. | [8 empty] | No | Not Applicable | Not Applicable | Commercial Water Heating | Water Heating.Gas | 3 | 1 |  |  |  | 238-55256-00 |  |  |  | 238-36612-00 |  | 238-46101-00 |  |  |  |  | Gas | Liquid Propane |  |  |  | Indoor |  | Floor Mounted |  | Yes | HLW | 150 | Category IV | 3 | 3 | 0.75 | 1.5 | Yes | [7 empty] | Not Applicable |  |  |  | 100 |  | Not Applicable | On/Off | Not Applicable | [6 empty] | 900 | 35 | 32.25 | 88.75 | 936 | 1724 | 28.25 | 77.125 |  |  | 72.625 |  | 239 | 12.8125 | 62.9375 |  |  |  |  | 74.0714 | 60.0625 | [8 empty] | 1 | 54 | 51 | Not Applicable | Yes | No | Yes | No | Not Applicable | 238-55335-00 |  |  |  |  | 40166 | COM GAS ASME EF
EF100T1993XA2-859 | EF100T199A | Bradford White | 671632572069 | Active | The ""-859"" indicates that this SKU comes with a Gas Regulator. | [9 empty] | No | Not Applicable | Not Applicable | Commercial Water Heating | Water Heating.Gas | 3 | 1 |  |  |  | 238-55256-00 |  |  |  | 238-36612-00 |  | 238-46101-00 |  |  |  |  | Gas | Liquid Propane |  |  |  | Indoor |  | Floor Mounted |  | Yes | HLW | 150 | Category IV | 3 | 3 | 0.75 | 1.5 | Yes | [7 empty] | 199999 BTU/Hr |  |  |  | 100 |  | Not Applicable | On/Off | Not Applicable | [6 empty] | 900 | 35 | 32.25 | 88.75 | 936 | 1724 | 28.25 | 77.125 |  |  | 72.625 |  | 239 | 12.8125 | 62.9375 |  |  |  |  | 74.0714 | 60.0625 | [8 empty] | 1 | 54 | 51 | ANSI Z21.10.3-2019/CSA 4.3-2019 | Yes | Yes | Yes | Yes | Not Applicable | [5 empty] | 40166 | COM GAS ASME EF | 205049538
EF100T1993XA2-859-897 | EF100T199A | Bradford White | 671632577101 | Active | The ""-859"" indicates that this SKU comes with a Gas Regulator. | The -897 indicates that this SKU comes with magnesium anodes. | [8 empty] | No | Not Applicable | Not Applicable | Commercial Water Heating | Water Heating.Gas | 3 | 1 |  |  |  | 238-55256-00 |  |  |  | 238-36612-00 |  | 238-46101-00 |  |  |  |  | Gas | Liquid Propane |  |  |  | Indoor |  | Floor Mounted |  | Yes | HLW | 150 | Category IV | 3 | 3 | 0.75 | 1.5 | Yes | [7 empty] | 199999 BTU/Hr |  |  |  | 100 |  | Not Applicable | On/Off | Not Applicable | [6 empty] | 900 | 35 | 32.25 | 88.75 | 936 | 1724 | 28.25 | 77.125 |  |  | 72.625 |  | 239 | 12.8125 | 62.9375 |  |  |  |  | 74.0714 | 60.0625 | [8 empty] | 1 | 54 | 51 | ANSI Z21.10.3-2019/CSA 4.3-2019 | Yes | Yes | Yes | Yes | Not Applicable | [5 empty] | 40166 | COM GAS ASME EF | 205049538
EF100T1993XA2-895 | EF100T199A | Bradford White | 671632556137 | Active | The -895 indicates that this SKU comes with integrated controls and powered anodes. | [9 empty] | No | Not Applicable | Not Applicable | Commercial Water Heating | Water Heating.Gas | 3 | 1 |  |  |  | 238-54447-00 |  |  |  | 238-36612-00 |  | 238-46101-00 |  |  |  |  | Gas | Liquid Propane |  |  |  | Indoor |  | Floor Mounted |  | Yes | HLW | 150 | Category IV | 3 | 3 | 0.75 | 1.5 | Yes | [7 empty] | 199999 BTU/Hr |  |  |  | 100 |  | Not Applicable | On/Off | Not Applicable | [6 empty] | 900 | 35 | 32.25 | 88.75 | 936 | 1724 | 28.25 | 77.125 |  |  | 72.625 |  | 239 | 12.8125 | 62.9375 |  |  |  |  | 74.0714 | 60.0625 | [8 empty] | 1 | 54 | 51 | ANSI Z21.10.3-2019/CSA 4.3-2019 | Yes | Yes | Yes | Yes | Not Applicable | [5 empty] | 40166 | COM GAS ASME EF | 205049538
EF100T1993XA2-897 | EF100T199A | Bradford White | 671632576470 | Active | The -897 indicates that this SKU comes with magnesium anodes. | [9 empty] | No | Not Applicable | Not Applicable | Commercial Water Heating | Water Heating.Gas | 3 | 1 |  |  |  | 238-55256-00 |  |  |  | 238-36612-00 |  | 238-46101-00 |  |  |  |  | Gas | Liquid Propane |  |  |  | Indoor |  | Floor Mounted |  | Yes | HLW | 150 | Category IV | 3 | 3 | 0.75 | 1.5 | Yes | [7 empty] | 199999 BTU/Hr |  |  |  | 100 |  | Not Applicable | On/Off | Not Applicable | [6 empty] | 900 | 35 | 32.25 | 88.75 | 936 | 1724 | 28.25 | 77.125 |  |  | 72.625 |  | 239 | 12.8125 | 62.9375 |  |  |  |  | 74.0714 | 60.0625 | [8 empty] | 1 | 54 | 51 | ANSI Z21.10.3-2019/CSA 4.3-2019 | Yes | Yes | Yes | Yes | Not Applicable | [5 empty] | 40166 | COM GAS ASME EF | 205049538
EF100T1995X2 | EF100T199 | Bradford White | 671632644193 | Active | [10 empty] | No | Not Applicable | Not Applicable | Commercial Water Heating | Water Heating.Gas | 5 | 1 |  |  |  | 238-55256-00 |  |  |  | 238-36612-00 |  | 238-46101-00 |  |  |  |  | Gas | Liquid Propane |  |  |  | Indoor |  | Floor Mounted |  | No | Not Applicable | 150 | Category IV | 3 | 3 | 0.75 | 1.5 | Yes | [7 empty] | 199999 BTU/Hr |  |  |  | 100 |  | Not Applicable | On/Off | Not Applicable | [6 empty] | 850 | 35 | 32.25 | 88.75 | 884 | 1674 | 28.25 | 78.5 | 28.25 |  | 72.625 |  | 239 | 12.8125 | 62.9375 |  |  |  |  | 74.25 | 60.0625 | [8 empty] | 1 | 54 | 51 | ANSI Z21.10.3-2019/CSA 4.3-2019 | Yes | Yes | Yes | Yes | Not Applicable | [5 empty] | 40176 | COM GAS NC EF | 205049538
EF100T1995X2-895 | EF100T199 | Bradford White | 671632578856 | Active | The -895 indicates that this SKU comes with integrated controls and powered anodes. | [9 empty] | No | Not Applicable | Not Applicable | Commercial Water Heating | Water Heating.Gas | 5 | 1 |  |  |  | 238-54447-00 |  |  |  | 238-36612-00 |  | 238-46101-00 |  |  |  |  | Gas | Liquid Propane |  |  |  | Indoor |  | Floor Mounted |  | No | Not Applicable | 150 | Category IV | 3 | 3 | 0.75 | 1.5 | Yes | [7 empty] | 199999 BTU/Hr |  |  |  | 100 |  | Not Applicable | On/Off | Not Applicable | [6 empty] | 850 | 35 | 32.25 | 88.75 | 884 | 1674 | 28.25 | 78.5 | 28.25 |  | 72.625 |  | 239 | 12.8125 | 62.9375 |  |  |  |  | 74.25 | 60.0625 | [8 empty] | 1 | 54 | 51 | ANSI Z21.10.3-2019/CSA 4.3-2019 | Yes | Yes | Yes | Yes | Not Applicable | [5 empty] | 40176 | COM GAS NC EF | 205049538
EF100T1995X2-897 | EF100T199 | Bradford White | 671632577521 | Active | The -897 indicates that this SKU comes with magnesium anodes. | [9 empty] | No | Not Applicable | Not Applicable | Commercial Water Heating | Water Heating.Gas | 5 | 1 |  |  |  | 238-55256-00 |  |  |  | 238-36612-00 |  | 238-46101-00 |  |  |  |  | Gas | Liquid Propane |  |  |  | Indoor |  | Floor Mounted |  | No | Not Applicable | 150 | Category IV | 3 | 3 | 0.75 | 1.5 | Yes | [7 empty] | 199999 BTU/Hr |  |  |  | 100 |  | Not Applicable | On/Off | Not Applicable | [6 empty] | 850 | 35 | 32.25 | 88.75 | 884 | 1674 | 28.25 | 78.5 | 28.25 |  | 72.625 |  | 239 | 12.8125 | 62.9375 |  |  |  |  | 74.25 | 60.0625 | [8 empty] | 1 | 54 | 51 | ANSI Z21.10.3-2019/CSA 4.3-2019 | Yes | Yes | Yes | Yes | Not Applicable | [5 empty] | 40176 | COM GAS NC EF | 205049538
EF100T1995XA2 | EF100T199A | Bradford White | 671632695799 | Active | [10 empty] | No | Not Applicable | Not Applicable | Commercial Water Heating | Water Heating.Gas | 5 | 1 |  |  |  | 238-55256-00 |  |  |  | 238-36612-00 |  | 238-46101-00 |  |  |  |  | Gas | Liquid Propane |  |  |  | Indoor |  | Floor Mounted |  | Yes | HLW | 150 | Category IV | 3 | 3 | 0.75 | 1.5 | Yes | [7 empty] | 199999 BTU/Hr |  |  |  | 100 |  | Not Applicable | On/Off | Not Applicable | [6 empty] | 900 | 35 | 32.25 | 88.75 | 936 | 1724 | 28.25 | 77.125 |  |  | 72.625 |  | 239 | 12.8125 | 62.9375 |  |  |  |  | 74.0714 | 60.0625 | [8 empty] | 1 | 54 | 51 | ANSI Z21.10.3-2019/CSA 4.3-2019 | Yes | Yes | Yes | Yes | Not Applicable | [5 empty] | 40166 | COM GAS ASME EF | 205049538
EF100T1995XA2-897 | EF100T199A | Bradford White | 671632577712 | Active | The -897 indicates that this SKU comes with magnesium anodes. | [9 empty] | No | Not Applicable | Not Applicable | Commercial Water Heating | Water Heating.Gas | 5 | 1 |  |  |  | 238-55256-00 |  |  |  | 238-36612-00 |  | 238-46101-00 |  |  |  |  | Gas | Liquid Propane |  |  |  | Indoor |  | Floor Mounted |  | Yes | HLW | 150 | Category IV | 3 | 3 | 0.75 | 1.5 | Yes | [7 empty] | 199999 BTU/Hr |  |  |  | 100 |  | Not Applicable | On/Off | Not Applicable | [6 empty] | 900 | 35 | 32.25 | 88.75 | 936 | 1724 | 28.25 | 77.125 |  |  | 72.625 |  | 239 | 12.8125 | 62.9375 |  |  |  |  | 74.0714 | 60.0625 | [8 empty] | 1 | 54 | 51 | ANSI Z21.10.3-2019/CSA 4.3-2019 | Yes | Yes | Yes | Yes | Not Applicable | [5 empty] | 40166 | COM GAS ASME EF | 205049538
EF100T199E3N2 | EF100T199 | Bradford White | 671632317394 | Active | [10 empty] | No | Not Applicable | Not Applicable | Commercial Water Heating | Water Heating.Gas | 3 | 1 |  |  |  | 238-55256-00 |  |  |  | 238-36612-00 |  | 238-46101-00 |  |  |  |  | Gas | Natural Gas |  |  |  | Indoor |  | Floor Mounted |  | No | Not Applicable | 150 | Category IV | 3 | 3 | 0.75 | 1.5 | Yes | [7 empty] | 199999 BTU/Hr |  |  |  | 100 |  | Not Applicable | On/Off | Yes, it does comply with jurisdictions having 14ng/J NOx Regulations | [6 empty] | 725 | 35 | 32.25 | 88.75 | 754 | 1549 | 28.25 | 78.5 | 28.25 |  | 72.625 |  | 239 | 12.8125 | 62.9375 |  |  |  |  | 74.25 | 60.0625 | [8 empty] | 1 | 54 | 51 | ANSI Z21.10.3-2019/CSA 4.3-2019 | Yes | Yes | Yes | Yes | Not Applicable | [5 empty] | 40176 | COM GAS NC EF | 204803821
EF100T199E3N2-806 | EF100T199 | Bradford White | 671632333820 | Active | The ""-806"" indicates that this SKU was designed and certified for Installation in Canada. | [9 empty] | No | Not Applicable | Not Applicable | Commercial Water Heating | Water Heating.Gas | 3 | 1 |  |  |  | 238-55256-00 |  |  |  | 238-36612-00 |  | 238-46101-00 |  |  |  |  | Gas | Natural Gas |  |  |  | Indoor |  | Floor Mounted |  | No | Not Applicable | 150 | Category IV | 3 | 3 | 0.75 | 1.5 | Yes | [7 empty] | Not Applicable |  |  |  | 100 |  | Not Applicable | On/Off | Not Applicable | [6 empty] | 850 | 35 | 32.25 | 88.75 | 884 | 1674 | 28.25 | 78.5 | 28.25 |  | 72.625 |  | 239 | 12.8125 | 62.9375 |  |  |  |  | 74.25 | 60.0625 | [8 empty] | 1 | 54 | 51 | Not Applicable | Yes | No | Yes | No | Not Applicable | 238-55335-00 |  |  |  |  | 40176 | COM GAS NC EF
EF100T199E3N2-806-897 | EF100T199 | Bradford White | 671632576722 | Active | The ""-806"" indicates that this SKU was designed and certified for Installation in Canada. | The -897 indicates that this SKU comes with magnesium anodes. | [8 empty] | No | Not Applicable | Not Applicable | Commercial Water Heating | Water Heating.Gas | 3 | 1 |  |  |  | 238-55256-00 |  |  |  | 238-36612-00 |  | 238-46101-00 |  |  |  |  | Gas | Natural Gas |  |  |  | Indoor |  | Floor Mounted |  | No | Not Applicable | 150 | Category IV | 3 | 3 | 0.75 | 1.5 | Yes | [7 empty] | Not Applicable |  |  |  | 100 |  | Not Applicable | On/Off | Not Applicable | [6 empty] | 850 | 35 | 32.25 | 88.75 | 884 | 1674 | 28.25 | 78.5 | 28.25 |  | 72.625 |  | 239 | 12.8125 | 62.9375 |  |  |  |  | 74.25 | 60.0625 | [8 empty] | 1 | 54 | 51 | Not Applicable | Yes | No | Yes | No | Not Applicable | 238-55335-00 |  |  |  |  | 40176 | COM GAS NC EF
EF100T199E3N2-859 | EF100T199 | Bradford White | 671632572076 | Active | The ""-859"" indicates that this SKU comes with a Gas Regulator. | [9 empty] | No | Not Applicable | Not Applicable | Commercial Water Heating | Water Heating.Gas | 3 | 1 |  |  |  | 238-55256-00 |  |  |  | 238-36612-00 |  | 238-46101-00 |  |  |  |  | Gas | Natural Gas |  |  |  | Indoor |  | Floor Mounted |  | No | Not Applicable | 150 | Category IV | 3 | 3 | 0.75 | 1.5 | Yes | [7 empty] | 199999 BTU/Hr |  |  |  | 100 |  | Not Applicable | On/Off | Yes, it does comply with jurisdictions having 14ng/J NOx Regulations | [6 empty] | 850 | 35 | 32.25 | 88.75 | 884 | 1674 | 28.25 | 78.5 | 28.25 |  | 72.625 |  | 239 | 12.8125 | 62.9375 |  |  |  |  | 74.25 | 60.0625 | [8 empty] | 1 | 54 | 51 | ANSI Z21.10.3-2019/CSA 4.3-2019 | Yes | Yes | Yes | Yes | Not Applicable | [5 empty] | 40176 | COM GAS NC EF | 204803821
EF100T199E3N2-859-897 | EF100T199 | Bradford White | 671632577118 | Active | The ""-859"" indicates that this SKU comes with a Gas Regulator. | The -897 indicates that this SKU comes with magnesium anodes. | [8 empty] | No | Not Applicable | Not Applicable | Commercial Water Heating | Water Heating.Gas | 3 | 1 |  |  |  | 238-55256-00 |  |  |  | 238-36612-00 |  | 238-46101-00 |  |  |  |  | Gas | Natural Gas |  |  |  | Indoor |  | Floor Mounted |  | No | Not Applicable | 150 | Category IV | 3 | 3 | 0.75 | 1.5 | Yes | [7 empty] | 199999 BTU/Hr |  |  |  | 100 |  | Not Applicable | On/Off | Yes, it does comply with jurisdictions having 14ng/J NOx Regulations | [6 empty] | 850 | 35 | 32.25 | 88.75 | 884 | 1674 | 28.25 | 78.5 | 28.25 |  | 72.625 |  | 239 | 12.8125 | 62.9375 |  |  |  |  | 74.25 | 60.0625 | [8 empty] | 1 | 54 | 51 | ANSI Z21.10.3-2019/CSA 4.3-2019 | Yes | Yes | Yes | Yes | Not Applicable | [5 empty] | 40176 | COM GAS NC EF | 204803821
EF100T199E3N2-879 | EF100T199 | Bradford White | 671632713486 | Active | The ""-879"" indicates that this SKU operates on a Gas Supply Pressure Range of 3.5"" - 14"" W.C. | [9 empty] | No | Not Applicable | Not Applicable | Commercial Water Heating | Water Heating.Gas | 3 | 1 |  |  |  | 238-55256-00 |  |  |  | 238-36612-00 |  | 238-48371-00 |  |  |  |  | Gas | Natural Gas |  |  |  | Indoor |  | Floor Mounted |  | No | Not Applicable | 150 | Category IV | 3 | 3 | 0.75 | 1.5 | Yes | [7 empty] | 199999 BTU/Hr |  |  |  | 100 |  | Not Applicable | On/Off | Yes, it does comply with jurisdictions having 14ng/J NOx Regulations | [6 empty] | 850 | 35 | 32.25 | 88.75 | 884 | 1674 | 28.25 | 78.5 | 28.25 |  | 72.625 |  | 239 | 12.8125 | 62.9375 |  |  |  |  | 74.25 | 60.0625 | [8 empty] | 1 | 54 | 51 | ANSI Z21.10.3-2019/CSA 4.3-2019 | Yes | Yes | Yes | Yes | Not Applicable | [5 empty] | 40176 | COM GAS NC EF | 204803821
EF100T199E3N2-879-897 | EF100T199 | Bradford White | 671632577736 | Active | The ""-879"" indicates that this SKU operates on a Gas Supply Pressure Range of 3.5"" - 14"" W.C. | The -897 indicates that this SKU comes with magnesium anodes. | [8 empty] | No | Not Applicable | Not Applicable | Commercial Water Heating | Water Heating.Gas | 3 | 1 |  |  |  | 238-55256-00 |  |  |  | 238-36612-00 |  | 238-48371-00 |  |  |  |  | Gas | Natural Gas |  |  |  | Indoor |  | Floor Mounted |  | No | Not Applicable | 150 | Category IV | 3 | 3 | 0.75 | 1.5 | Yes | [7 empty] | 199999 BTU/Hr |  |  |  | 100 |  | Not Applicable | On/Off | Yes, it does comply with jurisdictions having 14ng/J NOx Regulations | [6 empty] | 850 | 35 | 32.25 | 88.75 | 884 | 1674 | 28.25 | 78.5 | 28.25 |  | 72.625 |  | 239 | 12.8125 | 62.9375 |  |  |  |  | 74.25 | 60.0625 | [8 empty] | 1 | 54 | 51 | ANSI Z21.10.3-2019/CSA 4.3-2019 | Yes | Yes | Yes | Yes | Not Applicable | [5 empty] | 40176 | COM GAS NC EF | 204803821
EF100T199E3N2-895 | EF100T199 | Bradford White | 671632556106 | Active | The -895 indicates that this SKU comes with integrated controls and powered anodes. | [9 empty] | No | Not Applicable | Not Applicable | Commercial Water Heating | Water Heating.Gas | 3 | 1 |  |  |  | 238-54447-00 |  |  |  | 238-36612-00 |  | 238-46101-00 |  |  |  |  | Gas | Natural Gas |  |  |  | Indoor |  | Floor Mounted |  | No | Not Applicable | 150 | Category IV | 3 | 3 | 0.75 | 1.5 | Yes | [7 empty] | 199999 BTU/Hr |  |  |  | 100 |  | Not Applicable | On/Off | Yes, it does comply with jurisdictions having 14ng/J NOx Regulations | [6 empty] | 850 | 35 | 32.25 | 88.75 | 884 | 1674 | 28.25 | 78.5 | 28.25 |  | 72.625 |  | 239 | 12.8125 | 62.9375 |  |  |  |  | 74.25 | 60.0625 | [8 empty] | 1 | 54 | 51 | ANSI Z21.10.3-2019/CSA 4.3-2019 | Yes | Yes | Yes | Yes | Not Applicable | [5 empty] | 40176 | COM GAS NC EF | 204803821
EF100T199E3N2-895-806 | EF100T199 | Bradford White | 671632557578 | Active | The ""-806"" indicates that this SKU was designed and certified for Installation in Canada. | The -895 indicates that this SKU comes with integrated controls and powered anodes. | [8 empty] | No | Not Applicable | Not Applicable | Commercial Water Heating | Water Heating.Gas | 3 | 1 |  |  |  | 238-54447-00 |  |  |  | 238-36612-00 |  | 238-46101-00 |  |  |  |  | Gas | Natural Gas |  |  |  | Indoor |  | Floor Mounted |  | No | Not Applicable | 150 | Category IV | 3 | 3 | 0.75 | 1.5 | Yes | [7 empty] | Not Applicable |  |  |  | 100 |  | Not Applicable | On/Off | Not Applicable | [6 empty] | 850 | 35 | 32.25 | 88.75 | 884 | 1674 | 28.25 | 78.5 | 28.25 |  | 72.625 |  | 239 | 12.8125 | 62.9375 |  |  |  |  | 74.25 | 60.0625 | [8 empty] | 1 | 54 | 51 | Not Applicable | Yes | No | Yes | No | Not Applicable | [5 empty] | 40176 | COM GAS NC EF
EF100T199E3N2-897 | EF100T199 | Bradford White | 671632576135 | Active | The -897 indicates that this SKU comes with magnesium anodes. | [9 empty] | No | Not Applicable | Not Applicable | Commercial Water Heating | Water Heating.Gas | 3 | 1 |  |  |  | 238-55256-00 |  |  |  | 238-36612-00 |  | 238-46101-00 |  |  |  |  | Gas | Natural Gas |  |  |  | Indoor |  | Floor Mounted |  | No | Not Applicable | 150 | Category IV | 3 | 3 | 0.75 | 1.5 | Yes | [7 empty] | 199999 BTU/Hr |  |  |  | 100 |  | Not Applicable | On/Off | Yes, it does comply with jurisdictions having 14ng/J NOx Regulations | [6 empty] | 850 | 35 | 32.25 | 88.75 | 884 | 1674 | 28.25 | 78.5 | 28.25 |  | 72.625 |  | 239 | 12.8125 | 62.9375 |  |  |  |  | 74.25 | 60.0625 | [8 empty] | 1 | 54 | 51 | ANSI Z21.10.3-2019/CSA 4.3-2019 | Yes | Yes | Yes | Yes | Not Applicable | [5 empty] | 40176 | COM GAS NC EF | 204803821
EF100T199E3NA2 | EF100T199A | Bradford White | 671632529339 | Active | [10 empty] | No | Not Applicable | Not Applicable | Commercial Water Heating | Water Heating.Gas | 3 | 1 |  |  |  | 238-55256-00 |  |  |  | 238-36612-00 |  | 238-46101-00 |  |  |  |  | Gas | Natural Gas |  |  |  | Indoor |  | Floor Mounted |  | Yes | HLW | 150 | Category IV | 3 | 3 | 0.75 | 1.5 | Yes | [7 empty] | 199999 BTU/Hr |  |  |  | 100 |  | Not Applicable | On/Off | Yes, it does comply with jurisdictions having 14ng/J NOx Regulations | [6 empty] | 900 | 35 | 32.25 | 88.75 | 936 | 1724 | 28.25 | 77.125 |  |  | 72.625 |  | 239 | 12.8125 | 62.9375 |  |  |  |  | 74.0714 | 60.0625 | [8 empty] | 1 | 54 | 51 | ANSI Z21.10.3-2019/CSA 4.3-2019 | Yes | Yes | Yes | Yes | Not Applicable | [5 empty] | 40166 | COM GAS ASME EF | 204803821
EF100T199E3NA2-806 | EF100T199A | Bradford White | 671632529902 | Active | The ""-806"" indicates that this SKU was designed and certified for Installation in Canada. | [9 empty] | No | Not Applicable | Not Applicable | Commercial Water Heating | Water Heating.Gas | 3 | 1 |  |  |  | 238-55256-00 |  |  |  | 238-36612-00 |  | 238-46101-00 |  |  |  |  | Gas | Natural Gas |  |  |  | Indoor |  | Floor Mounted |  | Yes | HLW | 150 | Category IV | 3 | 3 | 0.75 | 1.5 | Yes | [7 empty] | Not Applicable |  |  |  | 100 |  | Not Applicable | On/Off | Not Applicable | [6 empty] | 900 | 35 | 32.25 | 88.75 | 936 | 1724 | 28.25 | 77.125 |  |  | 72.625 |  | 239 | 12.8125 | 62.9375 |  |  |  |  | 74.0714 | 60.0625 | [8 empty] | 1 | 54 | 51 | Not Applicable | Yes | No | Yes | No | Not Applicable | 238-55335-00 |  |  |  |  | 40166 | COM GAS ASME EF
EF100T199E3NA2-806-897 | EF100T199A | Bradford White | 671632576760 | Active | The ""-806"" indicates that this SKU was designed and certified for Installation in Canada. | The -897 indicates that this SKU comes with magnesium anodes. | [8 empty] | No | Not Applicable | Not Applicable | Commercial Water Heating | Water Heating.Gas | 3 | 1 |  |  |  | 238-55256-00 |  |  |  | 238-36612-00 |  | 238-46101-00 |  |  |  |  | Gas | Natural Gas |  |  |  | Indoor |  | Floor Mounted |  | Yes | HLW | 150 | Category IV | 3 | 3 | 0.75 | 1.5 | Yes | [7 empty] | Not Applicable |  |  |  | 100 |  | Not Applicable | On/Off | Not Applicable | [6 empty] | 850 | 35 | 32.25 | 88.75 | 884 | 1674 | 28.25 | 77.125 |  |  | 72.625 |  | 239 | 12.8125 | 62.9375 |  |  |  |  | 74.0714 | 60.0625 | [8 empty] | 1 | 54 | 51 | Not Applicable | Yes | No | Yes | No | Not Applicable | 238-55335-00 |  |  |  |  | 40166 | COM GAS ASME EF
EF100T199E3NA2-859 | EF100T199A | Bradford White | 671632572083 | Active | The ""-859"" indicates that this SKU comes with a Gas Regulator. | [9 empty] | No | Not Applicable | Not Applicable | Commercial Water Heating | Water Heating.Gas | 3 | 1 |  |  |  | 238-55256-00 |  |  |  | 238-36612-00 |  | 238-46101-00 |  |  |  |  | Gas | Natural Gas |  |  |  | Indoor |  | Floor Mounted |  | Yes | HLW | 150 | Category IV | 3 | 3 | 0.75 | 1.5 | Yes | [7 empty] | 199999 BTU/Hr |  |  |  | 100 |  | Not Applicable | On/Off | Yes, it does comply with jurisdictions having 14ng/J NOx Regulations | [6 empty] | 900 | 35 | 32.25 | 88.75 | 936 | 1724 | 28.25 | 77.125 |  |  | 72.625 |  | 239 | 12.8125 | 62.9375 |  |  |  |  | 74.0714 | 60.0625 | [8 empty] | 1 | 54 | 51 | ANSI Z21.10.3-2019/CSA 4.3-2019 | Yes | Yes | Yes | Yes | Not Applicable | [5 empty] | 40166 | COM GAS ASME EF | 204803821
EF100T199E3NA2-859-897 | EF100T199A | Bradford White | 671632577125 | Active | The ""-859"" indicates that this SKU comes with a Gas Regulator. | The -897 indicates that this SKU comes with magnesium anodes. | [8 empty] | No | Not Applicable | Not Applicable | Commercial Water Heating | Water Heating.Gas | 3 | 1 |  |  |  | 238-55256-00 |  |  |  | 238-36612-00 |  | 238-46101-00 |  |  |  |  | Gas | Natural Gas |  |  |  | Indoor |  | Floor Mounted |  | Yes | HLW | 150 | Category IV | 3 | 3 | 0.75 | 1.5 | Yes | [7 empty] | 199999 BTU/Hr |  |  |  | 100 |  | Not Applicable | On/Off | Yes, it does comply with jurisdictions having 14ng/J NOx Regulations | [6 empty] | 900 | 35 | 32.25 | 88.75 | 936 | 1724 | 28.25 | 77.125 |  |  | 72.625 |  | 239 | 12.8125 | 62.9375 |  |  |  |  | 74.0714 | 60.0625 | [8 empty] | 1 | 54 | 51 | ANSI Z21.10.3-2019/CSA 4.3-2019 | Yes | Yes | Yes | Yes | Not Applicable | [5 empty] | 40166 | COM GAS ASME EF | 204803821
EF100T199E3NA2-879 | EF100T199A | Bradford White | 671632713479 | Active | The ""-879"" indicates that this SKU operates on a Gas Supply Pressure Range of 3.5"" - 14"" W.C. | [9 empty] | No | Not Applicable | Not Applicable | Commercial Water Heating | Water Heating.Gas | 3 | 1 |  |  |  | 238-55256-00 |  |  |  | 238-36612-00 |  | 238-48371-00 |  |  |  |  | Gas | Natural Gas |  |  |  | Indoor |  | Floor Mounted |  | Yes | HLW | 150 | Category IV | 3 | 3 | 0.75 | 1.5 | Yes | [7 empty] | 199999 BTU/Hr |  |  |  | 100 |  | Not Applicable | On/Off | Yes, it does comply with jurisdictions having 14ng/J NOx Regulations | [6 empty] | 900 | 35 | 32.25 | 88.75 | 936 | 1724 | 28.25 | 77.125 |  |  | 72.625 |  | 239 | 12.8125 | 62.9375 |  |  |  |  | 74.0714 | 60.0625 | [8 empty] | 1 | 54 | 51 | ANSI Z21.10.3-2019/CSA 4.3-2019 | Yes | Yes | Yes | Yes | Not Applicable | [5 empty] | 40166 | COM GAS ASME EF | 204803821
EF100T199E3NA2-879-897 | EF100T199A | Bradford White | 671632577743 | Active | The ""-879"" indicates that this SKU operates on a Gas Supply Pressure Range of 3.5"" - 14"" W.C. | The -897 indicates that this SKU comes with magnesium anodes. | [8 empty] | No | Not Applicable | Not Applicable | Commercial Water Heating | Water Heating.Gas | 3 | 1 |  |  |  | 238-55256-00 |  |  |  | 238-36612-00 |  | 238-48371-00 |  |  |  |  | Gas | Natural Gas |  |  |  | Indoor |  | Floor Mounted |  | Yes | HLW | 150 | Category IV | 3 | 3 | 0.75 | 1.5 | Yes | [7 empty] | 199999 BTU/Hr |  |  |  | 100 |  | Not Applicable | On/Off | Yes, it does comply with jurisdictions having 14ng/J NOx Regulations | [6 empty] | 900 | 35 | 32.25 | 88.75 | 936 | 1724 | 28.25 | 77.125 |  |  | 72.625 |  | 239 | 12.8125 | 62.9375 |  |  |  |  | 74.0714 | 60.0625 | [8 empty] | 1 | 54 | 51 | ANSI Z21.10.3-2019/CSA 4.3-2019 | Yes | Yes | Yes | Yes | Not Applicable | [5 empty] | 40166 | COM GAS ASME EF | 204803821
EF100T199E3NA2-895 | EF100T199A | Bradford White | 671632556083 | Active | The -895 indicates that this SKU comes with integrated controls and powered anodes. | [9 empty] | No | Not Applicable | Not Applicable | Commercial Water Heating | Water Heating.Gas | 3 | 1 |  |  |  | 238-54447-00 |  |  |  | 238-36612-00 |  | 238-46101-00 |  |  |  |  | Gas | Natural Gas |  |  |  | Indoor |  | Floor Mounted |  | Yes | HLW | 150 | Category IV | 3 | 3 | 0.75 | 1.5 | Yes | [7 empty] | 199999 BTU/Hr |  |  |  | 100 |  | Not Applicable | On/Off | Yes, it does comply with jurisdictions having 14ng/J NOx Regulations | [6 empty] | 900 | 35 | 32.25 | 88.75 | 936 | 1724 | 28.25 | 77.125 |  |  | 72.625 |  | 239 | 12.8125 | 62.9375 |  |  |  |  | 74.0714 | 60.0625 | [8 empty] | 1 | 54 | 51 | ANSI Z21.10.3-2019/CSA 4.3-2019 | Yes | Yes | Yes | Yes | Not Applicable | [5 empty] | 40166 | COM GAS ASME EF | 204803821
EF100T199E3NA2-897 | EF100T199A | Bradford White | 671632576432 | Active | The -897 indicates that this SKU comes with magnesium anodes. | [9 empty] | No | Not Applicable | Not Applicable | Commercial Water Heating | Water Heating.Gas | 3 | 1 |  |  |  | 238-55256-00 |  |  |  | 238-36612-00 |  | 238-46101-00 |  |  |  |  | Gas | Natural Gas |  |  |  | Indoor |  | Floor Mounted |  | Yes | HLW | 150 | Category IV | 3 | 3 | 0.75 | 1.5 | Yes | [7 empty] | 199999 BTU/Hr |  |  |  | 100 |  | Not Applicable | On/Off | Yes, it does comply with jurisdictions having 14ng/J NOx Regulations | [6 empty] | 900 | 35 | 32.25 | 88.75 | 936 | 1724 | 28.25 | 77.125 |  |  | 72.625 |  | 239 | 12.8125 | 62.9375 |  |  |  |  | 74.0714 | 60.0625 | [8 empty] | 1 | 54 | 51 | ANSI Z21.10.3-2019/CSA 4.3-2019 | Yes | Yes | Yes | Yes | Not Applicable | [5 empty] | 40166 | COM GAS ASME EF | 204803821
EF100T199E5N2 | EF100T199 | Bradford White | 671632532971 | Active | [10 empty] | No | Not Applicable | Not Applicable | Commercial Water Heating | Water Heating.Gas | 5 | 1 |  |  |  | 238-55256-00 |  |  |  | 238-36612-00 |  | 238-46101-00 |  |  |  |  | Gas | Natural Gas |  |  |  | Indoor |  | Floor Mounted |  | No | Not Applicable | 150 | Category IV | 3 | 3 | 0.75 | 1.5 | Yes | [7 empty] | 199999 BTU/Hr |  |  |  | 100 |  | Not Applicable | On/Off | Yes, it does comply with jurisdictions having 14ng/J NOx Regulations | [6 empty] | 850 | 35 | 32.25 | 88.75 | 884 | 1674 | 28.25 | 78.5 | 28.25 |  | 72.625 |  | 239 | 12.8125 | 62.9375 |  |  |  |  | 74.25 | 60.0625 | [8 empty] | 1 | 54 | 51 | ANSI Z21.10.3-2019/CSA 4.3-2019 | Yes | Yes | Yes | Yes | Not Applicable | [5 empty] | 40176 | COM GAS NC EF | 204803821
EF100T199E5N2-895 | EF100T199 | Bradford White | 671632557745 | Active | The -895 indicates that this SKU comes with integrated controls and powered anodes. | [9 empty] | No | Not Applicable | Not Applicable | Commercial Water Heating | Water Heating.Gas | 5 | 1 |  |  |  | 238-54447-00 |  |  |  | 238-36612-00 |  | 238-46101-00 |  |  |  |  | Gas | Natural Gas |  |  |  | Indoor |  | Floor Mounted |  | No | Not Applicable | 150 | Category IV | 3 | 3 | 0.75 | 1.5 | Yes | [7 empty] | 199999 BTU/Hr |  |  |  | 100 |  | Not Applicable | On/Off | Yes, it does comply with jurisdictions having 14ng/J NOx Regulations | [6 empty] | 850 | 35 | 32.25 | 88.75 | 884 | 1674 | 28.25 | 78.5 | 28.25 |  | 72.625 |  | 239 | 12.8125 | 62.9375 |  |  |  |  | 74.25 | 60.0625 | [8 empty] | 1 | 54 | 51 | ANSI Z21.10.3-2019/CSA 4.3-2019 | Yes | Yes | Yes | Yes | Not Applicable | [5 empty] | 40176 | COM GAS NC EF | 204803821
EF100T199E5N2-897 | EF100T199 | Bradford White | 671632577040 | Active | The -897 indicates that this SKU comes with magnesium anodes. | [9 empty] | No | Not Applicable | Not Applicable | Commercial Water Heating | Water Heating.Gas | 5 | 1 |  |  |  | 238-55256-00 |  |  |  | 238-36612-00 |  | 238-46101-00 |  |  |  |  | Gas | Natural Gas |  |  |  | Indoor |  | Floor Mounted |  | No | Not Applicable | 150 | Category IV | 3 | 3 | 0.75 | 1.5 | Yes | [7 empty] | 199999 BTU/Hr |  |  |  | 100 |  | Not Applicable | On/Off | Yes, it does comply with jurisdictions having 14ng/J NOx Regulations | [6 empty] | 850 | 35 | 32.25 | 88.75 | 884 | 1674 | 28.25 | 78.5 | 28.25 |  | 72.625 |  | 239 | 12.8125 | 62.9375 |  |  |  |  | 74.25 | 60.0625 | [8 empty] | 1 | 54 | 51 | ANSI Z21.10.3-2019/CSA 4.3-2019 | Yes | Yes | Yes | Yes | Not Applicable | [5 empty] | 40176 | COM GAS NC EF | 204803821
EF100T199E5NA2 | EF100T199A | Bradford White | 671632646159 | Active | [10 empty] | No | Not Applicable | Not Applicable | Commercial Water Heating | Water Heating.Gas | 5 | 1 |  |  |  | 238-55256-00 |  |  |  | 238-36612-00 |  | 238-46101-00 |  |  |  |  | Gas | Natural Gas |  |  |  | Indoor |  | Floor Mounted |  | Yes | HLW | 150 | Category IV | 3 | 3 | 0.75 | 1.5 | Yes | [7 empty] | 199999 BTU/Hr |  |  |  | 100 |  | Not Applicable | On/Off | Yes, it does comply with jurisdictions having 14ng/J NOx Regulations | [6 empty] | 900 | 35 | 32.25 | 88.75 | 936 | 1724 | 28.25 | 77.125 |  |  | 72.625 |  | 239 | 12.8125 | 62.9375 |  |  |  |  | 74.0714 | 60.0625 | [8 empty] | 1 | 54 | 51 | ANSI Z21.10.3-2019/CSA 4.3-2019 | Yes | Yes | Yes | Yes | Not Applicable | [5 empty] | 40166 | COM GAS ASME EF | 204803821
EF100T199E5NA2-895 | EF100T199A | Bradford White | 671632557684 | Active | The -895 indicates that this SKU comes with integrated controls and powered anodes. | [9 empty] | No | Not Applicable | Not Applicable | Commercial Water Heating | Water Heating.Gas | 5 | 1 |  |  |  | 238-54447-00 |  |  |  | 238-36612-00 |  | 238-46101-00 |  |  |  |  | Gas | Natural Gas |  |  |  | Indoor |  | Floor Mounted |  | Yes | HLW | 150 | Category IV | 3 | 3 | 0.75 | 1.5 | Yes | [7 empty] | 199999 BTU/Hr |  |  |  | 100 |  | Not Applicable | On/Off | Yes, it does comply with jurisdictions having 14ng/J NOx Regulations | [6 empty] | 900 | 35 | 32.25 | 88.75 | 936 | 1724 | 28.25 | 77.125 |  |  | 72.625 |  | 239 | 12.8125 | 62.9375 |  |  |  |  | 74.0714 | 60.0625 | [8 empty] | 1 | 54 | 51 | ANSI Z21.10.3-2019/CSA 4.3-2019 | Yes | Yes | Yes | Yes | Not Applicable | [5 empty] | 40166 | COM GAS ASME EF | 204803821
EF100T199E5NA2-897 | EF100T199A | Bradford White | 671632577576 | Active | The -897 indicates that this SKU comes with magnesium anodes. | [9 empty] | No | Not Applicable | Not Applicable | Commercial Water Heating | Water Heating.Gas | 5 | 1 |  |  |  | 238-55256-00 |  |  |  | 238-36612-00 |  | 238-46101-00 |  |  |  |  | Gas | Natural Gas |  |  |  | Indoor |  | Floor Mounted |  | Yes | HLW | 150 | Category IV | 3 | 3 | 0.75 | 1.5 | Yes | [7 empty] | 199999 BTU/Hr |  |  |  | 100 |  | Not Applicable | On/Off | Yes, it does comply with jurisdictions having 14ng/J NOx Regulations | [6 empty] | 900 | 35 | 32.25 | 88.75 | 936 | 1724 | 28.25 | 77.125 |  |  | 72.625 |  | 239 | 12.8125 | 62.9375 |  |  |  |  | 74.0714 | 60.0625 | [8 empty] | 1 | 54 | 51 | ANSI Z21.10.3-2019/CSA 4.3-2019 | Yes | Yes | Yes | Yes | Not Applicable | [5 empty] | 40166 | COM GAS ASME EF | 204803821
EF100T2503X2 | EF100T250 | Bradford White | 671632331819 | Active | [10 empty] | No | Not Applicable | Not Applicable | Commercial Water Heating | Water Heating.Gas | 3 | 1 |  |  |  | 238-55256-00 |  |  |  | 238-36612-00 |  | 238-46101-00 |  |  |  |  | Gas | Liquid Propane |  |  |  | Indoor |  | Floor Mounted |  | No | Not Applicable | 150 | Category IV | 3 | 3 | 0.75 | 1.5 | Yes | [7 empty] | 250000 BTU/Hr |  |  |  | 100 |  | Not Applicable | On/Off | Not Applicable | [6 empty] | 850 | 35 | 32.25 | 88.75 | 884 | 1674 | 28.25 | 77.125 | 28.25 |  | 72.625 |  | 294 | 12.8125 | 62.9375 |  |  |  |  | 74.25 | 60.0625 | [8 empty] | 1 | 54 | 51 | ANSI Z21.10.3-2019/CSA 4.3-2019 | Yes | Yes | Yes | Yes | Not Applicable | [5 empty] | 40176 | COM GAS NC EF | 205049540
EF100T2503X2-806 | EF100T250 | Bradford White | 671632333905 | Active | The ""-806"" indicates that this SKU was designed and certified for Installation in Canada. | [9 empty] | No | Not Applicable | Not Applicable | Commercial Water Heating | Water Heating.Gas | 3 | 1 |  |  |  | 238-55256-00 |  |  |  | 238-36612-00 |  | 238-46101-00 |  |  |  |  | Gas | Liquid Propane |  |  |  | Indoor |  | Floor Mounted |  | No | Not Applicable | 150 | Category IV | 3 | 3 | 0.75 | 1.5 | Yes | [7 empty] | Not Applicable |  |  |  | 100 |  | Not Applicable | On/Off | Not Applicable | [6 empty] | 850 | 35 | 32.25 | 88.75 | 884 | 1674 | 28.25 | 77.125 | 28.25 |  | 72.625 |  | 294 | 12.8125 | 62.9375 |  |  |  |  | 74.25 | 60.0625 | [8 empty] | 1 | 54 | 51 | Not Applicable | Yes | No | Yes | No | Not Applicable | 238-55335-00 |  |  |  |  | 40176 | COM GAS NC EF
EF100T2503X2-806-897 | EF100T250 | Bradford White | 671632576906 | Active | The ""-806"" indicates that this SKU was designed and certified for Installation in Canada. | The -897 indicates that this SKU comes with magnesium anodes. | [8 empty] | No | Not Applicable | Not Applicable | Commercial Water Heating | Water Heating.Gas | 3 | 1 |  |  |  | 238-55256-00 |  |  |  | 238-36612-00 |  | 238-46101-00 |  |  |  |  | Gas | Liquid Propane |  |  |  | Indoor |  | Floor Mounted |  | No | Not Applicable | 150 | Category IV | 3 | 3 | 0.75 | 1.5 | Yes | [7 empty] | Not Applicable |  |  |  | 100 |  | Not Applicable | On/Off | Not Applicable | [6 empty] | 850 | 35 | 32.25 | 88.75 | 884 | 1674 | 28.25 | 77.125 | 28.25 |  | 72.625 |  | 294 | 12.8125 | 62.9375 |  |  |  |  | 74.25 | 60.0625 | [8 empty] | 1 | 54 | 51 | Not Applicable | Yes | No | Yes | No | Not Applicable | 238-55335-00 |  |  |  |  | 40176 | COM GAS NC EF
EF100T2503X2-859 | EF100T250 | Bradford White | 671632572090 | Active | The ""-859"" indicates that this SKU comes with a Gas Regulator. | [9 empty] | No | Not Applicable | Not Applicable | Commercial Water Heating | Water Heating.Gas | 3 | 1 |  |  |  | 238-55256-00 |  |  |  | 238-36612-00 |  | 238-46101-00 |  |  |  |  | Gas | Liquid Propane |  |  |  | Indoor |  | Floor Mounted |  | No | Not Applicable | 150 | Category IV | 3 | 3 | 0.75 | 1.5 | Yes | [7 empty] | 250000 BTU/Hr |  |  |  | 100 |  | Not Applicable | On/Off | Not Applicable | [6 empty] | 850 | 35 | 32.25 | 88.75 | 884 | 1674 | 28.25 | 77.125 | 28.25 |  | 72.625 |  | 294 | 12.8125 | 62.9375 |  |  |  |  | 74.25 | 60.0625 | [8 empty] | 1 | 54 | 51 | ANSI Z21.10.3-2019/CSA 4.3-2019 | Yes | Yes | Yes | Yes | Not Applicable | [5 empty] | 40176 | COM GAS NC EF | 205049540
EF100T2503X2-859-897 | EF100T250 | Bradford White | 671632577095 | Active | The ""-859"" indicates that this SKU comes with a Gas Regulator. | The -897 indicates that this SKU comes with magnesium anodes. | [8 empty] | No | Not Applicable | Not Applicable | Commercial Water Heating | Water Heating.Gas | 3 | 1 |  |  |  | 238-55256-00 |  |  |  | 238-36612-00 |  | 238-46101-00 |  |  |  |  | Gas | Liquid Propane |  |  |  | Indoor |  | Floor Mounted |  | No | Not Applicable | 150 | Category IV | 3 | 3 | 0.75 | 1.5 | Yes | [7 empty] | 250000 BTU/Hr |  |  |  | 100 |  | Not Applicable | On/Off | Not Applicable | [6 empty] | 850 | 35 | 32.25 | 88.75 | 884 | 1674 | 28.25 | 77.125 | 28.25 |  | 72.625 |  | 294 | 12.8125 | 62.9375 |  |  |  |  | 74.25 | 60.0625 | [8 empty] | 1 | 54 | 51 | ANSI Z21.10.3-2019/CSA 4.3-2019 | Yes | Yes | Yes | Yes | Not Applicable | [5 empty] | 40176 | COM GAS NC EF | 205049540
EF100T2503X2-897 | EF100T250 | Bradford White | 671632576210 | Active | The -897 indicates that this SKU comes with magnesium anodes. | [9 empty] | No | Not Applicable | Not Applicable | Commercial Water Heating | Water Heating.Gas | 3 | 1 |  |  |  | 238-55256-00 |  |  |  | 238-36612-00 |  | 238-46101-00 |  |  |  |  | Gas | Liquid Propane |  |  |  | Indoor |  | Floor Mounted |  | No | Not Applicable | 150 | Category IV | 3 | 3 | 0.75 | 1.5 | Yes | [7 empty] | 250000 BTU/Hr |  |  |  | 100 |  | Not Applicable | On/Off | Not Applicable | [6 empty] | 850 | 35 | 32.25 | 88.75 | 884 | 1674 | 28.25 | 77.125 | 28.25 |  | 72.625 |  | 294 | 12.8125 | 62.9375 |  |  |  |  | 74.25 | 60.0625 | [8 empty] | 1 | 54 | 51 | ANSI Z21.10.3-2019/CSA 4.3-2019 | Yes | Yes | Yes | Yes | Not Applicable | [5 empty] | 40176 | COM GAS NC EF | 205049540
EF100T2503XA2 | EF100T250A | Bradford White | 671632332090 | Active | [10 empty] | No | Not Applicable | Not Applicable | Commercial Water Heating | Water Heating.Gas | 3 | 1 |  |  |  | 238-55256-00 |  |  |  | 238-36612-00 |  | 238-46101-00 |  |  |  |  | Gas | Liquid Propane |  |  |  | Indoor |  | Floor Mounted |  | Yes | HLW | 150 | Category IV | 3 | 3 | 0.75 | 1.5 | Yes | [7 empty] | 250000 BTU/Hr |  |  |  | 100 |  | Not Applicable | On/Off | Not Applicable | [6 empty] | 900 | 35 | 32.25 | 88.75 | 936 | 1724 | 28.25 | 77.125 | 28.25 |  | 72.625 |  | 294 | 12.8125 | 62.9375 |  |  |  |  | 74.25 | 60.0625 | [8 empty] | 1 | 54 | 51 | ANSI Z21.10.3-2019/CSA 4.3-2019 | Yes | Yes | Yes | Yes | Not Applicable | [5 empty] | 40166 | COM GAS ASME EF | 205049540
EF100T2503XA2-806 | EF100T250A | Bradford White | 671632333912 | Active | The ""-806"" indicates that this SKU was designed and certified for Installation in Canada. | [9 empty] | No | Not Applicable | Not Applicable | Commercial Water Heating | Water Heating.Gas | 3 | 1 |  |  |  | 238-55256-00 |  |  |  | 238-36612-00 |  | 238-46101-00 |  |  |  |  | Gas | Liquid Propane |  |  |  | Indoor |  | Floor Mounted |  | Yes | HLW | 150 | Category IV | 3 | 3 | 0.75 | 1.5 | Yes | [7 empty] | Not Applicable |  |  |  | 100 |  | Not Applicable | On/Off | Not Applicable | [6 empty] | 900 | 35 | 32.25 | 88.75 | 936 | 1724 | 28.25 | 77.125 | 28.25 |  | 72.625 |  | 294 | 12.8125 | 62.9375 |  |  |  |  | 74.25 | 60.0625 | [8 empty] | 1 | 54 | 51 | Not Applicable | Yes | No | Yes | No | Not Applicable | 238-55335-00 |  |  |  |  | 40166 | COM GAS ASME EF
EF100T2503XA2-806-897 | EF100T250A | Bradford White | 671632576913 | Active | The ""-806"" indicates that this SKU was designed and certified for Installation in Canada. | The -897 indicates that this SKU comes with magnesium anodes. | [8 empty] | No | Not Applicable | Not Applicable | Commercial Water Heating | Water Heating.Gas | 3 | 1 |  |  |  | 238-55256-00 |  |  |  | 238-36612-00 |  | 238-46101-00 |  |  |  |  | Gas | Liquid Propane |  |  |  | Indoor |  | Floor Mounted |  | Yes | HLW | 150 | Category IV | 3 | 3 | 0.75 | 1.5 | Yes | [7 empty] | Not Applicable |  |  |  | 100 |  | Not Applicable | On/Off | Not Applicable | [6 empty] | 900 | 35 | 32.25 | 88.75 | 936 | 1724 | 28.25 | 77.125 | 28.25 |  | 72.625 |  | 294 | 12.8125 | 62.9375 |  |  |  |  | 74.25 | 60.0625 | [8 empty] | 1 | 54 | 51 | Not Applicable | Yes | No | Yes | No | Not Applicable | 238-55335-00 |  |  |  |  | 40166 | COM GAS ASME EF
EF100T2503XA2-859 | EF100T250A | Bradford White | 671632572106 | Active | The ""-859"" indicates that this SKU comes with a Gas Regulator. | [9 empty] | No | Not Applicable | Not Applicable | Commercial Water Heating | Water Heating.Gas | 3 | 1 |  |  |  | 238-55256-00 |  |  |  | 238-36612-00 |  | 238-46101-00 |  |  |  |  | Gas | Liquid Propane |  |  |  | Indoor |  | Floor Mounted |  | Yes | HLW | 150 | Category IV | 3 | 3 | 0.75 | 1.5 | Yes | [7 empty] | 250000 BTU/Hr |  |  |  | 100 |  | Not Applicable | On/Off | Not Applicable | [6 empty] | 900 | 35 | 32.25 | 88.75 | 936 | 1724 | 28.25 | 77.125 | 28.25 |  | 72.625 |  | 294 | 12.8125 | 62.9375 |  |  |  |  | 74.25 | 60.0625 | [8 empty] | 1 | 54 | 51 | ANSI Z21.10.3-2019/CSA 4.3-2019 | Yes | Yes | Yes | Yes | Not Applicable | [5 empty] | 40166 | COM GAS ASME EF | 205049540
EF100T2503XA2-859-897 | EF100T250A | Bradford White | 671632577088 | Active | The ""-859"" indicates that this SKU comes with a Gas Regulator. | The -897 indicates that this SKU comes with magnesium anodes. | [8 empty] | No | Not Applicable | Not Applicable | Commercial Water Heating | Water Heating.Gas | 3 | 1 |  |  |  | 238-55256-00 |  |  |  | 238-36612-00 |  | 238-46101-00 |  |  |  |  | Gas | Liquid Propane |  |  |  | Indoor |  | Floor Mounted |  | Yes | HLW | 150 | Category IV | 3 | 3 | 0.75 | 1.5 | Yes | [7 empty] | 250000 BTU/Hr |  |  |  | 100 |  | Not Applicable | On/Off | Not Applicable | [6 empty] | 900 | 35 | 32.25 | 88.75 | 936 | 1724 | 28.25 | 77.125 | 28.25 |  | 72.625 |  | 294 | 12.8125 | 62.9375 |  |  |  |  | 74.25 | 60.0625 | [8 empty] | 1 | 54 | 51 | ANSI Z21.10.3-2019/CSA 4.3-2019 | Yes | Yes | Yes | Yes | Not Applicable | [5 empty] | 40166 | COM GAS ASME EF | 205049540
EF100T2503XA2-897 | EF100T250A | Bradford White | 671632576494 | Active | The -897 indicates that this SKU comes with magnesium anodes. | [9 empty] | No | Not Applicable | Not Applicable | Commercial Water Heating | Water Heating.Gas | 3 | 1 |  |  |  | 238-55256-00 |  |  |  | 238-36612-00 |  | 238-46101-00 |  |  |  |  | Gas | Liquid Propane |  |  |  | Indoor |  | Floor Mounted |  | Yes | HLW | 150 | Category IV | 3 | 3 | 0.75 | 1.5 | Yes | [7 empty] | 250000 BTU/Hr |  |  |  | 100 |  | Not Applicable | On/Off | Not Applicable | [6 empty] | 900 | 35 | 32.25 | 88.75 | 936 | 1724 | 28.25 | 77.125 | 28.25 |  | 72.625 |  | 294 | 12.8125 | 62.9375 |  |  |  |  | 74.25 | 60.0625 | [8 empty] | 1 | 54 | 51 | ANSI Z21.10.3-2019/CSA 4.3-2019 | Yes | Yes | Yes | Yes | Not Applicable | [5 empty] | 40166 | COM GAS ASME EF | 205049540
EF100T2505X2 | EF100T250 | Bradford White | 671632654727 | Active | [10 empty] | No | Not Applicable | Not Applicable | Commercial Water Heating | Water Heating.Gas | 5 | 1 |  |  |  | 238-55256-00 |  |  |  | 238-36612-00 |  | 238-46101-00 |  |  |  |  | Gas | Liquid Propane |  |  |  | Indoor |  | Floor Mounted |  | No | Not Applicable | 150 | Category IV | 3 | 3 | 0.75 | 1.5 | Yes | [7 empty] | 250000 BTU/Hr |  |  |  | 100 |  | Not Applicable | On/Off | Not Applicable | [6 empty] | 850 | 35 | 32.25 | 88.75 | 884 | 1674 | 28.25 | 77.125 | 28.25 |  | 72.625 |  | 294 | 12.8125 | 62.9375 |  |  |  |  | 74.25 | 60.0625 | [8 empty] | 1 | 54 | 51 | ANSI Z21.10.3-2019/CSA 4.3-2019 | Yes | Yes | Yes | Yes | Not Applicable | [5 empty] | 40176 | COM GAS NC EF | 205049540
EF100T2505XA2 | EF100T250A | Bradford White | 671632844494 | Active | [10 empty] | No | Not Applicable | Not Applicable | Commercial Water Heating | Water Heating.Gas | 5 | 1 |  |  |  | 238-55256-00 |  |  |  | 238-36612-00 |  | 238-46101-00 |  |  |  |  | Gas | Liquid Propane |  |  |  | Indoor |  | Floor Mounted |  | Yes | HLW | 150 | Category IV | 3 | 3 | 0.75 | 1.5 | Yes | [7 empty] | 250000 BTU/Hr |  |  |  | 100 |  | Not Applicable | On/Off | Not Applicable | [6 empty] | 900 | 35 | 32.25 | 88.75 | 936 | 1724 | 28.25 | 77.125 | 28.25 |  | 72.625 |  | 294 | 12.8125 | 62.9375 |  |  |  |  | 74.25 | 60.0625 | [8 empty] | 1 | 54 | 51 | ANSI Z21.10.3-2019/CSA 4.3-2019 | Yes | Yes | Yes | Yes | Not Applicable | [5 empty] | 40166 | COM GAS ASME EF | 205049540
EF100T2505XA2-897 | EF100T250A | Bradford White | 671632577781 | Active | The -897 indicates that this SKU comes with magnesium anodes. | [9 empty] | No | Not Applicable | Not Applicable | Commercial Water Heating | Water Heating.Gas | 5 | 1 |  |  |  | 238-55256-00 |  |  |  | 238-36612-00 |  | 238-46101-00 |  |  |  |  | Gas | Liquid Propane |  |  |  | Indoor |  | Floor Mounted |  | Yes | HLW | 150 | Category IV | 3 | 3 | 0.75 | 1.5 | Yes | [7 empty] | 250000 BTU/Hr |  |  |  | 100 |  | Not Applicable | On/Off | Not Applicable | [6 empty] | 900 | 35 | 32.25 | 88.75 | 936 | 1724 | 28.25 | 77.125 | 28.25 |  | 72.625 |  | 294 | 12.8125 | 62.9375 |  |  |  |  | 74.25 | 60.0625 | [8 empty] | 1 | 54 | 51 | ANSI Z21.10.3-2019/CSA 4.3-2019 | Yes | Yes | Yes | Yes | Not Applicable | [5 empty] | 40166 | COM GAS ASME EF | 205049540
EF100T250E3N2 | EF100T250 | Bradford White | 671632331802 | Active | [10 empty] | No | Not Applicable | Not Applicable | Commercial Water Heating | Water Heating.Gas | 3 | 1 |  |  |  | 238-55256-00 |  |  |  | 238-36612-00 |  | 238-46101-00 |  |  |  |  | Gas | Natural Gas |  |  |  | Indoor |  | Floor Mounted |  | No | Not Applicable | 150 | Category IV | 3 | 3 | 0.75 | 1.5 | Yes | [7 empty] | 250000 BTU/Hr |  |  |  | 100 |  | Not Applicable | On/Off | Yes, it does comply with jurisdictions having 14ng/J NOx Regulations | [6 empty] | 850 | 35 | 32.25 | 88.75 | 884 | 1674 | 28.25 | 77.125 | 28.25 |  | 72.625 |  | 294 | 12.8125 | 62.9375 |  |  |  |  | 74.25 | 60.0625 | [8 empty] | 1 | 54 | 51 | ANSI Z21.10.3-2019/CSA 4.3-2019 | Yes | Yes | Yes | Yes | Not Applicable | [5 empty] | 40176 | COM GAS NC EF | 204803823
EF100T250E3N2-806 | EF100T250 | Bradford White | 671632333882 | Active | The ""-806"" indicates that this SKU was designed and certified for Installation in Canada. | [9 empty] | No | Not Applicable | Not Applicable | Commercial Water Heating | Water Heating.Gas | 3 | 1 |  |  |  | 238-55256-00 |  |  |  | 238-36612-00 |  | 238-46101-00 |  |  |  |  | Gas | Natural Gas |  |  |  | Indoor |  | Floor Mounted |  | No | Not Applicable | 150 | Category IV | 3 | 3 | 0.75 | 1.5 | Yes | [7 empty] | Not Applicable |  |  |  | 100 |  | Not Applicable | On/Off | Not Applicable | [6 empty] | 850 | 35 | 32.25 | 88.75 | 884 | 1674 | 28.25 | 77.125 | 28.25 |  | 72.625 |  | 294 | 12.8125 | 62.9375 |  |  |  |  | 74.25 | 60.0625 | [8 empty] | 1 | 54 | 51 | Not Applicable | Yes | No | Yes | No | Not Applicable | 238-55335-00 |  |  |  |  | 40176 | COM GAS NC EF
EF100T250E3N2-806-897 | EF100T250 | Bradford White | 671632578634 | Active | The ""-806"" indicates that this SKU was designed and certified for Installation in Canada. | The -897 indicates that this SKU comes with magnesium anodes. | [8 empty] | No | Not Applicable | Not Applicable | Commercial Water Heating | Water Heating.Gas | 3 | 1 |  |  |  | 238-55256-00 |  |  |  | 238-36612-00 |  | 238-46101-00 |  |  |  |  | Gas | Natural Gas |  |  |  | Indoor |  | Floor Mounted |  | No | Not Applicable | 150 | Category IV | 3 | 3 | 0.75 | 1.5 | Yes | [7 empty] | Not Applicable |  |  |  | 100 |  | Not Applicable | On/Off | Not Applicable | [6 empty] | 850 | 35 | 32.25 | 88.75 | 884 | 1674 | 28.25 | 77.125 | 28.25 |  | 72.625 |  | 294 | 12.8125 | 62.9375 |  |  |  |  | 74.25 | 60.0625 | [8 empty] | 1 | 54 | 51 | Not Applicable | Yes | No | Yes | No | Not Applicable | 238-55335-00 |  |  |  |  | 40176 | COM GAS NC EF
EF100T250E3N2-859 | EF100T250 | Bradford White | 671632572113 | Active | The ""-859"" indicates that this SKU comes with a Gas Regulator. | [9 empty] | No | Not Applicable | Not Applicable | Commercial Water Heating | Water Heating.Gas | 3 | 1 |  |  |  | 238-55256-00 |  |  |  | 238-36612-00 |  | 238-46101-00 |  |  |  |  | Gas | Natural Gas |  |  |  | Indoor |  | Floor Mounted |  | No | Not Applicable | 150 | Category IV | 3 | 3 | 0.75 | 1.5 | Yes | [7 empty] | 250000 BTU/Hr |  |  |  | 100 |  | Not Applicable | On/Off | Yes, it does comply with jurisdictions having 14ng/J NOx Regulations | [6 empty] | 850 | 35 | 32.25 | 88.75 | 884 | 1674 | 28.25 | 77.125 | 28.25 |  | 72.625 |  | 294 | 12.8125 | 62.9375 |  |  |  |  | 74.25 | 60.0625 | [8 empty] | 1 | 54 | 51 | ANSI Z21.10.3-2019/CSA 4.3-2019 | Yes | Yes | Yes | Yes | Not Applicable | [5 empty] | 40176 | COM GAS NC EF | 204803823
EF100T250E3N2-859-897 | EF100T250 | Bradford White | 671632577071 | Active | The ""-859"" indicates that this SKU comes with a Gas Regulator. | The -897 indicates that this SKU comes with magnesium anodes. | [8 empty] | No | Not Applicable | Not Applicable | Commercial Water Heating | Water Heating.Gas | 3 | 1 |  |  |  | 238-55256-00 |  |  |  | 238-36612-00 |  | 238-46101-00 |  |  |  |  | Gas | Natural Gas |  |  |  | Indoor |  | Floor Mounted |  | No | Not Applicable | 150 | Category IV | 3 | 3 | 0.75 | 1.5 | Yes | [7 empty] | 250000 BTU/Hr |  |  |  | 100 |  | Not Applicable | On/Off | Yes, it does comply with jurisdictions having 14ng/J NOx Regulations | [6 empty] | 850 | 35 | 32.25 | 88.75 | 884 | 1674 | 28.25 | 77.125 | 28.25 |  | 72.625 |  | 294 | 12.8125 | 62.9375 |  |  |  |  | 74.25 | 60.0625 | [8 empty] | 1 | 54 | 51 | ANSI Z21.10.3-2019/CSA 4.3-2019 | Yes | Yes | Yes | Yes | Not Applicable | [5 empty] | 40176 | COM GAS NC EF | 204803823
EF100T250E3N2-879 | EF100T250 | Bradford White | 671632713509 | Active | The ""-879"" indicates that this SKU operates on a Gas Supply Pressure Range of 3.5"" - 14"" W.C. | [9 empty] | No | Not Applicable | Not Applicable | Commercial Water Heating | Water Heating.Gas | 3 | 1 |  |  |  | 238-55256-00 |  |  |  | 238-36612-00 |  | 238-48371-00 |  |  |  |  | Gas | Natural Gas |  |  |  | Indoor |  | Floor Mounted |  | No | Not Applicable | 150 | Category IV | 3 | 3 | 0.75 | 1.5 | Yes | [7 empty] | 250000 BTU/Hr |  |  |  | 100 |  | Not Applicable | On/Off | Yes, it does comply with jurisdictions having 14ng/J NOx Regulations | [6 empty] | 850 | 35 | 32.25 | 88.75 | 884 | 1674 | 28.25 | 77.125 | 28.25 |  | 72.625 |  | 294 | 12.8125 | 62.9375 |  |  |  |  | 74.25 | 60.0625 | [8 empty] | 1 | 54 | 51 | ANSI Z21.10.3-2019/CSA 4.3-2019 | Yes | Yes | Yes | Yes | Not Applicable | [5 empty] | 40176 | COM GAS NC EF | 204803823
EF100T250E3N2-879-897 | EF100T250 | Bradford White | 671632577750 | Active | The ""-879"" indicates that this SKU operates on a Gas Supply Pressure Range of 3.5"" - 14"" W.C. | The -897 indicates that this SKU comes with magnesium anodes. | [8 empty] | No | Not Applicable | Not Applicable | Commercial Water Heating | Water Heating.Gas | 3 | 1 |  |  |  | 238-55256-00 |  |  |  | 238-36612-00 |  | 238-48371-00 |  |  |  |  | Gas | Natural Gas |  |  |  | Indoor |  | Floor Mounted |  | No | Not Applicable | 150 | Category IV | 3 | 3 | 0.75 | 1.5 | Yes | [7 empty] | 250000 BTU/Hr |  |  |  | 100 |  | Not Applicable | On/Off | Yes, it does comply with jurisdictions having 14ng/J NOx Regulations | [6 empty] | 850 | 35 | 32.25 | 88.75 | 884 | 1674 | 28.25 | 77.125 | 28.25 |  | 72.625 |  | 294 | 12.8125 | 62.9375 |  |  |  |  | 74.25 | 60.0625 | [8 empty] | 1 | 54 | 51 | ANSI Z21.10.3-2019/CSA 4.3-2019 | Yes | Yes | Yes | Yes | Not Applicable | [5 empty] | 40176 | COM GAS NC EF | 204803823
EF100T250E3N2-897 | EF100T250 | Bradford White | 671632576005 | Active | The -897 indicates that this SKU comes with magnesium anodes. | [9 empty] | No | Not Applicable | Not Applicable | Commercial Water Heating | Water Heating.Gas | 3 | 1 |  |  |  | 238-55256-00 |  |  |  | 238-36612-00 |  | 238-46101-00 |  |  |  |  | Gas | Natural Gas |  |  |  | Indoor |  | Floor Mounted |  | No | Not Applicable | 150 | Category IV | 3 | 3 | 0.75 | 1.5 | Yes | [7 empty] | 250000 BTU/Hr |  |  |  | 100 |  | Not Applicable | On/Off | Yes, it does comply with jurisdictions having 14ng/J NOx Regulations | [6 empty] | 850 | 35 | 32.25 | 88.75 | 884 | 1674 | 28.25 | 77.125 | 28.25 |  | 72.625 |  | 294 | 12.8125 | 62.9375 |  |  |  |  | 74.25 | 60.0625 | [8 empty] | 1 | 54 | 51 | ANSI Z21.10.3-2019/CSA 4.3-2019 | Yes | Yes | Yes | Yes | Not Applicable | [5 empty] | 40176 | COM GAS NC EF | 204803823
EF100T250E3NA2 | EF100T250A | Bradford White | 671632332083 | Active | [10 empty] | No | Not Applicable | Not Applicable | Commercial Water Heating | Water Heating.Gas | 3 | 1 |  |  |  | 238-55256-00 |  |  |  | 238-36612-00 |  | 238-46101-00 |  |  |  |  | Gas | Natural Gas |  |  |  | Indoor |  | Floor Mounted |  | Yes | HLW | 150 | Category IV | 3 | 3 | 0.75 | 1.5 | Yes | [7 empty] | 250000 BTU/Hr |  |  |  | 100 |  | Not Applicable | On/Off | Yes, it does comply with jurisdictions having 14ng/J NOx Regulations | [6 empty] | 900 | 35 | 32.25 | 88.75 | 936 | 1724 | 28.25 | 77.125 | 28.25 |  | 72.625 |  | 294 | 12.8125 | 62.9375 |  |  |  |  | 74.25 | 60.0625 | [8 empty] | 1 | 54 | 51 | ANSI Z21.10.3-2019/CSA 4.3-2019 | Yes | Yes | Yes | Yes | Not Applicable | [5 empty] | 40166 | COM GAS ASME EF | 204803823
EF100T250E3NA2-806 | EF100T250A | Bradford White | 671632333875 | Active | The ""-806"" indicates that this SKU was designed and certified for Installation in Canada. | [9 empty] | No | Not Applicable | Not Applicable | Commercial Water Heating | Water Heating.Gas | 3 | 1 |  |  |  | 238-55256-00 |  |  |  | 238-36612-00 |  | 238-46101-00 |  |  |  |  | Gas | Natural Gas |  |  |  | Indoor |  | Floor Mounted |  | Yes | HLW | 150 | Category IV | 3 | 3 | 0.75 | 1.5 | Yes | [7 empty] | Not Applicable |  |  |  | 100 |  | Not Applicable | On/Off | Not Applicable | [6 empty] | 900 | 35 | 32.25 | 88.75 | 936 | 1724 | 28.25 | 77.125 | 28.25 |  | 72.625 |  | 294 | 12.8125 | 62.9375 |  |  |  |  | 74.25 | 60.0625 | [8 empty] | 1 | 54 | 51 | Not Applicable | Yes | No | Yes | No | Not Applicable | 238-55335-00 |  |  |  |  | 40166 | COM GAS ASME EF
EF100T250E3NA2-806-897 | EF100T250A | Bradford White | 671632576890 | Active | The ""-806"" indicates that this SKU was designed and certified for Installation in Canada. | The -897 indicates that this SKU comes with magnesium anodes. | [8 empty] | No | Not Applicable | Not Applicable | Commercial Water Heating | Water Heating.Gas | 3 | 1 |  |  |  | 238-55256-00 |  |  |  | 238-36612-00 |  | 238-46101-00 |  |  |  |  | Gas | Natural Gas |  |  |  | Indoor |  | Floor Mounted |  | Yes | HLW | 150 | Category IV | 3 | 3 | 0.75 | 1.5 | Yes | [7 empty] | Not Applicable |  |  |  | 100 |  | Not Applicable | On/Off | Not Applicable | [6 empty] | 900 | 35 | 32.25 | 88.75 | 936 | 1724 | 28.25 | 77.125 | 28.25 |  | 72.625 |  | 294 | 12.8125 | 62.9375 |  |  |  |  | 74.25 | 60.0625 | [8 empty] | 1 | 54 | 51 | Not Applicable | Yes | No | Yes | No | Not Applicable | 238-55335-00 |  |  |  |  | 40166 | COM GAS ASME EF
EF100T250E3NA2-859 | EF100T250A | Bradford White | 671632572120 | Active | The ""-859"" indicates that this SKU comes with a Gas Regulator. | [9 empty] | No | Not Applicable | Not Applicable | Commercial Water Heating | Water Heating.Gas | 3 | 1 |  |  |  | 238-55256-00 |  |  |  | 238-36612-00 |  | 238-46101-00 |  |  |  |  | Gas | Natural Gas |  |  |  | Indoor |  | Floor Mounted |  | Yes | HLW | 150 | Category IV | 3 | 3 | 0.75 | 1.5 | Yes | [7 empty] | 250000 BTU/Hr |  |  |  | 100 |  | Not Applicable | On/Off | Yes, it does comply with jurisdictions having 14ng/J NOx Regulations | [6 empty] | 900 | 35 | 32.25 | 88.75 | 936 | 1724 | 28.25 | 77.125 | 28.25 |  | 72.625 |  | 294 | 12.8125 | 62.9375 |  |  |  |  | 74.25 | 60.0625 | [8 empty] | 1 | 54 | 51 | ANSI Z21.10.3-2019/CSA 4.3-2019 | Yes | Yes | Yes | Yes | Not Applicable | [5 empty] | 40166 | COM GAS ASME EF | 204803823
EF100T250E3NA2-859-897 | EF100T250A | Bradford White | 671632577187 | Active | The ""-859"" indicates that this SKU comes with a Gas Regulator. | The -897 indicates that this SKU comes with magnesium anodes. | [8 empty] | No | Not Applicable | Not Applicable | Commercial Water Heating | Water Heating.Gas | 3 | 1 |  |  |  | 238-55256-00 |  |  |  | 238-36612-00 |  | 238-46101-00 |  |  |  |  | Gas | Natural Gas |  |  |  | Indoor |  | Floor Mounted |  | Yes | HLW | 150 | Category IV | 3 | 3 | 0.75 | 1.5 | Yes | [7 empty] | 250000 BTU/Hr |  |  |  | 100 |  | Not Applicable | On/Off | Yes, it does comply with jurisdictions having 14ng/J NOx Regulations | [6 empty] | 900 | 35 | 32.25 | 88.75 | 936 | 1724 | 28.25 | 77.125 | 28.25 |  | 72.625 |  | 294 | 12.8125 | 62.9375 |  |  |  |  | 74.25 | 60.0625 | [8 empty] | 1 | 54 | 51 | ANSI Z21.10.3-2019/CSA 4.3-2019 | Yes | Yes | Yes | Yes | Not Applicable | [5 empty] | 40166 | COM GAS ASME EF | 204803823
EF100T250E3NA2-879 | EF100T250A | Bradford White | 671632713493 | Active | The ""-879"" indicates that this SKU operates on a Gas Supply Pressure Range of 3.5"" - 14"" W.C. | [9 empty] | No | Not Applicable | Not Applicable | Commercial Water Heating | Water Heating.Gas | 3 | 1 |  |  |  | 238-55256-00 |  |  |  | 238-36612-00 |  | 238-48371-00 |  |  |  |  | Gas | Natural Gas |  |  |  | Indoor |  | Floor Mounted |  | Yes | HLW | 150 | Category IV | 3 | 3 | 0.75 | 1.5 | Yes | [7 empty] | 250000 BTU/Hr |  |  |  | 100 |  | Not Applicable | On/Off | Yes, it does comply with jurisdictions having 14ng/J NOx Regulations | [6 empty] | 900 | 35 | 32.25 | 88.75 | 936 | 1724 | 28.25 | 77.125 | 28.25 |  | 72.625 |  | 294 | 12.8125 | 62.9375 |  |  |  |  | 74.25 | 60.0625 | [8 empty] | 1 | 54 | 51 | ANSI Z21.10.3-2019/CSA 4.3-2019 | Yes | Yes | Yes | Yes | Not Applicable | [5 empty] | 40166 | COM GAS ASME EF | 204803823
EF100T250E3NA2-879-897 | EF100T250A | Bradford White | 671632577675 | Active | The ""-879"" indicates that this SKU operates on a Gas Supply Pressure Range of 3.5"" - 14"" W.C. | The -897 indicates that this SKU comes with magnesium anodes. | [8 empty] | No | Not Applicable | Not Applicable | Commercial Water Heating | Water Heating.Gas | 3 | 1 |  |  |  | 238-55256-00 |  |  |  | 238-36612-00 |  | 238-48371-00 |  |  |  |  | Gas | Natural Gas |  |  |  | Indoor |  | Floor Mounted |  | Yes | HLW | 150 | Category IV | 3 | 3 | 0.75 | 1.5 | Yes | [7 empty] | 250000 BTU/Hr |  |  |  | 100 |  | Not Applicable | On/Off | Yes, it does comply with jurisdictions having 14ng/J NOx Regulations | [6 empty] | 900 | 35 | 32.25 | 88.75 | 936 | 1724 | 28.25 | 77.125 | 28.25 |  | 72.625 |  | 294 | 12.8125 | 62.9375 |  |  |  |  | 74.25 | 60.0625 | [8 empty] | 1 | 54 | 51 | ANSI Z21.10.3-2019/CSA 4.3-2019 | Yes | Yes | Yes | Yes | Not Applicable | [5 empty] | 40166 | COM GAS ASME EF | 204803823
EF100T250E3NA2-897 | EF100T250A | Bradford White | 671632576487 | Active | The -897 indicates that this SKU comes with magnesium anodes. | [9 empty] | No | Not Applicable | Not Applicable | Commercial Water Heating | Water Heating.Gas | 3 | 1 |  |  |  | 238-55256-00 |  |  |  | 238-36612-00 |  | 238-46101-00 |  |  |  |  | Gas | Natural Gas |  |  |  | Indoor |  | Floor Mounted |  | Yes | HLW | 150 | Category IV | 3 | 3 | 0.75 | 1.5 | Yes | [7 empty] | 250000 BTU/Hr |  |  |  | 100 |  | Not Applicable | On/Off | Yes, it does comply with jurisdictions having 14ng/J NOx Regulations | [6 empty] | 900 | 35 | 32.25 | 88.75 | 936 | 1724 | 28.25 | 77.125 | 28.25 |  | 72.625 |  | 294 | 12.8125 | 62.9375 |  |  |  |  | 74.25 | 60.0625 | [8 empty] | 1 | 54 | 51 | ANSI Z21.10.3-2019/CSA 4.3-2019 | Yes | Yes | Yes | Yes | Not Applicable | [5 empty] | 40166 | COM GAS ASME EF | 204803823
EF100T250E5N2 | EF100T250 | Bradford White | 671632553877 | Active | [10 empty] | No | Not Applicable | Not Applicable | Commercial Water Heating | Water Heating.Gas | 5 | 1 |  |  |  | 238-55256-00 |  |  |  | 238-36612-00 |  | 238-46101-00 |  |  |  |  | Gas | Natural Gas |  |  |  | Indoor |  | Floor Mounted |  | No | Not Applicable | 150 | Category IV | 3 | 3 | 0.75 | 1.5 | Yes | [7 empty] | 250000 BTU/Hr |  |  |  | 100 |  | Not Applicable | On/Off | Yes, it does comply with jurisdictions having 14ng/J NOx Regulations | [6 empty] | 850 | 35 | 32.25 | 88.75 | 884 | 1674 | 28.25 | 77.125 | 28.25 |  | 72.625 |  | 294 | 12.8125 | 62.9375 |  |  |  |  | 74.25 | 60.0625 | [8 empty] | 1 | 54 | 51 | ANSI Z21.10.3-2019/CSA 4.3-2019 | Yes | Yes | Yes | Yes | Not Applicable | [5 empty] | 40176 | COM GAS NC EF | 204803823
EF100T250E5N2-897 | EF100T250 | Bradford White | 671632577033 | Active | The -897 indicates that this SKU comes with magnesium anodes. | [9 empty] | No | Not Applicable | Not Applicable | Commercial Water Heating | Water Heating.Gas | 5 | 1 |  |  |  | 238-55256-00 |  |  |  | 238-36612-00 |  | 238-46101-00 |  |  |  |  | Gas | Natural Gas |  |  |  | Indoor |  | Floor Mounted |  | No | Not Applicable | 150 | Category IV | 3 | 3 | 0.75 | 1.5 | Yes | [7 empty] | 250000 BTU/Hr |  |  |  | 100 |  | Not Applicable | On/Off | Yes, it does comply with jurisdictions having 14ng/J NOx Regulations | [6 empty] | 850 | 35 | 32.25 | 88.75 | 884 | 1674 | 28.25 | 77.125 | 28.25 |  | 72.625 |  | 294 | 12.8125 | 62.9375 |  |  |  |  | 74.25 | 60.0625 | [8 empty] | 1 | 54 | 51 | ANSI Z21.10.3-2019/CSA 4.3-2019 | Yes | Yes | Yes | Yes | Not Applicable | [5 empty] | 40176 | COM GAS NC EF | 204803823
EF100T250E5NA2 | EF100T250A | Bradford White | 671632670017 | Active | [10 empty] | No | Not Applicable | Not Applicable | Commercial Water Heating | Water Heating.Gas | 5 | 1 |  |  |  | 238-55256-00 |  |  |  | 238-36612-00 |  | 238-46101-00 |  |  |  |  | Gas | Natural Gas |  |  |  | Indoor |  | Floor Mounted |  | Yes | HLW | 150 | Category IV | 3 | 3 | 0.75 | 1.5 | Yes | [7 empty] | 250000 BTU/Hr |  |  |  | 100 |  | Not Applicable | On/Off | Yes, it does comply with jurisdictions having 14ng/J NOx Regulations | [6 empty] | 900 | 35 | 32.25 | 88.75 | 936 | 1724 | 28.25 | 77.125 | 28.25 |  | 72.625 |  | 294 | 12.8125 | 62.9375 |  |  |  |  | 74.25 | 60.0625 | [8 empty] | 1 | 54 | 51 | ANSI Z21.10.3-2019/CSA 4.3-2019 | Yes | Yes | Yes | Yes | Not Applicable | [5 empty] | 40166 | COM GAS ASME EF | 204803823
EF100T250E5NA2-879 | EF100T250A | Bradford White | 671632574605 | Active | The ""-879"" indicates that this SKU operates on a Gas Supply Pressure Range of 3.5"" - 14"" W.C. | [9 empty] | No | Not Applicable | Not Applicable | Commercial Water Heating | Water Heating.Gas | 5 | 1 |  |  |  | 238-55256-00 |  |  |  | 238-36612-00 |  | 238-48371-00 |  |  |  |  | Gas | Natural Gas |  |  |  | Indoor |  | Floor Mounted |  | Yes | HLW | 150 | Category IV | 3 | 3 | 0.75 | 1.5 | Yes | [7 empty] | 250000 BTU/Hr |  |  |  | 100 |  | Not Applicable | On/Off | Yes, it does comply with jurisdictions having 14ng/J NOx Regulations | [6 empty] | 900 | 35 | 32.25 | 88.75 | 936 | 1724 | 28.25 | 77.125 | 28.25 |  | 72.625 |  | 294 | 12.8125 | 62.9375 |  |  |  |  | 74.25 | 60.0625 | [8 empty] | 1 | 54 | 51 | ANSI Z21.10.3-2019/CSA 4.3-2019 | Yes | Yes | Yes | Yes | Not Applicable | [5 empty] | 40166 | COM GAS ASME EF | 204803823
EF100T250E5NA2-879-897 | EF100T250A | Bradford White | 671632578566 | Active | The ""-879"" indicates that this SKU operates on a Gas Supply Pressure Range of 3.5"" - 14"" W.C. | The -897 indicates that this SKU comes with magnesium anodes. | [8 empty] | No | Not Applicable | Not Applicable | Commercial Water Heating | Water Heating.Gas | 5 | 1 |  |  |  | 238-55256-00 |  |  |  | 238-36612-00 |  | 238-48371-00 |  |  |  |  | Gas | Natural Gas |  |  |  | Indoor |  | Floor Mounted |  | Yes | HLW | 150 | Category IV | 3 | 3 | 0.75 | 1.5 | Yes | [7 empty] | 250000 BTU/Hr |  |  |  | 100 |  | Not Applicable | On/Off | Yes, it does comply with jurisdictions having 14ng/J NOx Regulations | [6 empty] | 900 | 35 | 32.25 | 88.75 | 936 | 1724 | 28.25 | 77.125 | 28.25 |  | 72.625 |  | 294 | 12.8125 | 62.9375 |  |  |  |  | 74.25 | 60.0625 | [8 empty] | 1 | 54 | 51 | ANSI Z21.10.3-2019/CSA 4.3-2019 | Yes | Yes | Yes | Yes | Not Applicable | [5 empty] | 40166 | COM GAS ASME EF | 204803823
EF100T250E5NA2-897 | EF100T250A | Bradford White | 671632577668 | Active | The -897 indicates that this SKU comes with magnesium anodes. | [9 empty] | No | Not Applicable | Not Applicable | Commercial Water Heating | Water Heating.Gas | 5 | 1 |  |  |  | 238-55256-00 |  |  |  | 238-36612-00 |  | 238-46101-00 |  |  |  |  | Gas | Natural Gas |  |  |  | Indoor |  | Floor Mounted |  | Yes | HLW | 150 | Category IV | 3 | 3 | 0.75 | 1.5 | Yes | [7 empty] | 250000 BTU/Hr |  |  |  | 100 |  | Not Applicable | On/Off | Yes, it does comply with jurisdictions having 14ng/J NOx Regulations | [6 empty] | 900 | 35 | 32.25 | 88.75 | 936 | 1724 | 28.25 | 77.125 | 28.25 |  | 72.625 |  | 294 | 12.8125 | 62.9375 |  |  |  |  | 74.25 | 60.0625 | [8 empty] | 1 | 54 | 51 | ANSI Z21.10.3-2019/CSA 4.3-2019 | Yes | Yes | Yes | Yes | Not Applicable | [5 empty] | 40166 | COM GAS ASME EF | 204803823
EF100T3003X2 | EF100T300 | Bradford White | 671632331864 | Active | [10 empty] | No | Not Applicable | Not Applicable | Commercial Water Heating | Water Heating.Gas | 3 | 1 |  |  |  | 238-55256-00 |  |  |  | 238-36612-00 |  | 238-46101-00 |  |  |  |  | Gas | Liquid Propane |  |  |  | Indoor |  | Floor Mounted |  | No | Not Applicable | 150 | Category IV | 3 | 3 | 0.75 | 1.5 | Yes | [7 empty] | 300000 BTU/Hr |  |  |  | 100 |  | Not Applicable | On/Off | Not Applicable | [6 empty] | 850 | 35 | 32.25 | 88.75 | 884 | 1674 | 28.25 | 77.125 | 28.25 |  | 72.625 |  | 335 | 12.8125 | 62.9375 |  |  |  |  | 74.25 | 60.0625 | [8 empty] | 1 | 54 | 51 | ANSI Z21.10.3-2019/CSA 4.3-2019 | Yes | Yes | Yes | No | Not Applicable | [5 empty] | 40176 | COM GAS NC EF | 204235062
EF100T3003X2-806 | EF100T300 | Bradford White | 671632333950 | Active | The ""-806"" indicates that this SKU was designed and certified for Installation in Canada. | [9 empty] | No | Not Applicable | Not Applicable | Commercial Water Heating | Water Heating.Gas | 3 | 1 |  |  |  | 238-55256-00 |  |  |  | 238-36612-00 |  | 238-46101-00 |  |  |  |  | Gas | Liquid Propane |  |  |  | Indoor |  | Floor Mounted |  | No | Not Applicable | 150 | Category IV | 3 | 3 | 0.75 | 1.5 | Yes | [7 empty] | Not Applicable |  |  |  | 100 |  | Not Applicable | On/Off | Not Applicable | [6 empty] | 850 | 35 | 32.25 | 88.75 | 884 | 1674 | 28.25 | 77.125 | 28.25 |  | 72.625 |  | 335 | 12.8125 | 62.9375 |  |  |  |  | 74.25 | 60.0625 | [8 empty] | 1 | 54 | 51 | Not Applicable | Yes | No | Yes | No | Not Applicable | 238-55335-00 |  |  |  |  | 40176 | COM GAS NC EF
EF100T3003X2-806-897 | EF100T300 | Bradford White | 671632576951 | Active | The ""-806"" indicates that this SKU was designed and certified for Installation in Canada. | The -897 indicates that this SKU comes with magnesium anodes. | [8 empty] | No | Not Applicable | Not Applicable | Commercial Water Heating | Water Heating.Gas | 3 | 1 |  |  |  | 238-55256-00 |  |  |  | 238-36612-00 |  | 238-46101-00 |  |  |  |  | Gas | Liquid Propane |  |  |  | Indoor |  | Floor Mounted |  | No | Not Applicable | 150 | Category IV | 3 | 3 | 0.75 | 1.5 | Yes | [7 empty] | Not Applicable |  |  |  | 100 |  | Not Applicable | On/Off | Not Applicable | [6 empty] | 850 | 35 | 32.25 | 88.75 | 884 | 1674 | 28.25 | 77.125 | 28.25 |  | 72.625 |  | 335 | 12.8125 | 62.9375 |  |  |  |  | 74.25 | 60.0625 | [8 empty] | 1 | 54 | 51 | Not Applicable | Yes | No | Yes | No | Not Applicable | 238-55335-00 |  |  |  |  | 40176 | COM GAS NC EF
EF100T3003X2-859 | EF100T300 | Bradford White | 671632572137 | Active | The ""-859"" indicates that this SKU comes with a Gas Regulator. | [9 empty] | No | Not Applicable | Not Applicable | Commercial Water Heating | Water Heating.Gas | 3 | 1 |  |  |  | 238-55256-00 |  |  |  | 238-36612-00 |  | 238-46101-00 |  |  |  |  | Gas | Liquid Propane |  |  |  | Indoor |  | Floor Mounted |  | No | Not Applicable | 150 | Category IV | 3 | 3 | 0.75 | 1.5 | Yes | [7 empty] | 300000 BTU/Hr |  |  |  | 100 |  | Not Applicable | On/Off | Not Applicable | [6 empty] | 850 | 35 | 32.25 | 88.75 | 884 | 1674 | 28.25 | 77.125 | 28.25 |  | 72.625 |  | 335 | 12.8125 | 62.9375 |  |  |  |  | 74.25 | 60.0625 | [8 empty] | 1 | 54 | 51 | ANSI Z21.10.3-2019/CSA 4.3-2019 | Yes | Yes | Yes | No | Not Applicable | [5 empty] | 40176 | COM GAS NC EF | 204235062
EF100T3003X2-859-897 | EF100T300 | Bradford White | 671632577132 | Active | The ""-859"" indicates that this SKU comes with a Gas Regulator. | The -897 indicates that this SKU comes with magnesium anodes. | [8 empty] | No | Not Applicable | Not Applicable | Commercial Water Heating | Water Heating.Gas | 3 | 1 |  |  |  | 238-55256-00 |  |  |  | 238-36612-00 |  | 238-46101-00 |  |  |  |  | Gas | Liquid Propane |  |  |  | Indoor |  | Floor Mounted |  | No | Not Applicable | 150 | Category IV | 3 | 3 | 0.75 | 1.5 | Yes | [7 empty] | 300000 BTU/Hr |  |  |  | 100 |  | Not Applicable | On/Off | Not Applicable | [6 empty] | 850 | 35 | 32.25 | 88.75 | 884 | 1674 | 28.25 | 77.125 | 28.25 |  | 72.625 |  | 335 | 12.8125 | 62.9375 |  |  |  |  | 74.25 | 60.0625 | [8 empty] | 1 | 54 | 51 | ANSI Z21.10.3-2019/CSA 4.3-2019 | Yes | Yes | Yes | No | Not Applicable | [5 empty] | 40176 | COM GAS NC EF | 204235062
EF100T3003X2-897 | EF100T300 | Bradford White | 671632576463 | Active | The -897 indicates that this SKU comes with magnesium anodes. | [9 empty] | No | Not Applicable | Not Applicable | Commercial Water Heating | Water Heating.Gas | 3 | 1 |  |  |  | 238-55256-00 |  |  |  | 238-36612-00 |  | 238-46101-00 |  |  |  |  | Gas | Liquid Propane |  |  |  | Indoor |  | Floor Mounted |  | No | Not Applicable | 150 | Category IV | 3 | 3 | 0.75 | 1.5 | Yes | [7 empty] | 300000 BTU/Hr |  |  |  | 100 |  | Not Applicable | On/Off | Not Applicable | [6 empty] | 850 | 35 | 32.25 | 88.75 | 884 | 1674 | 28.25 | 77.125 | 28.25 |  | 72.625 |  | 335 | 12.8125 | 62.9375 |  |  |  |  | 74.25 | 60.0625 | [8 empty] | 1 | 54 | 51 | ANSI Z21.10.3-2019/CSA 4.3-2019 | Yes | Yes | Yes | No | Not Applicable | [5 empty] | 40176 | COM GAS NC EF | 204235062
EF100T3003XA2 | EF100T300A | Bradford White | 671632332106 | Active | [10 empty] | No | Not Applicable | Not Applicable | Commercial Water Heating | Water Heating.Gas | 3 | 1 |  |  |  | 238-55256-00 |  |  |  | 238-36612-00 |  | 238-46101-00 |  |  |  |  | Gas | Liquid Propane |  |  |  | Indoor |  | Floor Mounted |  | Yes | HLW | 150 | Category IV | 3 | 3 | 0.75 | 1.5 | Yes | [7 empty] | 300000 BTU/Hr |  |  |  | 100 |  | Not Applicable | On/Off | Not Applicable | [6 empty] | 900 | 35 | 32.25 | 88.75 | 936 | 1724 | 28.25 | 77.125 |  |  | 72.625 |  | 335 | 12.8125 | 62.9375 |  |  |  |  | 74.25 | 60.0625 | [8 empty] | 1 | 54 | 51 | ANSI Z21.10.3-2019/CSA 4.3-2019 | Yes | Yes | Yes | No | Not Applicable | [5 empty] | 40166 | COM GAS ASME EF | 204235062
EF100T3003XA2-806 | EF100T300A | Bradford White | 671632333967 | Active | The ""-806"" indicates that this SKU was designed and certified for Installation in Canada. | [9 empty] | No | Not Applicable | Not Applicable | Commercial Water Heating | Water Heating.Gas | 3 | 1 |  |  |  | 238-55256-00 |  |  |  | 238-36612-00 |  | 238-46101-00 |  |  |  |  | Gas | Liquid Propane |  |  |  | Indoor |  | Floor Mounted |  | Yes | HLW | 150 | Category IV | 3 | 3 | 0.75 | 1.5 | Yes | [7 empty] | Not Applicable |  |  |  | 100 |  | Not Applicable | On/Off | Not Applicable | [6 empty] | 900 | 35 | 32.25 | 88.75 | 936 | 1724 | 28.25 | 77.125 |  |  | 72.625 |  | 335 | 12.8125 | 62.9375 |  |  |  |  | 74.25 | 60.0625 | [8 empty] | 1 | 54 | 51 | Not Applicable | Yes | No | Yes | No | Not Applicable | 238-55335-00 |  |  |  |  | 40166 | COM GAS ASME EF
EF100T3003XA2-806-897 | EF100T300A | Bradford White | 671632576982 | Active | The ""-806"" indicates that this SKU was designed and certified for Installation in Canada. | The -897 indicates that this SKU comes with magnesium anodes. | [8 empty] | No | Not Applicable | Not Applicable | Commercial Water Heating | Water Heating.Gas | 3 | 1 |  |  |  | 238-55256-00 |  |  |  | 238-36612-00 |  | 238-46101-00 |  |  |  |  | Gas | Liquid Propane |  |  |  | Indoor |  | Floor Mounted |  | Yes | HLW | 150 | Category IV | 3 | 3 | 0.75 | 1.5 | Yes | [7 empty] | Not Applicable |  |  |  | 100 |  | Not Applicable | On/Off | Not Applicable | [6 empty] | 900 | 35 | 32.25 | 88.75 | 936 | 1724 | 28.25 | 77.125 |  |  | 72.625 |  | 335 | 12.8125 | 62.9375 |  |  |  |  | 74.25 | 60.0625 | [8 empty] | 1 | 54 | 51 | Not Applicable | Yes | No | Yes | No | Not Applicable | 238-55335-00 |  |  |  |  | 40166 | COM GAS ASME EF
EF100T3003XA2-859 | EF100T300A | Bradford White | 671632572144 | Active | The ""-859"" indicates that this SKU comes with a Gas Regulator. | [9 empty] | No | Not Applicable | Not Applicable | Commercial Water Heating | Water Heating.Gas | 3 | 1 |  |  |  | 238-55256-00 |  |  |  | 238-36612-00 |  | 238-46101-00 |  |  |  |  | Gas | Liquid Propane |  |  |  | Indoor |  | Floor Mounted |  | Yes | HLW | 150 | Category IV | 3 | 3 | 0.75 | 1.5 | Yes | [7 empty] | 300000 BTU/Hr |  |  |  | 100 |  | Not Applicable | On/Off | Not Applicable | [6 empty] | 900 | 35 | 32.25 | 88.75 | 936 | 1724 | 28.25 | 77.125 |  |  | 72.625 |  | 335 | 12.8125 | 62.9375 |  |  |  |  | 74.25 | 60.0625 | [8 empty] | 1 | 54 | 51 | ANSI Z21.10.3-2019/CSA 4.3-2019 | Yes | Yes | Yes | No | Not Applicable | [5 empty] | 40166 | COM GAS ASME EF | 204235062
EF100T3003XA2-859-897 | EF100T300A | Bradford White | 671632577194 | Active | The ""-859"" indicates that this SKU comes with a Gas Regulator. | The -897 indicates that this SKU comes with magnesium anodes. | [8 empty] | No | Not Applicable | Not Applicable | Commercial Water Heating | Water Heating.Gas | 3 | 1 |  |  |  | 238-55256-00 |  |  |  | 238-36612-00 |  | 238-46101-00 |  |  |  |  | Gas | Liquid Propane |  |  |  | Indoor |  | Floor Mounted |  | Yes | HLW | 150 | Category IV | 3 | 3 | 0.75 | 1.5 | Yes | [7 empty] | 300000 BTU/Hr |  |  |  | 100 |  | Not Applicable | On/Off | Not Applicable | [6 empty] | 900 | 35 | 32.25 | 88.75 | 936 | 1724 | 28.25 | 77.125 |  |  | 72.625 |  | 335 | 12.8125 | 62.9375 |  |  |  |  | 74.25 | 60.0625 | [8 empty] | 1 | 54 | 51 | ANSI Z21.10.3-2019/CSA 4.3-2019 | Yes | Yes | Yes | No | Not Applicable | [5 empty] | 40166 | COM GAS ASME EF | 204235062
EF100T3003XA2-897 | EF100T300A | Bradford White | 671632576500 | Active | The -897 indicates that this SKU comes with magnesium anodes. | [9 empty] | No | Not Applicable | Not Applicable | Commercial Water Heating | Water Heating.Gas | 3 | 1 |  |  |  | 238-55256-00 |  |  |  | 238-36612-00 |  | 238-46101-00 |  |  |  |  | Gas | Liquid Propane |  |  |  | Indoor |  | Floor Mounted |  | Yes | HLW | 150 | Category IV | 3 | 3 | 0.75 | 1.5 | Yes | [7 empty] | 300000 BTU/Hr |  |  |  | 100 |  | Not Applicable | On/Off | Not Applicable | [6 empty] | 900 | 35 | 32.25 | 88.75 | 936 | 1724 | 28.25 | 77.125 |  |  | 72.625 |  | 335 | 12.8125 | 62.9375 |  |  |  |  | 74.25 | 60.0625 | [8 empty] | 1 | 54 | 51 | ANSI Z21.10.3-2019/CSA 4.3-2019 | Yes | Yes | Yes | No | Not Applicable | [5 empty] | 40166 | COM GAS ASME EF | 204235062
EF100T3005X2 | EF100T300 | Bradford White | 671632552498 | Active | [10 empty] | No | Not Applicable | Not Applicable | Commercial Water Heating | Water Heating.Gas | 5 | 1 |  |  |  | 238-55256-00 |  |  |  | 238-36612-00 |  | 238-46101-00 |  |  |  |  | Gas | Liquid Propane |  |  |  | Indoor |  | Floor Mounted |  | No | Not Applicable | 150 | Category IV | 3 | 3 | 0.75 | 1.5 | Yes | [7 empty] | 300000 BTU/Hr |  |  |  | 100 |  | Not Applicable | On/Off | Not Applicable | [6 empty] | 850 | 35 | 32.25 | 88.75 | 884 | 1674 | 28.25 | 77.125 | 28.25 |  | 72.625 |  | 335 | 12.8125 | 62.9375 |  |  |  |  | 74.25 | 60.0625 | [8 empty] | 1 | 54 | 51 | ANSI Z21.10.3-2019/CSA 4.3-2019 | Yes | Yes | Yes | No | Not Applicable | [5 empty] | 40176 | COM GAS NC EF | 204235062
EF100T3005X2-897 | EF100T300 | Bradford White | 671632578542 | Active | The -897 indicates that this SKU comes with magnesium anodes. | [9 empty] | No | Not Applicable | Not Applicable | Commercial Water Heating | Water Heating.Gas | 5 | 1 |  |  |  | 238-55256-00 |  |  |  | 238-36612-00 |  | 238-46101-00 |  |  |  |  | Gas | Liquid Propane |  |  |  | Indoor |  | Floor Mounted |  | No | Not Applicable | 150 | Category IV | 3 | 3 | 0.75 | 1.5 | Yes | [7 empty] | 300000 BTU/Hr |  |  |  | 100 |  | Not Applicable | On/Off | Not Applicable | [6 empty] | 850 | 35 | 32.25 | 88.75 | 884 | 1674 | 28.25 | 77.125 | 28.25 |  | 72.625 |  | 335 | 12.8125 | 62.9375 |  |  |  |  | 74.25 | 60.0625 | [8 empty] | 1 | 54 | 51 | ANSI Z21.10.3-2019/CSA 4.3-2019 | Yes | Yes | Yes | No | Not Applicable | [5 empty] | 40176 | COM GAS NC EF | 204235062
EF100T3005XA2 | EF100T300A | Bradford White | 671632734283 | Active | [10 empty] | No | Not Applicable | Not Applicable | Commercial Water Heating | Water Heating.Gas | 5 | 1 |  |  |  | 238-55256-00 |  |  |  | 238-36612-00 |  | 238-46101-00 |  |  |  |  | Gas | Liquid Propane |  |  |  | Indoor |  | Floor Mounted |  | Yes | HLW | 150 | Category IV | 3 | 3 | 0.75 | 1.5 | Yes | [7 empty] | 300000 BTU/Hr |  |  |  | 100 |  | Not Applicable | On/Off | Not Applicable | [6 empty] | 900 | 35 | 32.25 | 88.75 | 936 | 1724 | 28.25 | 77.125 |  |  | 72.625 |  | 335 | 12.8125 | 62.9375 |  |  |  |  | 74.25 | 60.0625 | [8 empty] | 1 | 54 | 51 | ANSI Z21.10.3-2019/CSA 4.3-2019 | Yes | Yes | Yes | No | Not Applicable | [5 empty] | 40166 | COM GAS ASME EF | 204235062
EF100T3005XA2-897 | EF100T300A | Bradford White | 671632577835 | Active | The -897 indicates that this SKU comes with magnesium anodes. | [9 empty] | No | Not Applicable | Not Applicable | Commercial Water Heating | Water Heating.Gas | 5 | 1 |  |  |  | 238-55256-00 |  |  |  | 238-36612-00 |  | 238-46101-00 |  |  |  |  | Gas | Liquid Propane |  |  |  | Indoor |  | Floor Mounted |  | Yes | HLW | 150 | Category IV | 3 | 3 | 0.75 | 1.5 | Yes | [7 empty] | 300000 BTU/Hr |  |  |  | 100 |  | Not Applicable | On/Off | Not Applicable | [6 empty] | 900 | 35 | 32.25 | 88.75 | 936 | 1724 | 28.25 | 77.125 |  |  | 72.625 |  | 335 | 12.8125 | 62.9375 |  |  |  |  | 74.25 | 60.0625 | [8 empty] | 1 | 54 | 51 | ANSI Z21.10.3-2019/CSA 4.3-2019 | Yes | Yes | Yes | No | Not Applicable | [5 empty] | 40166 | COM GAS ASME EF | 204235062
EF100T300E3N2 | EF100T300 | Bradford White | 671632331826 | Active | [10 empty] | No | Not Applicable | Not Applicable | Commercial Water Heating | Water Heating.Gas | 3 | 1 |  |  |  | 238-55256-00 |  |  |  | 238-36612-00 |  | 238-46101-00 |  |  |  |  | Gas | Natural Gas |  |  |  | Indoor |  | Floor Mounted |  | No | Not Applicable | 150 | Category IV | 3 | 3 | 0.75 | 1.5 | Yes | [7 empty] | 300000 BTU/Hr |  |  |  | 100 |  | Not Applicable | On/Off | Yes, it does comply with jurisdictions having 14ng/J NOx Regulations | [6 empty] | 850 | 35 | 32.25 | 88.75 | 884 | 1674 | 28.25 | 77.125 | 28.25 |  | 72.625 |  | 335 | 12.8125 | 62.9375 |  |  |  |  | 74.25 | 60.0625 | [8 empty] | 1 | 54 | 51 | ANSI Z21.10.3-2019/CSA 4.3-2019 | Yes | Yes | Yes | No | Not Applicable | [5 empty] | 40176 | COM GAS NC EF | 7057271
EF100T300E3N2-806 | EF100T300 | Bradford White | 671632333929 | Active | The ""-806"" indicates that this SKU was designed and certified for Installation in Canada. | [9 empty] | No | Not Applicable | Not Applicable | Commercial Water Heating | Water Heating.Gas | 3 | 1 |  |  |  | 238-55256-00 |  |  |  | 238-36612-00 |  | 238-46101-00 |  |  |  |  | Gas | Natural Gas |  |  |  | Indoor |  | Floor Mounted |  | No | Not Applicable | 150 | Category IV | 3 | 3 | 0.75 | 1.5 | Yes | [7 empty] | Not Applicable |  |  |  | 100 |  | Not Applicable | On/Off | Not Applicable | [6 empty] | 850 | 35 | 32.25 | 88.75 | 884 | 1674 | 28.25 | 77.125 | 28.25 |  | 72.625 |  | 335 | 12.8125 | 62.9375 |  |  |  |  | 74.25 | 60.0625 | [8 empty] | 1 | 54 | 51 | Not Applicable | Yes | No | Yes | No | Not Applicable | 238-55335-00 |  |  |  |  | 40176 | COM GAS NC EF
EF100T300E3N2-806-897 | EF100T300 | Bradford White | 671632576920 | Active | The ""-806"" indicates that this SKU was designed and certified for Installation in Canada. | The -897 indicates that this SKU comes with magnesium anodes. | [8 empty] | No | Not Applicable | Not Applicable | Commercial Water Heating | Water Heating.Gas | 3 | 1 |  |  |  | 238-55256-00 |  |  |  | 238-36612-00 |  | 238-46101-00 |  |  |  |  | Gas | Natural Gas |  |  |  | Indoor |  | Floor Mounted |  | No | Not Applicable | 150 | Category IV | 3 | 3 | 0.75 | 1.5 | Yes | [7 empty] | Not Applicable |  |  |  | 100 |  | Not Applicable | On/Off | Not Applicable | [6 empty] | 850 | 35 | 32.25 | 88.75 | 884 | 1674 | 28.25 | 77.125 | 28.25 |  | 72.625 |  | 335 | 12.8125 | 62.9375 |  |  |  |  | 74.25 | 60.0625 | [8 empty] | 1 | 54 | 51 | Not Applicable | Yes | No | Yes | No | Not Applicable | 238-55335-00 |  |  |  |  | 40176 | COM GAS NC EF
EF100T300E3N2-859 | EF100T300 | Bradford White | 671632572151 | Active | The ""-859"" indicates that this SKU comes with a Gas Regulator. | [9 empty] | No | Not Applicable | Not Applicable | Commercial Water Heating | Water Heating.Gas | 3 | 1 |  |  |  | 238-55256-00 |  |  |  | 238-36612-00 |  | 238-46101-00 |  |  |  |  | Gas | Natural Gas |  |  |  | Indoor |  | Floor Mounted |  | No | Not Applicable | 150 | Category IV | 3 | 3 | 0.75 | 1.5 | Yes | [7 empty] | 300000 BTU/Hr |  |  |  | 100 |  | Not Applicable | On/Off | Yes, it does comply with jurisdictions having 14ng/J NOx Regulations | [6 empty] | 850 | 35 | 32.25 | 88.75 | 884 | 1674 | 28.25 | 77.125 | 28.25 |  | 72.625 |  | 335 | 12.8125 | 62.9375 |  |  |  |  | 74.25 | 60.0625 | [8 empty] | 1 | 54 | 51 | ANSI Z21.10.3-2019/CSA 4.3-2019 | Yes | Yes | Yes | No | Not Applicable | [5 empty] | 40176 | COM GAS NC EF | 7057271
EF100T300E3N2-859-897 | EF100T300 | Bradford White | 671632577149 | Active | The ""-859"" indicates that this SKU comes with a Gas Regulator. | The -897 indicates that this SKU comes with magnesium anodes. | [8 empty] | No | Not Applicable | Not Applicable | Commercial Water Heating | Water Heating.Gas | 3 | 1 |  |  |  | 238-55256-00 |  |  |  | 238-36612-00 |  | 238-46101-00 |  |  |  |  | Gas | Natural Gas |  |  |  | Indoor |  | Floor Mounted |  | No | Not Applicable | 150 | Category IV | 3 | 3 | 0.75 | 1.5 | Yes | [7 empty] | 300000 BTU/Hr |  |  |  | 100 |  | Not Applicable | On/Off | Yes, it does comply with jurisdictions having 14ng/J NOx Regulations | [6 empty] | 850 | 35 | 32.25 | 88.75 | 884 | 1674 | 28.25 | 77.125 | 28.25 |  | 72.625 |  | 335 | 12.8125 | 62.9375 |  |  |  |  | 74.25 | 60.0625 | [8 empty] | 1 | 54 | 51 | ANSI Z21.10.3-2019/CSA 4.3-2019 | Yes | Yes | Yes | No | Not Applicable | [5 empty] | 40176 | COM GAS NC EF | 7057271
EF100T300E3N2-897 | EF100T300 | Bradford White | 671632576296 | Active | The -897 indicates that this SKU comes with magnesium anodes. | [9 empty] | No | Not Applicable | Not Applicable | Commercial Water Heating | Water Heating.Gas | 3 | 1 |  |  |  | 238-55256-00 |  |  |  | 238-36612-00 |  | 238-46101-00 |  |  |  |  | Gas | Natural Gas |  |  |  | Indoor |  | Floor Mounted |  | No | Not Applicable | 150 | Category IV | 3 | 3 | 0.75 | 1.5 | Yes | [7 empty] | 300000 BTU/Hr |  |  |  | 100 |  | Not Applicable | On/Off | Yes, it does comply with jurisdictions having 14ng/J NOx Regulations | [6 empty] | 812 | 35 | 32.25 | 88.75 | 844 | 1636 | 28.25 | 77.125 | 28.25 |  | 72.625 |  | 335 | 12.8125 | 62.9375 |  |  |  |  | 74.25 | 60.0625 | [8 empty] | 1 | 54 | 51 | ANSI Z21.10.3-2019/CSA 4.3-2019 | Yes | Yes | Yes | No | Not Applicable | [5 empty] | 40176 | COM GAS NC EF | 7057271
EF100T300E3NA2 | EF100T300A | Bradford White | 671632529377 | Active | [10 empty] | No | Not Applicable | Not Applicable | Commercial Water Heating | Water Heating.Gas | 3 | 1 |  |  |  | 238-55256-00 |  |  |  | 238-36612-00 |  | 238-46101-00 |  |  |  |  | Gas | Natural Gas |  |  |  | Indoor |  | Floor Mounted |  | Yes | HLW | 150 | Category IV | 3 | 3 | 0.75 | 1.5 | Yes | [7 empty] | 300000 BTU/Hr |  |  |  | 100 |  | Not Applicable | On/Off | Yes, it does comply with jurisdictions having 14ng/J NOx Regulations | [6 empty] | 900 | 35 | 32.25 | 88.75 | 936 | 1724 | 28.25 | 77.125 |  |  | 72.625 |  | 335 | 12.8125 | 62.9375 |  |  |  |  | 74.25 | 60.0625 | [8 empty] | 1 | 54 | 51 | ANSI Z21.10.3-2019/CSA 4.3-2019 | Yes | Yes | Yes | No | Not Applicable | [5 empty] | 40166 | COM GAS ASME EF | 7057271
EF100T300E3NA2-806 | EF100T300A | Bradford White | 671632333943 | Active | The ""-806"" indicates that this SKU was designed and certified for Installation in Canada. | [9 empty] | No | Not Applicable | Not Applicable | Commercial Water Heating | Water Heating.Gas | 3 | 1 |  |  |  | 238-55256-00 |  |  |  | 238-36612-00 |  | 238-46101-00 |  |  |  |  | Gas | Natural Gas |  |  |  | Indoor |  | Floor Mounted |  | Yes | HLW | 150 | Category IV | 3 | 3 | 0.75 | 1.5 | Yes | [7 empty] | Not Applicable |  |  |  | 100 |  | Not Applicable | On/Off | Not Applicable | [6 empty] | 900 | 35 | 32.25 | 88.75 | 936 | 1724 | 28.25 | 77.125 |  |  | 72.625 |  | 335 | 12.8125 | 62.9375 |  |  |  |  | 74.25 | 60.0625 | [8 empty] | 1 | 54 | 51 | Not Applicable | Yes | No | Yes | No | Not Applicable | 238-55335-00 |  |  |  |  | 40166 | COM GAS ASME EF
EF100T300E3NA2-806-897 | EF100T300A | Bradford White | 671632576937 | Active | The ""-806"" indicates that this SKU was designed and certified for Installation in Canada. | The -897 indicates that this SKU comes with magnesium anodes. | [8 empty] | No | Not Applicable | Not Applicable | Commercial Water Heating | Water Heating.Gas | 3 | 1 |  |  |  | 238-55256-00 |  |  |  | 238-36612-00 |  | 238-46101-00 |  |  |  |  | Gas | Natural Gas |  |  |  | Indoor |  | Floor Mounted |  | Yes | HLW | 150 | Category IV | 3 | 3 | 0.75 | 1.5 | Yes | [7 empty] | Not Applicable |  |  |  | 100 |  | Not Applicable | On/Off | Not Applicable | [6 empty] | 900 | 35 | 32.25 | 88.75 | 936 | 1724 | 28.25 | 77.125 |  |  | 72.625 |  | 335 | 12.8125 | 62.9375 |  |  |  |  | 74.25 | 60.0625 | [8 empty] | 1 | 54 | 51 | Not Applicable | Yes | No | Yes | No | Not Applicable | 238-55335-00 |  |  |  |  | 40166 | COM GAS ASME EF
EF100T300E3NA2-859 | EF100T300A | Bradford White | 671632572168 | Active | The ""-859"" indicates that this SKU comes with a Gas Regulator. | [9 empty] | No | Not Applicable | Not Applicable | Commercial Water Heating | Water Heating.Gas | 3 | 1 |  |  |  | 238-55256-00 |  |  |  | 238-36612-00 |  | 238-46101-00 |  |  |  |  | Gas | Natural Gas |  |  |  | Indoor |  | Floor Mounted |  | Yes | HLW | 150 | Category IV | 3 | 3 | 0.75 | 1.5 | Yes | [7 empty] | 300000 BTU/Hr |  |  |  | 100 |  | Not Applicable | On/Off | Yes, it does comply with jurisdictions having 14ng/J NOx Regulations | [6 empty] | 900 | 35 | 32.25 | 88.75 | 936 | 1724 | 28.25 | 77.125 |  |  | 72.625 |  | 335 | 12.8125 | 62.9375 |  |  |  |  | 74.25 | 60.0625 | [8 empty] | 1 | 54 | 51 | ANSI Z21.10.3-2019/CSA 4.3-2019 | Yes | Yes | Yes | No | Not Applicable | [5 empty] | 40166 | COM GAS ASME EF | 7057271
EF100T300E3NA2-859-897 | EF100T300A | Bradford White | 671632578627 | Active | The ""-859"" indicates that this SKU comes with a Gas Regulator. | The -897 indicates that this SKU comes with magnesium anodes. | [8 empty] | No | Not Applicable | Not Applicable | Commercial Water Heating | Water Heating.Gas | 3 | 1 |  |  |  | 238-55256-00 |  |  |  | 238-36612-00 |  | 238-46101-00 |  |  |  |  | Gas | Natural Gas |  |  |  | Indoor |  | Floor Mounted |  | Yes | HLW | 150 | Category IV | 3 | 3 | 0.75 | 1.5 | Yes | [7 empty] | 300000 BTU/Hr |  |  |  | 100 |  | Not Applicable | On/Off | Yes, it does comply with jurisdictions having 14ng/J NOx Regulations | [6 empty] | 900 | 35 | 32.25 | 88.75 | 936 | 1724 | 28.25 | 77.125 |  |  | 72.625 |  | 335 | 12.8125 | 62.9375 |  |  |  |  | 74.25 | 60.0625 | [8 empty] | 1 | 54 | 51 | ANSI Z21.10.3-2019/CSA 4.3-2019 | Yes | Yes | Yes | No | Not Applicable | [5 empty] | 40166 | COM GAS ASME EF | 7057271
EF100T300E3NA2-897 | EF100T300A | Bradford White | 671632576609 | Active | The -897 indicates that this SKU comes with magnesium anodes. | [9 empty] | No | Not Applicable | Not Applicable | Commercial Water Heating | Water Heating.Gas | 3 | 1 |  |  |  | 238-55256-00 |  |  |  | 238-36612-00 |  | 238-46101-00 |  |  |  |  | Gas | Natural Gas |  |  |  | Indoor |  | Floor Mounted |  | Yes | HLW | 150 | Category IV | 3 | 3 | 0.75 | 1.5 | Yes | [7 empty] | 300000 BTU/Hr |  |  |  | 100 |  | Not Applicable | On/Off | Yes, it does comply with jurisdictions having 14ng/J NOx Regulations | [6 empty] | 900 | 35 | 32.25 | 88.75 | 936 | 1724 | 28.25 | 77.125 |  |  | 72.625 |  | 335 | 12.8125 | 62.9375 |  |  |  |  | 74.25 | 60.0625 | [8 empty] | 1 | 54 | 51 | ANSI Z21.10.3-2019/CSA 4.3-2019 | Yes | Yes | Yes | No | Not Applicable | [5 empty] | 40166 | COM GAS ASME EF | 7057271
EF100T300E5N2 | EF100T300 | Bradford White | 671632536665 | Active | [10 empty] | No | Not Applicable | Not Applicable | Commercial Water Heating | Water Heating.Gas | 5 | 1 |  |  |  | 238-55256-00 |  |  |  | 238-36612-00 |  | 238-46101-00 |  |  |  |  | Gas | Natural Gas |  |  |  | Indoor |  | Floor Mounted |  | No | Not Applicable | 150 | Category IV | 3 | 3 | 0.75 | 1.5 | Yes | [7 empty] | 300000 BTU/Hr |  |  |  | 100 |  | Not Applicable | On/Off | Yes, it does comply with jurisdictions having 14ng/J NOx Regulations | [6 empty] | 850 | 35 | 32.25 | 88.75 | 884 | 1674 | 28.25 | 77.125 | 28.25 |  | 72.625 |  | 335 | 12.8125 | 62.9375 |  |  |  |  | 74.25 | 60.0625 | [8 empty] | 1 | 54 | 51 | ANSI Z21.10.3-2019/CSA 4.3-2019 | Yes | Yes | Yes | No | Not Applicable | [5 empty] | 40176 | COM GAS NC EF | 7057271
EF100T300E5N2-897 | EF100T300 | Bradford White | 671632577002 | Active | The -897 indicates that this SKU comes with magnesium anodes. | [9 empty] | No | Not Applicable | Not Applicable | Commercial Water Heating | Water Heating.Gas | 5 | 1 |  |  |  | 238-55256-00 |  |  |  | 238-36612-00 |  | 238-46101-00 |  |  |  |  | Gas | Natural Gas |  |  |  | Indoor |  | Floor Mounted |  | No | Not Applicable | 150 | Category IV | 3 | 3 | 0.75 | 1.5 | Yes | [7 empty] | 300000 BTU/Hr |  |  |  | 100 |  | Not Applicable | On/Off | Yes, it does comply with jurisdictions having 14ng/J NOx Regulations | [6 empty] | 850 | 35 | 32.25 | 88.75 | 884 | 1674 | 28.25 | 77.125 | 28.25 |  | 72.625 |  | 335 | 12.8125 | 62.9375 |  |  |  |  | 74.25 | 60.0625 | [8 empty] | 1 | 54 | 51 | ANSI Z21.10.3-2019/CSA 4.3-2019 | Yes | Yes | Yes | No | Not Applicable | [5 empty] | 40176 | COM GAS NC EF | 7057271
EF100T300E5NA2 | EF100T300A | Bradford White | 671632693986 | Active | [10 empty] | No | Not Applicable | Not Applicable | Commercial Water Heating | Water Heating.Gas | 5 | 1 |  |  |  | 238-55256-00 |  |  |  | 238-36612-00 |  | 238-46101-00 |  |  |  |  | Gas | Natural Gas |  |  |  | Indoor |  | Floor Mounted |  | Yes | HLW | 150 | Category IV | 3 | 3 | 0.75 | 1.5 | Yes | [7 empty] | 300000 BTU/Hr |  |  |  | 100 |  | Not Applicable | On/Off | Yes, it does comply with jurisdictions having 14ng/J NOx Regulations | [6 empty] | 900 | 35 | 32.25 | 88.75 | 936 | 1724 | 28.25 | 77.125 |  |  | 72.625 |  | 335 | 12.8125 | 62.9375 |  |  |  |  | 74.25 | 60.0625 | [8 empty] | 1 | 54 | 51 | ANSI Z21.10.3-2019/CSA 4.3-2019 | Yes | Yes | Yes | No | Not Applicable | [5 empty] | 40166 | COM GAS ASME EF | 7057271
EF100T300E5NA2-897 | EF100T300A | Bradford White | 671632577644 | Active | The -897 indicates that this SKU comes with magnesium anodes. | [9 empty] | No | Not Applicable | Not Applicable | Commercial Water Heating | Water Heating.Gas | 5 | 1 |  |  |  | 238-55256-00 |  |  |  | 238-36612-00 |  | 238-46101-00 |  |  |  |  | Gas | Natural Gas |  |  |  | Indoor |  | Floor Mounted |  | Yes | HLW | 150 | Category IV | 3 | 3 | 0.75 | 1.5 | Yes | [7 empty] | 300000 BTU/Hr |  |  |  | 100 |  | Not Applicable | On/Off | Yes, it does comply with jurisdictions having 14ng/J NOx Regulations | [6 empty] | 900 | 35 | 32.25 | 88.75 | 936 | 1724 | 28.25 | 77.125 |  |  | 72.625 |  | 335 | 12.8125 | 62.9375 |  |  |  |  | 74.25 | 60.0625 | [8 empty] | 1 | 54 | 51 | ANSI Z21.10.3-2019/CSA 4.3-2019 | Yes | Yes | Yes | No | Not Applicable | [5 empty] | 40166 | COM GAS ASME EF | 7057271
EF100T3993XA2 | EF100T399A | Bradford White | 671632632602 | Phase Out | [10 empty] | No | Not Applicable |  | Commercial Water Heating | Water Heating.Gas | 3 | 1 |  |  |  | 238-55256-00 |  |  |  | 238-36612-00 |  | 238-50688-00 |  |  |  |  | Gas | Liquid Propane |  |  |  | Indoor |  | Floor Mounted |  | Yes | HLW | 150 | Category IV | 3 | 3 | 0.75 | 1.5 | Yes | [7 empty] | 399999 BTU/Hr |  |  |  | 100 |  | Not Applicable | On/Off | Not Applicable | [6 empty] | 950 | 35 | 32.25 | 88.75 | 988 | 1773 | 28.25 | 77.125 | 28.25 |  | 72.625 |  | 451 | 12.8125 | 62.9375 |  |  |  |  | 74.25 | 60.0625 | [8 empty] | 1 | 54 | 51 | ANSI Z21.10.3-2019/CSA 4.3-2019 | Yes | No | Yes | Yes | Not Applicable
EF100T399E5NA2 | EF100T399A | Bradford White | 671632649426 | Phase Out | [10 empty] | No | Not Applicable |  | Commercial Water Heating | Water Heating.Gas | 5 | 1 |  |  |  | 238-55256-00 |  |  |  | 238-36612-00 |  | 238-50688-00 |  |  |  |  | Gas | Natural Gas |  |  |  | Indoor |  | Floor Mounted |  | Yes | HLW | 150 | Category IV | 3 | 3 | 0.75 | 1.5 | Yes | [7 empty] | 399999 BTU/Hr |  |  |  | 100 |  | Not Applicable | On/Off | Yes, it does comply with jurisdictions having 14ng/J NOx Regulations | [6 empty] | 950 | 35 | 32.25 | 88.75 | 988 | 1773 | 28.25 | 77.125 | 28.25 |  | 72.625 |  | 451 | 12.8125 | 62.9375 |  |  |  |  | 74.25 | 60.0625 | [8 empty] | 1 | 54 | 51 | ANSI Z21.10.3-2019/CSA 4.3-2019 | Yes | No | Yes | Yes | Not Applicable
EF120T4003N3 | EF120T400 | Bradford White | 671632917617 | Active | [10 empty] | No | Not Applicable | Not Applicable | Commercial Water Heating | Water Heating.Gas | 3 | 1 |  |  |  | 238-53506-00 |  |  |  | 238-36612-00 | [6 empty] | Gas | Natural Gas |  |  |  | Indoor |  | Floor Mounted |  | No | Not Applicable | 150 | Category IV | 4 | 4 | 1 | 1.5 | Yes | [7 empty] | 399999 BTU/Hr |  |  |  | 119 |  | Not Applicable | 3:1 | Yes, it does comply with jurisdictions having 14ng/J NOx Regulations | [6 empty] | 1185 | 38.5 | 38.5 | 86.75 | 1232 | 2165 | 32 | 77.375 | 35 | 7.25 | 71 |  |  | 12.25 | 61.25 |  |  |  |  | 73.875 | 58.5 | [8 empty] | 1 | 32 | 30 | ANSI Z21.10.3-2019/CSA 4.3-2019 | Yes | Yes | Yes | Yes | Not Applicable | [5 empty] | 40176 | COM GAS NC EF | 202887518
EF120T4003N3-806 | EF120T400 | Bradford White | 671632125128 | Active | The ""-806"" indicates that this SKU was designed and certified for Installation in Canada. | [9 empty] | No | Not Applicable | Not Applicable | Commercial Water Heating | Water Heating.Gas | 3 | 1 |  |  |  | 238-53506-00 |  |  |  | 238-36612-00 | [6 empty] | Gas | Natural Gas |  |  |  | Indoor |  | Floor Mounted |  | No | Not Applicable | 150 | Category IV | 4 | 4 | 1 | 1.5 | Yes | [7 empty] | Not Applicable |  |  |  | 119 |  | Not Applicable | 3:1 | Not Applicable | [6 empty] | 1185 | 38.5 | 38.5 | 86.75 | 1232 | 2165 | 32 | 77.375 | 35 | 7.25 | 71 |  |  | 12.25 | 61.25 |  |  |  |  | 73.875 | 58.5 | [8 empty] | 1 | 32 | 30 | Not Applicable | Yes | No | Yes | No | Not Applicable | 238-53587-00 |  |  |  |  | 40176 | COM GAS NC EF
EF120T4003NA3 | EF120T400A | Bradford White | 671632125029 | Active | [10 empty] | No | Not Applicable | Not Applicable | Commercial Water Heating | Water Heating.Gas | 3 | 1 |  |  |  | 238-53506-00 |  |  |  | 238-36612-00 | [6 empty] | Gas | Natural Gas |  |  |  | Indoor |  | Floor Mounted |  | Yes | HLW | 150 | Category IV | 4 | 4 | 1 | 1.5 | Yes | [7 empty] | 399999 BTU/Hr |  |  |  | 119 |  | Not Applicable | 3:1 | Yes, it does comply with jurisdictions having 14ng/J NOx Regulations | [6 empty] | 1185 | 38.5 | 38.5 | 86.75 | 1232 | 2165 | 32 | 77.375 | 35 | 7.25 | 71 |  |  | 12.25 | 61.25 |  |  |  |  | 73.875 | 58.5 | [8 empty] | 1 | 32 | 30 | ANSI Z21.10.3-2019/CSA 4.3-2019 | Yes | Yes | Yes | Yes | Not Applicable | [5 empty] | 40166 | COM GAS ASME EF | 202887518
EF120T4003NA3-806 | EF120T400A | Bradford White | 671632125142 | Active | The ""-806"" indicates that this SKU was designed and certified for Installation in Canada. | [9 empty] | No | Not Applicable | Not Applicable | Commercial Water Heating | Water Heating.Gas | 3 | 1 |  |  |  | 238-53506-00 |  |  |  | 238-36612-00 | [6 empty] | Gas | Natural Gas |  |  |  | Indoor |  | Floor Mounted |  | Yes | HLW | 150 | Category IV | 4 | 4 | 1 | 1.5 | Yes | [7 empty] | Not Applicable |  |  |  | 119 |  | Not Applicable | 3:1 | Not Applicable | [6 empty] | 1185 | 38.5 | 38.5 | 86.75 | 1232 | 2165 | 32 | 77.375 | 35 | 7.25 | 71 |  |  | 12.25 | 61.25 |  |  |  |  | 73.875 | 58.5 | [8 empty] | 1 | 32 | 30 | Not Applicable | Yes | No | Yes | No | Not Applicable | 238-53587-00 |  |  |  |  | 40166 | COM GAS ASME EF
EF120T4003X3 | EF120T400 | Bradford White | 671632125012 | Active | [10 empty] | No | Not Applicable | Not Applicable | Commercial Water Heating | Water Heating.Gas | 3 | 1 |  |  |  | 238-53506-00 |  |  |  | 238-36612-00 | [6 empty] | Gas | Liquid Propane |  |  |  | Indoor |  | Floor Mounted |  | No | Not Applicable | 150 | Category IV | 4 | 4 | 1 | 1.5 | Yes | [7 empty] | 399999 BTU/Hr |  |  |  | 119 |  | Not Applicable | 3:1 | Not Applicable | [6 empty] | 1185 | 38.5 | 38.5 | 86.75 | 1232 | 2165 | 32 | 77.375 | 35 | 7.25 | 71 |  |  | 12.25 | 61.25 |  |  |  |  | 73.875 | 58.5 | [8 empty] | 1 | 32 | 30 | ANSI Z21.10.3-2019/CSA 4.3-2019 | Yes | Yes | Yes | Yes | Not Applicable | [5 empty] | 40176 | COM GAS NC EF | 202898408
EF120T4003X3-806 | EF120T400 | Bradford White | 671632125135 | Active | The ""-806"" indicates that this SKU was designed and certified for Installation in Canada. | [9 empty] | No | Not Applicable | Not Applicable | Commercial Water Heating | Water Heating.Gas | 3 | 1 |  |  |  | 238-53506-00 |  |  |  | 238-36612-00 | [6 empty] | Gas | Liquid Propane |  |  |  | Indoor |  | Floor Mounted |  | No | Not Applicable | 150 | Category IV | 4 | 4 | 1 | 1.5 | Yes | [7 empty] | Not Applicable |  |  |  | 119 |  | Not Applicable | 3:1 | Not Applicable | [6 empty] | 1185 | 38.5 | 38.5 | 86.75 | 1232 | 2165 | 32 | 77.375 | 35 | 7.25 | 71 |  |  | 12.25 | 61.25 |  |  |  |  | 73.875 | 58.5 | [8 empty] | 1 | 32 | 30 | Not Applicable | Yes | No | Yes | No | Not Applicable | 238-53587-00 |  |  |  |  | 40176 | COM GAS NC EF
EF120T4003XA3 | EF120T400A | Bradford White | 671632125036 | Active | [10 empty] | No | Not Applicable | Not Applicable | Commercial Water Heating | Water Heating.Gas | 3 | 1 |  |  |  | 238-53506-00 |  |  |  | 238-36612-00 | [6 empty] | Gas | Liquid Propane |  |  |  | Indoor |  | Floor Mounted |  | Yes | HLW | 150 | Category IV | 4 | 4 | 1 | 1.5 | Yes | [7 empty] | 399999 BTU/Hr |  |  |  | 119 |  | Not Applicable | 3:1 | Not Applicable | [6 empty] | 1185 | 38.5 | 38.5 | 86.75 | 1232 | 2165 | 32 | 77.375 | 35 | 7.25 | 71 |  |  | 12.25 | 61.25 |  |  |  |  | 73.875 | 58.5 | [8 empty] | 1 | 32 | 30 | ANSI Z21.10.3-2019/CSA 4.3-2019 | Yes | Yes | Yes | Yes | Not Applicable | [5 empty] | 40166 | COM GAS ASME EF | 202898408
EF120T4003XA3-806 | EF120T400A | Bradford White | 671632125159 | Active | The ""-806"" indicates that this SKU was designed and certified for Installation in Canada. | [9 empty] | No | Not Applicable | Not Applicable | Commercial Water Heating | Water Heating.Gas | 3 | 1 |  |  |  | 238-53506-00 |  |  |  | 238-36612-00 | [6 empty] | Gas | Liquid Propane |  |  |  | Indoor |  | Floor Mounted |  | Yes | HLW | 150 | Category IV | 4 | 4 | 1 | 1.5 | Yes | [7 empty] | Not Applicable |  |  |  | 119 |  | Not Applicable | 3:1 | Not Applicable | [6 empty] | 1185 | 38.5 | 38.5 | 86.75 | 1232 | 2165 | 32 | 77.375 | 35 | 7.25 | 71 |  |  | 12.25 | 61.25 |  |  |  |  | 73.875 | 58.5 | [8 empty] | 1 | 32 | 30 | Not Applicable | Yes | No | Yes | No | Not Applicable | 238-53587-00 |  |  |  |  | 40166 | COM GAS ASME EF
EF120T4005N3 | EF120T400 | Bradford White | 671632132478 | Active | [10 empty] | No | Not Applicable | Not Applicable | Commercial Water Heating | Water Heating.Gas | 5 | 1 |  |  |  | 238-53506-00 |  |  |  | 238-36612-00 | [6 empty] | Gas | Natural Gas |  |  |  | Indoor |  | Floor Mounted |  | No | Not Applicable | 150 | Category IV | 4 | 4 | 1 | 1.5 | Yes | [7 empty] | 399999 BTU/Hr |  |  |  | 119 |  | Not Applicable | 3:1 | Yes, it does comply with jurisdictions having 14ng/J NOx Regulations | [6 empty] | 1185 | 38.5 | 38.5 | 86.75 | 1232 | 2165 | 32 | 77.375 | 35 | 7.25 | 71 |  |  | 12.25 | 61.25 |  |  |  |  | 73.875 | 58.5 | [8 empty] | 1 | 32 | 30 | ANSI Z21.10.3-2019/CSA 4.3-2019 | Yes | Yes | Yes | Yes | Not Applicable | [5 empty] | 40176 | COM GAS NC EF | 202887518
EF120T4005NA3 | EF120T400A | Bradford White | 671632140992 | Active | [10 empty] | No | Not Applicable | Not Applicable | Commercial Water Heating | Water Heating.Gas | 5 | 1 |  |  |  | 238-53506-00 |  |  |  | 238-36612-00 | [6 empty] | Gas | Natural Gas |  |  |  | Indoor |  | Floor Mounted |  | Yes | HLW | 150 | Category IV | 4 | 4 | 1 | 1.5 | Yes | [7 empty] | 399999 BTU/Hr |  |  |  | 119 |  | Not Applicable | 3:1 | Yes, it does comply with jurisdictions having 14ng/J NOx Regulations | [6 empty] | 1185 | 38.5 | 38.5 | 86.75 | 1232 | 2165 | 32 | 77.375 | 35 | 7.25 | 71 |  |  | 12.25 | 61.25 |  |  |  |  | 73.875 | 58.5 | [8 empty] | 1 | 32 | 30 | ANSI Z21.10.3-2019/CSA 4.3-2019 | Yes | Yes | Yes | Yes | Not Applicable | [5 empty] | 40166 | COM GAS ASME EF | 202887518
EF120T4005X3 | EF120T400 | Bradford White | 671632329632 | Active | [10 empty] | No | Not Applicable | Not Applicable | Commercial Water Heating | Water Heating.Gas | 5 | 1 |  |  |  | 238-53506-00 |  |  |  | 238-36612-00 | [6 empty] | Gas | Liquid Propane |  |  |  | Indoor |  | Floor Mounted |  | No | Not Applicable | 150 | Category IV | 4 | 4 | 1 | 1.5 | Yes | [7 empty] | 399999 BTU/Hr |  |  |  | 119 |  | Not Applicable | 3:1 | Not Applicable | [6 empty] | 1185 | 38.5 | 38.5 | 86.75 | 1232 | 2165 | 32 | 77.375 | 35 | 7.25 | 71 |  |  | 12.25 | 61.25 |  |  |  |  | 73.875 | 58.5 | [8 empty] | 1 | 32 | 30 | ANSI Z21.10.3-2019/CSA 4.3-2019 | Yes | Yes | Yes | Yes | Not Applicable | [5 empty] | 40176 | COM GAS NC EF | 202898408
EF120T4005XA3 | EF120T400A | Bradford White | 671632329625 | Active | [10 empty] | No | Not Applicable | Not Applicable | Commercial Water Heating | Water Heating.Gas | 5 | 1 |  |  |  | 238-53506-00 |  |  |  | 238-36612-00 | [6 empty] | Gas | Liquid Propane |  |  |  | Indoor |  | Floor Mounted |  | Yes | HLW | 150 | Category IV | 4 | 4 | 1 | 1.5 | Yes | [7 empty] | 399999 BTU/Hr |  |  |  | 119 |  | Not Applicable | 3:1 | Not Applicable | [6 empty] | 1185 | 38.5 | 38.5 | 86.75 | 1232 | 2165 | 32 | 77.375 | 35 | 7.25 | 71 |  |  | 12.25 | 61.25 |  |  |  |  | 73.875 | 58.5 | [8 empty] | 1 | 32 | 30 | ANSI Z21.10.3-2019/CSA 4.3-2019 | Yes | Yes | Yes | Yes | Not Applicable | [5 empty] | 40166 | COM GAS ASME EF | 202898408
EF120T5003N3 | EF120T500 | Bradford White | 671632125043 | Active | [10 empty] | No | Not Applicable | Not Applicable | Commercial Water Heating | Water Heating.Gas | 3 | 1 |  |  |  | 238-53506-00 |  |  |  | 238-36612-00 | [6 empty] | Gas | Natural Gas |  |  |  | Indoor |  | Floor Mounted |  | No | Not Applicable | 150 | Category IV | 4 | 4 | 1 | 1.5 | Yes | [7 empty] | 499999 BTU/Hr |  |  |  | 119 |  | Not Applicable | 3:1 | Yes, it does comply with jurisdictions having 14ng/J NOx Regulations | [6 empty] | 1200 | 38.5 | 38.5 | 86.75 | 1248 | 2180 | 32 | 77.375 | 35 | 7.25 | 71 |  |  | 12.25 | 61.25 |  |  |  |  | 74.875 | 58.5 | [8 empty] | 1 | 32 | 30 | ANSI Z21.10.3-2019/CSA 4.3-2019 | Yes | Yes | Yes | Yes | Not Applicable | [5 empty] | 40176 | COM GAS NC EF | 202886845
EF120T5003N3-806 | EF120T500 | Bradford White | 671632125166 | Active | The ""-806"" indicates that this SKU was designed and certified for Installation in Canada. | [9 empty] | No | Not Applicable | Not Applicable | Commercial Water Heating | Water Heating.Gas | 3 | 1 |  |  |  | 238-53506-00 |  |  |  | 238-36612-00 | [6 empty] | Gas | Natural Gas |  |  |  | Indoor |  | Floor Mounted |  | No | Not Applicable | 150 | Category IV | 4 | 4 | 1 | 1.5 | Yes | [7 empty] | Not Applicable |  |  |  | 119 |  | Not Applicable | 3:1 | Not Applicable | [6 empty] | 1200 | 38.5 | 38.5 | 86.75 | 1248 | 2180 | 32 | 77.375 | 35 | 7.25 | 71 |  |  | 12.25 | 61.25 |  |  |  |  | 74.875 | 58.5 | [8 empty] | 1 | 32 | 30 | Not Applicable | Yes | No | Yes | No | Not Applicable | 238-53587-00 |  |  |  |  | 40176 | COM GAS NC EF
EF120T5003NA3 | EF120T500A | Bradford White | 671632917624 | Active | [10 empty] | No | Not Applicable | Not Applicable | Commercial Water Heating | Water Heating.Gas | 3 | 1 |  |  |  | 238-53506-00 |  |  |  | 238-36612-00 | [6 empty] | Gas | Natural Gas |  |  |  | Indoor |  | Floor Mounted |  | Yes | HLW | 150 | Category IV | 4 | 4 | 1 | 1.5 | Yes | [7 empty] | 499999 BTU/Hr |  |  |  | 119 |  | Not Applicable | 3:1 | Yes, it does comply with jurisdictions having 14ng/J NOx Regulations | [6 empty] | 1200 | 38.5 | 38.5 | 86.75 | 1248 | 2180 | 32 | 77.375 | 35 | 7.25 | 71 |  |  | 12.25 | 61.25 |  |  |  |  | 74.875 | 58.5 | [8 empty] | 1 | 32 | 30 | ANSI Z21.10.3-2019/CSA 4.3-2019 | Yes | Yes | Yes | Yes | Not Applicable | [5 empty] | 40166 | COM GAS ASME EF | 202886845
EF120T5003NA3-806 | EF120T500A | Bradford White | 671632125173 | Active | The ""-806"" indicates that this SKU was designed and certified for Installation in Canada. | [9 empty] | No | Not Applicable | Not Applicable | Commercial Water Heating | Water Heating.Gas | 3 | 1 |  |  |  | 238-53506-00 |  |  |  | 238-36612-00 | [6 empty] | Gas | Natural Gas |  |  |  | Indoor |  | Floor Mounted |  | Yes | HLW | 150 | Category IV | 4 | 4 | 1 | 1.5 | Yes | [7 empty] | Not Applicable |  |  |  | 119 |  | Not Applicable | 3:1 | Not Applicable | [6 empty] | 1200 | 38.5 | 38.5 | 86.75 | 1248 | 2180 | 32 | 77.375 | 35 | 7.25 | 71 |  |  | 12.25 | 61.25 |  |  |  |  | 74.875 | 58.5 | [8 empty] | 1 | 32 | 30 | Not Applicable | Yes | No | Yes | No | Not Applicable | 238-53587-00 |  |  |  |  | 40166 | COM GAS ASME EF
EF120T5003X3 | EF120T500 | Bradford White | 671632125050 | Active | [10 empty] | No | Not Applicable | Not Applicable | Commercial Water Heating | Water Heating.Gas | 3 | 1 |  |  |  | 238-53506-00 |  |  |  | 238-36612-00 | [6 empty] | Gas | Liquid Propane |  |  |  | Indoor |  | Floor Mounted |  | No | Not Applicable | 150 | Category IV | 4 | 4 | 1 | 1.5 | Yes | [7 empty] | 499999 BTU/Hr |  |  |  | 119 |  | Not Applicable | 3:1 | Not Applicable | [6 empty] | 1200 | 38.5 | 38.5 | 86.75 | 1248 | 2180 | 32 | 77.375 | 35 | 7.25 | 71 |  |  | 12.25 | 61.25 |  |  |  |  | 74.875 | 58.5 | [8 empty] | 1 | 32 | 30 | ANSI Z21.10.3-2019/CSA 4.3-2019 | Yes | Yes | Yes | Yes | Not Applicable | [5 empty] | 40176 | COM GAS NC EF | 202898409
EF120T5003X3-806 | EF120T500 | Bradford White | 671632125197 | Active | The ""-806"" indicates that this SKU was designed and certified for Installation in Canada. | [9 empty] | No | Not Applicable | Not Applicable | Commercial Water Heating | Water Heating.Gas | 3 | 1 |  |  |  | 238-53506-00 |  |  |  | 238-36612-00 | [6 empty] | Gas | Liquid Propane |  |  |  | Indoor |  | Floor Mounted |  | No | Not Applicable | 150 | Category IV | 4 | 4 | 1 | 1.5 | Yes | [7 empty] | Not Applicable |  |  |  | 119 |  | Not Applicable | 3:1 | Not Applicable | [6 empty] | 1200 | 38.5 | 38.5 | 86.75 | 1248 | 2180 | 32 | 77.375 | 35 | 7.25 | 71 |  |  | 12.25 | 61.25 |  |  |  |  | 74.875 | 58.5 | [8 empty] | 1 | 32 | 30 | Not Applicable | Yes | No | Yes | No | Not Applicable | 238-53587-00 |  |  |  |  | 40176 | COM GAS NC EF
EF120T5003XA3 | EF120T500A | Bradford White | 671632125067 | Active | [10 empty] | No | Not Applicable | Not Applicable | Commercial Water Heating | Water Heating.Gas | 3 | 1 |  |  |  | 238-53506-00 |  |  |  | 238-36612-00 | [6 empty] | Gas | Liquid Propane |  |  |  | Indoor |  | Floor Mounted |  | Yes | HLW | 150 | Category IV | 4 | 4 | 1 | 1.5 | Yes | [7 empty] | 499999 BTU/Hr |  |  |  | 119 |  | Not Applicable | 3:1 | Not Applicable | [6 empty] | 1200 | 38.5 | 38.5 | 86.75 | 1248 | 2180 | 32 | 77.375 | 35 | 7.25 | 71 |  |  | 12.25 | 61.25 |  |  |  |  | 74.875 | 58.5 | [8 empty] | 1 | 32 | 30 | ANSI Z21.10.3-2019/CSA 4.3-2019 | Yes | Yes | Yes | Yes | Not Applicable | [5 empty] | 40166 | COM GAS ASME EF | 202898409
EF120T5003XA3-806 | EF120T500A | Bradford White | 671632125180 | Active | The ""-806"" indicates that this SKU was designed and certified for Installation in Canada. | [9 empty] | No | Not Applicable | Not Applicable | Commercial Water Heating | Water Heating.Gas | 3 | 1 |  |  |  | 238-53506-00 |  |  |  | 238-36612-00 | [6 empty] | Gas | Liquid Propane |  |  |  | Indoor |  | Floor Mounted |  | Yes | HLW | 150 | Category IV | 4 | 4 | 1 | 1.5 | Yes | [7 empty] | Not Applicable |  |  |  | 119 |  | Not Applicable | 3:1 | Not Applicable | [6 empty] | 1200 | 38.5 | 38.5 | 86.75 | 1248 | 2180 | 32 | 77.375 | 35 | 7.25 | 71 |  |  | 12.25 | 61.25 |  |  |  |  | 74.875 | 58.5 | [8 empty] | 1 | 32 | 30 | Not Applicable | Yes | No | Yes | No | Not Applicable | 238-53587-00 |  |  |  |  | 40166 | COM GAS ASME EF
EF120T5005N3 | EF120T500 | Bradford White | 671632329564 | Active | [10 empty] | No | Not Applicable | Not Applicable | Commercial Water Heating | Water Heating.Gas | 5 | 1 |  |  |  | 238-53506-00 |  |  |  | 238-36612-00 | [6 empty] | Gas | Natural Gas |  |  |  | Indoor |  | Floor Mounted |  | No | Not Applicable | 150 | Category IV | 4 | 4 | 1 | 1.5 | Yes | [7 empty] | 499999 BTU/Hr |  |  |  | 119 |  | Not Applicable | 3:1 | Yes, it does comply with jurisdictions having 14ng/J NOx Regulations | [6 empty] | 1200 | 38.5 | 38.5 | 86.75 | 1248 | 2180 | 32 | 77.375 | 35 | 7.25 | 71 |  |  | 12.25 | 61.25 |  |  |  |  | 74.875 | 58.5 | [8 empty] | 1 | 32 | 30 | ANSI Z21.10.3-2019/CSA 4.3-2019 | Yes | Yes | Yes | Yes | Not Applicable | [5 empty] | 40176 | COM GAS NC EF | 202886845
EF120T5005NA3 | EF120T500A | Bradford White | 671632130184 | Active | [10 empty] | No | Not Applicable | Not Applicable | Commercial Water Heating | Water Heating.Gas | 5 | 1 |  |  |  | 238-53506-00 |  |  |  | 238-36612-00 | [6 empty] | Gas | Natural Gas |  |  |  | Indoor |  | Floor Mounted |  | Yes | HLW | 150 | Category IV | 4 | 4 | 1 | 1.5 | Yes | [7 empty] | 499999 BTU/Hr |  |  |  | 119 |  | Not Applicable | 3:1 | Yes, it does comply with jurisdictions having 14ng/J NOx Regulations | [6 empty] | 1200 | 38.5 | 38.5 | 86.75 | 1248 | 2180 | 32 | 77.375 | 35 | 7.25 | 71 |  |  | 12.25 | 61.25 |  |  |  |  | 74.875 | 58.5 | [8 empty] | 1 | 32 | 30 | ANSI Z21.10.3-2019/CSA 4.3-2019 | Yes | Yes | Yes | Yes | Not Applicable | [5 empty] | 40166 | COM GAS ASME EF | 202886845
EF120T5005X3 | EF120T500 | Bradford White | 671632329649 | Active | [10 empty] | No | Not Applicable | Not Applicable | Commercial Water Heating | Water Heating.Gas | 5 | 1 |  |  |  | 238-53506-00 |  |  |  | 238-36612-00 | [6 empty] | Gas | Liquid Propane |  |  |  | Indoor |  | Floor Mounted |  | No | Not Applicable | 150 | Category IV | 4 | 4 | 1 | 1.5 | Yes | [7 empty] | 499999 BTU/Hr |  |  |  | 119 |  | Not Applicable | 3:1 | Not Applicable | [6 empty] | 1200 | 38.5 | 38.5 | 86.75 | 1248 | 2180 | 32 | 77.375 | 35 | 7.25 | 71 |  |  | 12.25 | 61.25 |  |  |  |  | 74.875 | 58.5 | [8 empty] | 1 | 32 | 30 | ANSI Z21.10.3-2019/CSA 4.3-2019 | Yes | Yes | Yes | Yes | Not Applicable | [5 empty] | 40176 | COM GAS NC EF | 202898409
EF120T5005XA3 | EF120T500A | Bradford White | 671632329656 | Active | [10 empty] | No | Not Applicable | Not Applicable | Commercial Water Heating | Water Heating.Gas | 5 | 1 |  |  |  | 238-53506-00 |  |  |  | 238-36612-00 | [6 empty] | Gas | Liquid Propane |  |  |  | Indoor |  | Floor Mounted |  | Yes | HLW | 150 | Category IV | 4 | 4 | 1 | 1.5 | Yes | [7 empty] | 499999 BTU/Hr |  |  |  | 119 |  | Not Applicable | 3:1 | Not Applicable | [6 empty] | 1200 | 38.5 | 38.5 | 86.75 | 1248 | 2180 | 32 | 77.375 | 35 | 7.25 | 71 |  |  | 12.25 | 61.25 |  |  |  |  | 74.875 | 58.5 | [8 empty] | 1 | 32 | 30 | ANSI Z21.10.3-2019/CSA 4.3-2019 | Yes | Yes | Yes | Yes | Not Applicable | [5 empty] | 40166 | COM GAS ASME EF | 202898409
EF60T1253X2 | EF60T125 | Bradford White | 671632318797 | Active | [10 empty] | No | Not Applicable | Not Applicable | Commercial Water Heating | Water Heating.Gas | 3 | 1 |  |  |  | 238-55256-00 |  |  |  | 238-36612-00 |  | 238-46101-00 |  |  |  |  | Gas | Liquid Propane |  |  |  | Indoor |  | Floor Mounted |  | No | Not Applicable | 150 | Category IV | 3 | 3 | 0.75 | 1.5 | Yes | [7 empty] | 125000 BTU/Hr |  |  |  | 60 |  | Not Applicable | On/Off | Not Applicable | [6 empty] | 520 | 35 | 32.25 | 67.75 | 541 | 1014 | 28.25 | 56.375 | 28.25 |  | 51.625 |  | 145 | 12.8125 | 41.9375 |  |  |  |  | 53.25 | 39.0625 | [8 empty] | 1 | 54 | 51 | ANSI Z21.10.3-2019/CSA 4.3-2019 | Yes | Yes | Yes | Yes | Not Applicable | [5 empty] | 40176 | COM GAS NC EF | 204235069
EF60T1253X2-806 | EF60T125 | Bradford White | 671632334179 | Active | The ""-806"" indicates that this SKU was designed and certified for Installation in Canada. | [9 empty] | No | Not Applicable | Not Applicable | Commercial Water Heating | Water Heating.Gas | 3 | 1 |  |  |  | 238-55256-00 |  |  |  | 238-36612-00 |  | 238-46101-00 |  |  |  |  | Gas | Liquid Propane |  |  |  | Indoor |  | Floor Mounted |  | No | Not Applicable | 150 | Category IV | 3 | 3 | 0.75 | 1.5 | Yes | [7 empty] | Not Applicable |  |  |  | 60 |  | Not Applicable | On/Off | Not Applicable | [6 empty] | 520 | 35 | 32.25 | 67.75 | 541 | 1014 | 28.25 | 56.375 | 28.25 |  | 51.625 |  | 145 | 12.8125 | 41.9375 |  |  |  |  | 53.25 | 39.0625 | [8 empty] | 1 | 54 | 51 | Not Applicable | Yes | No | Yes | No | Not Applicable | 238-55335-00 |  |  |  |  | 40176 | COM GAS NC EF
EF60T1253X2-806-897 | EF60T125 | Bradford White | 671632576241 | Active | The ""-806"" indicates that this SKU was designed and certified for Installation in Canada. | The -897 indicates that this SKU comes with magnesium anodes. | [8 empty] | No | Not Applicable | Not Applicable | Commercial Water Heating | Water Heating.Gas | 3 | 1 |  |  |  | 238-55256-00 |  |  |  | 238-36612-00 |  | 238-46101-00 |  |  |  |  | Gas | Liquid Propane |  |  |  | Indoor |  | Floor Mounted |  | No | Not Applicable | 150 | Category IV | 3 | 3 | 0.75 | 1.5 | Yes | [7 empty] | Not Applicable |  |  |  | 60 |  | Not Applicable | On/Off | Not Applicable | [6 empty] | 520 | 35 | 32.25 | 67.75 | 541 | 1014 | 28.25 | 56.375 | 28.25 |  | 51.625 |  | 145 | 12.8125 | 41.9375 |  |  |  |  | 53.25 | 39.0625 | [8 empty] | 1 | 54 | 51 | Not Applicable | Yes | No | Yes | No | Not Applicable | 238-55335-00 |  |  |  |  | 40176 | COM GAS NC EF
EF60T1253X2-859 | EF60T125 | Bradford White | 671632572175 | Active | The ""-859"" indicates that this SKU comes with a Gas Regulator. | [9 empty] | No | Not Applicable | Not Applicable | Commercial Water Heating | Water Heating.Gas | 3 | 1 |  |  |  | 238-55256-00 |  |  |  | 238-36612-00 |  | 238-46101-00 |  |  |  |  | Gas | Liquid Propane |  |  |  | Indoor |  | Floor Mounted |  | No | Not Applicable | 150 | Category IV | 3 | 3 | 0.75 | 1.5 | Yes | [7 empty] | 125000 BTU/Hr |  |  |  | 60 |  | Not Applicable | On/Off | Not Applicable | [6 empty] | 520 | 35 | 32.25 | 67.75 | 541 | 1014 | 28.25 | 56.375 | 28.25 |  | 51.625 |  | 145 | 12.8125 | 41.9375 |  |  |  |  | 53.25 | 39.0625 | [8 empty] | 1 | 54 | 51 | ANSI Z21.10.3-2019/CSA 4.3-2019 | Yes | Yes | Yes | Yes | Not Applicable | [5 empty] | 40176 | COM GAS NC EF | 204235069
EF60T1253X2-859-897 | EF60T125 | Bradford White | 671632576258 | Active | The ""-859"" indicates that this SKU comes with a Gas Regulator. | The -897 indicates that this SKU comes with magnesium anodes. | [8 empty] | No | Not Applicable | Not Applicable | Commercial Water Heating | Water Heating.Gas | 3 | 1 |  |  |  | 238-55256-00 |  |  |  | 238-36612-00 |  | 238-46101-00 |  |  |  |  | Gas | Liquid Propane |  |  |  | Indoor |  | Floor Mounted |  | No | Not Applicable | 150 | Category IV | 3 | 3 | 0.75 | 1.5 | Yes | [7 empty] | 125000 BTU/Hr |  |  |  | 60 |  | Not Applicable | On/Off | Not Applicable | [6 empty] | 520 | 35 | 32.25 | 67.75 | 541 | 1014 | 28.25 | 56.375 | 28.25 |  | 51.625 |  | 145 | 12.8125 | 41.9375 |  |  |  |  | 53.25 | 39.0625 | [8 empty] | 1 | 54 | 51 | ANSI Z21.10.3-2019/CSA 4.3-2019 | Yes | Yes | Yes | Yes | Not Applicable | [5 empty] | 40176 | COM GAS NC EF | 204235069
EF60T1253X2-895 | EF60T125 | Bradford White | 671632556144 | Active | The -895 indicates that this SKU comes with integrated controls and powered anodes. | [9 empty] | No | Not Applicable | Not Applicable | Commercial Water Heating | Water Heating.Gas | 3 | 1 |  |  |  | 238-54447-00 |  |  |  | 238-36612-00 |  | 238-46101-00 |  |  |  |  | Gas | Liquid Propane |  |  |  | Indoor |  | Floor Mounted |  | No | Not Applicable | 150 | Category IV | 3 | 3 | 0.75 | 1.5 | Yes | [7 empty] | 125000 BTU/Hr |  |  |  | 60 |  | Not Applicable | On/Off | Not Applicable | [6 empty] | 520 | 35 | 32.25 | 67.75 | 541 | 1014 | 28.25 | 56.375 | 28.25 |  | 51.625 |  | 145 | 12.8125 | 41.9375 |  |  |  |  | 53.25 | 39.0625 | [8 empty] | 1 | 54 | 51 | ANSI Z21.10.3-2019/CSA 4.3-2019 | Yes | Yes | Yes | Yes | Not Applicable | [5 empty] | 40176 | COM GAS NC EF | 204235069
EF60T1253X2-897 | EF60T125 | Bradford White | 671632575992 | Active | The -897 indicates that this SKU comes with magnesium anodes. | [9 empty] | No | Not Applicable | Not Applicable | Commercial Water Heating | Water Heating.Gas | 3 | 1 |  |  |  | 238-55256-00 |  |  |  | 238-36612-00 |  | 238-46101-00 |  |  |  |  | Gas | Liquid Propane |  |  |  | Indoor |  | Floor Mounted |  | No | Not Applicable | 150 | Category IV | 3 | 3 | 0.75 | 1.5 | Yes | [7 empty] | 125000 BTU/Hr |  |  |  | 60 |  | Not Applicable | On/Off | Not Applicable | [6 empty] | 520 | 35 | 32.25 | 67.75 | 541 | 1014 | 28.25 | 56.375 | 28.25 |  | 51.625 |  | 145 | 12.8125 | 41.9375 |  |  |  |  | 53.25 | 39.0625 | [8 empty] | 1 | 54 | 51 | ANSI Z21.10.3-2019/CSA 4.3-2019 | Yes | Yes | Yes | Yes | Not Applicable | [5 empty] | 40176 | COM GAS NC EF | 204235069
EF60T1253XA2 | EF60T125A | Bradford White | 671632333561 | Active | [10 empty] | No | Not Applicable | Not Applicable | Commercial Water Heating | Water Heating.Gas | 3 | 1 |  |  |  | 238-55256-00 |  |  |  | 238-36612-00 |  | 238-46101-00 |  |  |  |  | Gas | Liquid Propane |  |  |  | Indoor |  | Floor Mounted |  | Yes | HLW | 150 | Category IV | 3 | 3 | 0.75 | 1.5 | Yes | [7 empty] | 125000 BTU/Hr |  |  |  | 60 |  | Not Applicable | On/Off | Not Applicable | [6 empty] | 570 | 35 | 32.25 | 67.75 | 593 | 1064 | 28.25 | 56.375 | 28.25 |  | 51.625 |  | 145 | 12.8125 | 41.9375 |  |  |  |  | 53.25 | 39.0625 | [8 empty] | 1 | 54 | 51 | ANSI Z21.10.3-2019/CSA 4.3-2019 | Yes | Yes | Yes | Yes | Not Applicable | [5 empty] | 40166 | COM GAS ASME EF | 204235069
EF60T1253XA2-806 | EF60T125A | Bradford White | 671632334186 | Active | The ""-806"" indicates that this SKU was designed and certified for Installation in Canada. | [9 empty] | No | Not Applicable | Not Applicable | Commercial Water Heating | Water Heating.Gas | 3 | 1 |  |  |  | 238-55256-00 |  |  |  | 238-36612-00 |  | 238-46101-00 |  |  |  |  | Gas | Liquid Propane |  |  |  | Indoor |  | Floor Mounted |  | Yes | HLW | 150 | Category IV | 3 | 3 | 0.75 | 1.5 | Yes | [7 empty] | Not Applicable |  |  |  | 60 |  | Not Applicable | On/Off | Not Applicable | [6 empty] | 570 | 35 | 32.25 | 67.75 | 593 | 1064 | 28.25 | 56.375 | 28.25 |  | 51.625 |  | 145 | 12.8125 | 41.9375 |  |  |  |  | 53.25 | 39.0625 | [8 empty] | 1 | 54 | 51 | Not Applicable | Yes | No | Yes | No | Not Applicable | 238-55335-00 |  |  |  |  | 40166 | COM GAS ASME EF
EF60T1253XA2-806-897 | EF60T125A | Bradford White | 671632576272 | Active | The ""-806"" indicates that this SKU was designed and certified for Installation in Canada. | The -897 indicates that this SKU comes with magnesium anodes. | [8 empty] | No | Not Applicable | Not Applicable | Commercial Water Heating | Water Heating.Gas | 3 | 1 |  |  |  | 238-55256-00 |  |  |  | 238-36612-00 |  | 238-46101-00 |  |  |  |  | Gas | Liquid Propane |  |  |  | Indoor |  | Floor Mounted |  | Yes | HLW | 150 | Category IV | 3 | 3 | 0.75 | 1.5 | Yes | [7 empty] | Not Applicable |  |  |  | 60 |  | Not Applicable | On/Off | Not Applicable | [6 empty] | 570 | 35 | 32.25 | 67.75 | 593 | 1064 | 28.25 | 56.375 | 28.25 |  | 51.625 |  | 145 | 12.8125 | 41.9375 |  |  |  |  | 53.25 | 39.0625 | [8 empty] | 1 | 54 | 51 | Not Applicable | Yes | No | Yes | No | Not Applicable | 238-55335-00 |  |  |  |  | 40166 | COM GAS ASME EF
EF60T1253XA2-859 | EF60T125A | Bradford White | 671632572182 | Active | The ""-859"" indicates that this SKU comes with a Gas Regulator. | [9 empty] | No | Not Applicable | Not Applicable | Commercial Water Heating | Water Heating.Gas | 3 | 1 |  |  |  | 238-55256-00 |  |  |  | 238-36612-00 |  | 238-46101-00 |  |  |  |  | Gas | Liquid Propane |  |  |  | Indoor |  | Floor Mounted |  | Yes | HLW | 150 | Category IV | 3 | 3 | 0.75 | 1.5 | Yes | [7 empty] | 125000 BTU/Hr |  |  |  | 60 |  | Not Applicable | On/Off | Not Applicable | [6 empty] | 570 | 35 | 32.25 | 67.75 | 593 | 1064 | 28.25 | 56.375 | 28.25 |  | 51.625 |  | 145 | 12.8125 | 41.9375 |  |  |  |  | 53.25 | 39.0625 | [8 empty] | 1 | 54 | 51 | ANSI Z21.10.3-2019/CSA 4.3-2019 | Yes | Yes | Yes | Yes | Not Applicable | [5 empty] | 40166 | COM GAS ASME EF | 204235069
EF60T1253XA2-859-897 | EF60T125A | Bradford White | 671632578603 | Active | The ""-859"" indicates that this SKU comes with a Gas Regulator. | The -897 indicates that this SKU comes with magnesium anodes. | [8 empty] | No | Not Applicable | Not Applicable | Commercial Water Heating | Water Heating.Gas | 3 | 1 |  |  |  | 238-55256-00 |  |  |  | 238-36612-00 |  | 238-46101-00 |  |  |  |  | Gas | Liquid Propane |  |  |  | Indoor |  | Floor Mounted |  | Yes | HLW | 150 | Category IV | 3 | 3 | 0.75 | 1.5 | Yes | [7 empty] | 125000 BTU/Hr |  |  |  | 60 |  | Not Applicable | On/Off | Not Applicable | [6 empty] | 570 | 35 | 32.25 | 67.75 | 593 | 1064 | 28.25 | 56.375 | 28.25 |  | 51.625 |  | 145 | 12.8125 | 41.9375 |  |  |  |  | 53.25 | 39.0625 | [8 empty] | 1 | 54 | 51 | ANSI Z21.10.3-2019/CSA 4.3-2019 | Yes | Yes | Yes | Yes | Not Applicable | [5 empty] | 40166 | COM GAS ASME EF | 204235069
EF60T1253XA2-895 | EF60T125A | Bradford White | 671632556274 | Active | The -895 indicates that this SKU comes with integrated controls and powered anodes. | [9 empty] | No | Not Applicable | Not Applicable | Commercial Water Heating | Water Heating.Gas | 3 | 1 |  |  |  | 238-54447-00 |  |  |  | 238-36612-00 |  | 238-46101-00 |  |  |  |  | Gas | Liquid Propane |  |  |  | Indoor |  | Floor Mounted |  | Yes | HLW | 150 | Category IV | 3 | 3 | 0.75 | 1.5 | Yes | [7 empty] | 125000 BTU/Hr |  |  |  | 60 |  | Not Applicable | On/Off | Not Applicable | [6 empty] | 570 | 35 | 32.25 | 67.75 | 593 | 1064 | 28.25 | 56.375 | 28.25 |  | 51.625 |  | 145 | 12.8125 | 41.9375 |  |  |  |  | 53.25 | 39.0625 | [8 empty] | 1 | 54 | 51 | ANSI Z21.10.3-2019/CSA 4.3-2019 | Yes | Yes | Yes | Yes | Not Applicable | [5 empty] | 40166 | COM GAS ASME EF | 204235069
EF60T1253XA2-897 | EF60T125A | Bradford White | 671632576128 | Active | The -897 indicates that this SKU comes with magnesium anodes. | [9 empty] | No | Not Applicable | Not Applicable | Commercial Water Heating | Water Heating.Gas | 3 | 1 |  |  |  | 238-55256-00 |  |  |  | 238-36612-00 |  | 238-46101-00 |  |  |  |  | Gas | Liquid Propane |  |  |  | Indoor |  | Floor Mounted |  | Yes | HLW | 150 | Category IV | 3 | 3 | 0.75 | 1.5 | Yes | [7 empty] | 125000 BTU/Hr |  |  |  | 60 |  | Not Applicable | On/Off | Not Applicable | [6 empty] | 570 | 35 | 32.25 | 67.75 | 593 | 1064 | 28.25 | 56.375 | 28.25 |  | 51.625 |  | 145 | 12.8125 | 41.9375 |  |  |  |  | 53.25 | 39.0625 | [8 empty] | 1 | 54 | 51 | ANSI Z21.10.3-2019/CSA 4.3-2019 | Yes | Yes | Yes | Yes | Not Applicable | [5 empty] | 40166 | COM GAS ASME EF | 204235069
EF60T1255X2 | EF60T125 | Bradford White | 671632696758 | Active | [10 empty] | No | Not Applicable | Not Applicable | Commercial Water Heating | Water Heating.Gas | 5 | 1 |  |  |  | 238-55256-00 |  |  |  | 238-36612-00 |  | 238-46101-00 |  |  |  |  | Gas | Liquid Propane |  |  |  | Indoor |  | Floor Mounted |  | No | Not Applicable | 150 | Category IV | 3 | 3 | 0.75 | 1.5 | Yes | [7 empty] | 125000 BTU/Hr |  |  |  | 60 |  | Not Applicable | On/Off | Not Applicable | [6 empty] | 520 | 35 | 32.25 | 67.75 | 541 | 1014 | 28.25 | 56.375 | 28.25 |  | 51.625 |  | 145 | 12.8125 | 41.9375 |  |  |  |  | 53.25 | 39.0625 | [8 empty] | 1 | 54 | 51 | ANSI Z21.10.3-2019/CSA 4.3-2019 | Yes | Yes | Yes | Yes | Not Applicable | [5 empty] | 40176 | COM GAS NC EF | 204235069
EF60T1255X2-897 | EF60T125 | Bradford White | 671632576784 | Active | The -897 indicates that this SKU comes with magnesium anodes. | [9 empty] | No | Not Applicable | Not Applicable | Commercial Water Heating | Water Heating.Gas | 5 | 1 |  |  |  | 238-55256-00 |  |  |  | 238-36612-00 |  | 238-46101-00 |  |  |  |  | Gas | Liquid Propane |  |  |  | Indoor |  | Floor Mounted |  | No | Not Applicable | 150 | Category IV | 3 | 3 | 0.75 | 1.5 | Yes | [7 empty] | 125000 BTU/Hr |  |  |  | 60 |  | Not Applicable | On/Off | Not Applicable | [6 empty] | 520 | 35 | 32.25 | 67.75 | 541 | 1014 | 28.25 | 56.375 | 28.25 |  | 51.625 |  | 145 | 12.8125 | 41.9375 |  |  |  |  | 53.25 | 39.0625 | [8 empty] | 1 | 54 | 51 | ANSI Z21.10.3-2019/CSA 4.3-2019 | Yes | Yes | Yes | Yes | Not Applicable | [5 empty] | 40176 | COM GAS NC EF | 204235069
EF60T1255XA2 | EF60T125A | Bradford White | 671632147885 | Active | [10 empty] | No | Not Applicable | Not Applicable | Commercial Water Heating | Water Heating.Gas | 5 | 1 |  |  |  | 238-55256-00 |  |  |  | 238-36612-00 |  | 238-46101-00 |  |  |  |  | Gas | Liquid Propane |  |  |  | Indoor |  | Floor Mounted |  | Yes | HLW | 150 | Category IV | 3 | 3 | 0.75 | 1.5 | Yes | [7 empty] | 125000 BTU/Hr |  |  |  | 60 |  | Not Applicable | On/Off | Not Applicable | [6 empty] | 570 | 35 | 32.25 | 67.75 | 593 | 1064 | 28.25 | 56.375 | 28.25 |  | 51.625 |  | 145 | 12.8125 | 41.9375 |  |  |  |  | 53.25 | 39.0625 | [8 empty] | 1 | 54 | 51 | ANSI Z21.10.3-2019/CSA 4.3-2019 | Yes | Yes | Yes | Yes | Not Applicable | [5 empty] | 40166 | COM GAS ASME EF | 204235069
EF60T1255XA2-897 | EF60T125A | Bradford White | 671632578252 | Active | The -897 indicates that this SKU comes with magnesium anodes. | [9 empty] | No | Not Applicable | Not Applicable | Commercial Water Heating | Water Heating.Gas | 5 | 1 |  |  |  | 238-55256-00 |  |  |  | 238-36612-00 |  | 238-46101-00 |  |  |  |  | Gas | Liquid Propane |  |  |  | Indoor |  | Floor Mounted |  | Yes | HLW | 150 | Category IV | 3 | 3 | 0.75 | 1.5 | Yes | [7 empty] | 125000 BTU/Hr |  |  |  | 60 |  | Not Applicable | On/Off | Not Applicable | [6 empty] | 570 | 35 | 32.25 | 67.75 | 593 | 1064 | 28.25 | 56.375 | 28.25 |  | 51.625 |  | 145 | 12.8125 | 41.9375 |  |  |  |  | 53.25 | 39.0625 | [8 empty] | 1 | 54 | 51 | ANSI Z21.10.3-2019/CSA 4.3-2019 | Yes | Yes | Yes | Yes | Not Applicable | [5 empty] | 40166 | COM GAS ASME EF | 204235069
EF60T125E3N2 | EF60T125 | Bradford White | 671632318780 | Active | [10 empty] | No | Not Applicable | Not Applicable | Commercial Water Heating | Water Heating.Gas | 3 | 1 |  |  |  | 238-55256-00 |  |  |  | 238-36612-00 |  | 238-46101-00 |  |  |  |  | Gas | Natural Gas |  |  |  | Indoor |  | Floor Mounted |  | No | Not Applicable | 150 | Category IV | 3 | 3 | 0.75 | 1.5 | Yes | [7 empty] | 125000 BTU/Hr |  |  |  | 60 |  | Not Applicable | On/Off | Yes, it does comply with jurisdictions having 14ng/J NOx Regulations | [6 empty] | 520 | 35 | 32.25 | 67.75 | 541 | 1014 | 28.25 | 56.375 | 28.25 |  | 51.625 |  | 145 | 12.8125 | 41.9375 |  |  |  |  | 53.25 | 39.0625 | [8 empty] | 1 | 54 | 51 | ANSI Z21.10.3-2019/CSA 4.3-2019 | Yes | Yes | Yes | Yes | Not Applicable | [5 empty] | 40176 | COM GAS NC EF | 7057272
EF60T125E3N2-806 | EF60T125 | Bradford White | 671632334063 | Active | The ""-806"" indicates that this SKU was designed and certified for Installation in Canada. | [9 empty] | No | Not Applicable | Not Applicable | Commercial Water Heating | Water Heating.Gas | 3 | 1 |  |  |  | 238-55256-00 |  |  |  | 238-36612-00 |  | 238-46101-00 |  |  |  |  | Gas | Natural Gas |  |  |  | Indoor |  | Floor Mounted |  | No | Not Applicable | 150 | Category IV | 3 | 3 | 0.75 | 1.5 | Yes | [7 empty] | Not Applicable |  |  |  | 60 |  | Not Applicable | On/Off | Not Applicable | [6 empty] | 520 | 35 | 32.25 | 67.75 | 541 | 1014 | 28.25 | 56.375 | 28.25 |  | 51.625 |  | 145 | 12.8125 | 41.9375 |  |  |  |  | 53.25 | 39.0625 | [8 empty] | 1 | 54 | 51 | Not Applicable | Yes | No | Yes | No | Not Applicable | 238-55335-00 |  |  |  |  | 40176 | COM GAS NC EF
EF60T125E3N2-806-897 | EF60T125 | Bradford White | 671632576081 | Active | The ""-806"" indicates that this SKU was designed and certified for Installation in Canada. | The -897 indicates that this SKU comes with magnesium anodes. | [8 empty] | No | Not Applicable | Not Applicable | Commercial Water Heating | Water Heating.Gas | 3 | 1 |  |  |  | 238-55256-00 |  |  |  | 238-36612-00 |  | 238-46101-00 |  |  |  |  | Gas | Natural Gas |  |  |  | Indoor |  | Floor Mounted |  | No | Not Applicable | 150 | Category IV | 3 | 3 | 0.75 | 1.5 | Yes | [7 empty] | Not Applicable |  |  |  | 60 |  | Not Applicable | On/Off | Not Applicable | [6 empty] | 520 | 35 | 32.25 | 67.75 | 541 | 1014 | 28.25 | 56.375 | 28.25 |  | 51.625 |  | 145 | 12.8125 | 41.9375 |  |  |  |  | 53.25 | 39.0625 | [8 empty] | 1 | 54 | 51 | Not Applicable | Yes | No | Yes | No | Not Applicable | 238-55335-00 |  |  |  |  | 40176 | COM GAS NC EF
EF60T125E3N2-859 | EF60T125 | Bradford White | 671632572199 | Active | The ""-859"" indicates that this SKU comes with a Gas Regulator. | [9 empty] | No | Not Applicable | Not Applicable | Commercial Water Heating | Water Heating.Gas | 3 | 1 |  |  |  | 238-55256-00 |  |  |  | 238-36612-00 |  | 238-46101-00 |  |  |  |  | Gas | Natural Gas |  |  |  | Indoor |  | Floor Mounted |  | No | Not Applicable | 150 | Category IV | 3 | 3 | 0.75 | 1.5 | Yes | [7 empty] | 125000 BTU/Hr |  |  |  | 60 |  | Not Applicable | On/Off | Yes, it does comply with jurisdictions having 14ng/J NOx Regulations | [6 empty] | 520 | 35 | 32.25 | 67.75 | 541 | 1014 | 28.25 | 56.375 | 28.25 |  | 51.625 |  | 145 | 12.8125 | 41.9375 |  |  |  |  | 53.25 | 39.0625 | [8 empty] | 1 | 54 | 51 | ANSI Z21.10.3-2019/CSA 4.3-2019 | Yes | Yes | Yes | Yes | Not Applicable | [5 empty] | 40176 | COM GAS NC EF | 7057272
EF60T125E3N2-859-897 | EF60T125 | Bradford White | 671632576319 | Active | The ""-859"" indicates that this SKU comes with a Gas Regulator. | The -897 indicates that this SKU comes with magnesium anodes. | [8 empty] | No | Not Applicable | Not Applicable | Commercial Water Heating | Water Heating.Gas | 3 | 1 |  |  |  | 238-55256-00 |  |  |  | 238-36612-00 |  | 238-46101-00 |  |  |  |  | Gas | Natural Gas |  |  |  | Indoor |  | Floor Mounted |  | No | Not Applicable | 150 | Category IV | 3 | 3 | 0.75 | 1.5 | Yes | [7 empty] | 125000 BTU/Hr |  |  |  | 60 |  | Not Applicable | On/Off | Yes, it does comply with jurisdictions having 14ng/J NOx Regulations | [6 empty] | 520 | 35 | 32.25 | 67.75 | 541 | 1014 | 28.25 | 56.375 | 28.25 |  | 51.625 |  | 145 | 12.8125 | 41.9375 |  |  |  |  | 53.25 | 39.0625 | [8 empty] | 1 | 54 | 51 | ANSI Z21.10.3-2019/CSA 4.3-2019 | Yes | Yes | Yes | Yes | Not Applicable | [5 empty] | 40176 | COM GAS NC EF | 7057272
EF60T125E3N2-879 | EF60T125 | Bradford White | 671632713523 | Active | The ""-879"" indicates that this SKU operates on a Gas Supply Pressure Range of 3.5"" - 14"" W.C. | [9 empty] | No | Not Applicable | Not Applicable | Commercial Water Heating | Water Heating.Gas | 3 | 1 |  |  |  | 238-55256-00 |  |  |  | 238-36612-00 |  | 238-48371-00 |  |  |  |  | Gas | Natural Gas |  |  |  | Indoor |  | Floor Mounted |  | No | Not Applicable | 150 | Category IV | 3 | 3 | 0.75 | 1.5 | Yes | [7 empty] | 125000 BTU/Hr |  |  |  | 60 |  | Not Applicable | On/Off | Yes, it does comply with jurisdictions having 14ng/J NOx Regulations | [6 empty] | 520 | 35 | 32.25 | 67.75 | 541 | 1014 | 28.25 | 56.375 | 28.25 |  | 51.625 |  | 145 | 12.8125 | 41.9375 |  |  |  |  | 53.25 | 39.0625 | [8 empty] | 1 | 54 | 51 | ANSI Z21.10.3-2019/CSA 4.3-2019 | Yes | Yes | Yes | Yes | Not Applicable | [5 empty] | 40176 | COM GAS NC EF | 7057272
EF60T125E3N2-879-897 | EF60T125 | Bradford White | 671632578078 | Active | The ""-879"" indicates that this SKU operates on a Gas Supply Pressure Range of 3.5"" - 14"" W.C. | The -897 indicates that this SKU comes with magnesium anodes. | [8 empty] | No | Not Applicable | Not Applicable | Commercial Water Heating | Water Heating.Gas | 3 | 1 |  |  |  | 238-55256-00 |  |  |  | 238-36612-00 |  | 238-48371-00 |  |  |  |  | Gas | Natural Gas |  |  |  | Indoor |  | Floor Mounted |  | No | Not Applicable | 150 | Category IV | 3 | 3 | 0.75 | 1.5 | Yes | [7 empty] | 125000 BTU/Hr |  |  |  | 60 |  | Not Applicable | On/Off | Yes, it does comply with jurisdictions having 14ng/J NOx Regulations | [6 empty] | 520 | 35 | 32.25 | 67.75 | 541 | 1014 | 28.25 | 56.375 | 28.25 |  | 51.625 |  | 145 | 12.8125 | 41.9375 |  |  |  |  | 53.25 | 39.0625 | [8 empty] | 1 | 54 | 51 | ANSI Z21.10.3-2019/CSA 4.3-2019 | Yes | Yes | Yes | Yes | Not Applicable | [5 empty] | 40176 | COM GAS NC EF | 7057272
EF60T125E3N2-895 | EF60T125 | Bradford White | 671632556298 | Active | The -895 indicates that this SKU comes with integrated controls and powered anodes. | [9 empty] | No | Not Applicable | Not Applicable | Commercial Water Heating | Water Heating.Gas | 3 | 1 |  |  |  | 238-54447-00 |  |  |  | 238-36612-00 |  | 238-46101-00 |  |  |  |  | Gas | Natural Gas |  |  |  | Indoor |  | Floor Mounted |  | No | Not Applicable | 150 | Category IV | 3 | 3 | 0.75 | 1.5 | Yes | [7 empty] | 125000 BTU/Hr |  |  |  | 60 |  | Not Applicable | On/Off | Yes, it does comply with jurisdictions having 14ng/J NOx Regulations | [6 empty] | 520 | 35 | 32.25 | 67.75 | 541 | 1014 | 28.25 | 56.375 | 28.25 |  | 51.625 |  | 145 | 12.8125 | 41.9375 |  |  |  |  | 53.25 | 39.0625 | [8 empty] | 1 | 54 | 51 | ANSI Z21.10.3-2019/CSA 4.3-2019 | Yes | Yes | Yes | Yes | Not Applicable | [5 empty] | 40176 | COM GAS NC EF | 7057272
EF60T125E3N2-895-806 | EF60T125 | Bradford White | 671632557400 | Active | The ""-806"" indicates that this SKU was designed and certified for Installation in Canada. | The -895 indicates that this SKU comes with integrated controls and powered anodes. | [8 empty] | No | Not Applicable | Not Applicable | Commercial Water Heating | Water Heating.Gas | 3 | 1 |  |  |  | 238-54447-00 |  |  |  | 238-36612-00 |  | 238-46101-00 |  |  |  |  | Gas | Natural Gas |  |  |  | Indoor |  | Floor Mounted |  | No | Not Applicable | 150 | Category IV | 3 | 3 | 0.75 | 1.5 | Yes | [7 empty] | Not Applicable |  |  |  | 60 |  | Not Applicable | On/Off | Not Applicable | [6 empty] | 520 | 35 | 32.25 | 67.75 | 541 | 1014 | 28.25 | 56.375 | 28.25 |  | 51.625 |  | 145 | 12.8125 | 41.9375 |  |  |  |  | 53.25 | 39.0625 | [8 empty] | 1 | 54 | 51 | Not Applicable | Yes | No | Yes | No | Not Applicable | [5 empty] | 40176 | COM GAS NC EF
EF60T125E3N2-897 | EF60T125 | Bradford White | 671632575985 | Active | The -897 indicates that this SKU comes with magnesium anodes. | [9 empty] | No | Not Applicable | Not Applicable | Commercial Water Heating | Water Heating.Gas | 3 | 1 |  |  |  | 238-55256-00 |  |  |  | 238-36612-00 |  | 238-46101-00 |  |  |  |  | Gas | Natural Gas |  |  |  | Indoor |  | Floor Mounted |  | No | Not Applicable | 150 | Category IV | 3 | 3 | 0.75 | 1.5 | Yes | [7 empty] | 125000 BTU/Hr |  |  |  | 60 |  | Not Applicable | On/Off | Yes, it does comply with jurisdictions having 14ng/J NOx Regulations | [6 empty] | 520 | 35 | 32.25 | 67.75 | 541 | 1014 | 28.25 | 56.375 | 28.25 |  | 51.625 |  | 145 | 12.8125 | 41.9375 |  |  |  |  | 53.25 | 39.0625 | [8 empty] | 1 | 54 | 51 | ANSI Z21.10.3-2019/CSA 4.3-2019 | Yes | Yes | Yes | Yes | Not Applicable | [5 empty] | 40176 | COM GAS NC EF | 7057272
EF60T125E3NA2 | EF60T125A | Bradford White | 671632333554 | Active | [10 empty] | No | Not Applicable | Not Applicable | Commercial Water Heating | Water Heating.Gas | 3 | 1 |  |  |  | 238-55256-00 |  |  |  | 238-36612-00 |  | 238-46101-00 |  |  |  |  | Gas | Natural Gas |  |  |  | Indoor |  | Floor Mounted |  | Yes | HLW | 150 | Category IV | 3 | 3 | 0.75 | 1.5 | Yes | [7 empty] | 125000 BTU/Hr |  |  |  | 60 |  | Not Applicable | On/Off | Yes, it does comply with jurisdictions having 14ng/J NOx Regulations | [6 empty] | 570 | 35 | 32.25 | 67.75 | 593 | 1064 | 28.25 | 56.375 | 28.25 |  | 51.625 |  | 145 | 12.8125 | 41.9375 |  |  |  |  | 53.25 | 39.0625 | [8 empty] | 1 | 54 | 51 | ANSI Z21.10.3-2019/CSA 4.3-2019 | Yes | Yes | Yes | Yes | Not Applicable | [5 empty] | 40166 | COM GAS ASME EF | 7057272
EF60T125E3NA2-806 | EF60T125A | Bradford White | 671632334070 | Active | The ""-806"" indicates that this SKU was designed and certified for Installation in Canada. | [9 empty] | No | Not Applicable | Not Applicable | Commercial Water Heating | Water Heating.Gas | 3 | 1 |  |  |  | 238-55256-00 |  |  |  | 238-36612-00 |  | 238-46101-00 |  |  |  |  | Gas | Natural Gas |  |  |  | Indoor |  | Floor Mounted |  | Yes | HLW | 150 | Category IV | 3 | 3 | 0.75 | 1.5 | Yes | [7 empty] | Not Applicable |  |  |  | 60 |  | Not Applicable | On/Off | Not Applicable | [6 empty] | 570 | 35 | 32.25 | 67.75 | 593 | 1064 | 28.25 | 56.375 | 28.25 |  | 51.625 |  | 145 | 12.8125 | 41.9375 |  |  |  |  | 53.25 | 39.0625 | [8 empty] | 1 | 54 | 51 | Not Applicable | Yes | No | Yes | No | Not Applicable | 238-55335-00 |  |  |  |  | 40166 | COM GAS ASME EF
EF60T125E3NA2-806-897 | EF60T125A | Bradford White | 671632576111 | Active | The ""-806"" indicates that this SKU was designed and certified for Installation in Canada. | The -897 indicates that this SKU comes with magnesium anodes. | [8 empty] | No | Not Applicable | Not Applicable | Commercial Water Heating | Water Heating.Gas | 3 | 1 |  |  |  | 238-55256-00 |  |  |  | 238-36612-00 |  | 238-46101-00 |  |  |  |  | Gas | Natural Gas |  |  |  | Indoor |  | Floor Mounted |  | Yes | HLW | 150 | Category IV | 3 | 3 | 0.75 | 1.5 | Yes | [7 empty] | Not Applicable |  |  |  | 60 |  | Not Applicable | On/Off | Not Applicable | [6 empty] | 570 | 35 | 32.25 | 67.75 | 593 | 1064 | 28.25 | 56.375 | 28.25 |  | 51.625 |  | 145 | 12.8125 | 41.9375 |  |  |  |  | 53.25 | 39.0625 | [8 empty] | 1 | 54 | 51 | Not Applicable | Yes | No | Yes | No | Not Applicable | 238-55335-00 |  |  |  |  | 40166 | COM GAS ASME EF
EF60T125E3NA2-859 | EF60T125A | Bradford White | 671632572205 | Active | The ""-859"" indicates that this SKU comes with a Gas Regulator. | [9 empty] | No | Not Applicable | Not Applicable | Commercial Water Heating | Water Heating.Gas | 3 | 1 |  |  |  | 238-55256-00 |  |  |  | 238-36612-00 |  | 238-46101-00 |  |  |  |  | Gas | Natural Gas |  |  |  | Indoor |  | Floor Mounted |  | Yes | HLW | 150 | Category IV | 3 | 3 | 0.75 | 1.5 | Yes | [7 empty] | 125000 BTU/Hr |  |  |  | 60 |  | Not Applicable | On/Off | Yes, it does comply with jurisdictions having 14ng/J NOx Regulations | [6 empty] | 570 | 35 | 32.25 | 67.75 | 593 | 1064 | 28.25 | 56.375 | 28.25 |  | 51.625 |  | 145 | 12.8125 | 41.9375 |  |  |  |  | 53.25 | 39.0625 | [8 empty] | 1 | 54 | 51 | ANSI Z21.10.3-2019/CSA 4.3-2019 | Yes | Yes | Yes | Yes | Not Applicable | [5 empty] | 40166 | COM GAS ASME EF | 7057272
EF60T125E3NA2-859-897 | EF60T125A | Bradford White | 671632576289 | Active | The ""-859"" indicates that this SKU comes with a Gas Regulator. | The -897 indicates that this SKU comes with magnesium anodes. | [8 empty] | No | Not Applicable | Not Applicable | Commercial Water Heating | Water Heating.Gas | 3 | 1 |  |  |  | 238-55256-00 |  |  |  | 238-36612-00 |  | 238-46101-00 |  |  |  |  | Gas | Natural Gas |  |  |  | Indoor |  | Floor Mounted |  | Yes | HLW | 150 | Category IV | 3 | 3 | 0.75 | 1.5 | Yes | [7 empty] | 125000 BTU/Hr |  |  |  | 60 |  | Not Applicable | On/Off | Yes, it does comply with jurisdictions having 14ng/J NOx Regulations | [6 empty] | 570 | 35 | 32.25 | 67.75 | 593 | 1064 | 28.25 | 56.375 | 28.25 |  | 51.625 |  | 145 | 12.8125 | 41.9375 |  |  |  |  | 53.25 | 39.0625 | [8 empty] | 1 | 54 | 51 | ANSI Z21.10.3-2019/CSA 4.3-2019 | Yes | Yes | Yes | Yes | Not Applicable | [5 empty] | 40166 | COM GAS ASME EF | 7057272
EF60T125E3NA2-879 | EF60T125A | Bradford White | 671632713516 | Active | The ""-879"" indicates that this SKU operates on a Gas Supply Pressure Range of 3.5"" - 14"" W.C. | [9 empty] | No | Not Applicable | Not Applicable | Commercial Water Heating | Water Heating.Gas | 3 | 1 |  |  |  | 238-55256-00 |  |  |  | 238-36612-00 |  | 238-48371-00 |  |  |  |  | Gas | Natural Gas |  |  |  | Indoor |  | Floor Mounted |  | Yes | HLW | 150 | Category IV | 3 | 3 | 0.75 | 1.5 | Yes | [7 empty] | 125000 BTU/Hr |  |  |  | 60 |  | Not Applicable | On/Off | Yes, it does comply with jurisdictions having 14ng/J NOx Regulations | [6 empty] | 570 | 35 | 32.25 | 67.75 | 593 | 1064 | 28.25 | 56.375 | 28.25 |  | 51.625 |  | 145 | 12.8125 | 41.9375 |  |  |  |  | 53.25 | 39.0625 | [8 empty] | 1 | 54 | 51 | ANSI Z21.10.3-2019/CSA 4.3-2019 | Yes | Yes | Yes | Yes | Not Applicable | [5 empty] | 40166 | COM GAS ASME EF | 7057272
EF60T125E3NA2-879-897 | EF60T125A | Bradford White | 671632576791 | Active | The ""-879"" indicates that this SKU operates on a Gas Supply Pressure Range of 3.5"" - 14"" W.C. | The -897 indicates that this SKU comes with magnesium anodes. | [8 empty] | No | Not Applicable | Not Applicable | Commercial Water Heating | Water Heating.Gas | 3 | 1 |  |  |  | 238-55256-00 |  |  |  | 238-36612-00 |  | 238-48371-00 |  |  |  |  | Gas | Natural Gas |  |  |  | Indoor |  | Floor Mounted |  | Yes | HLW | 150 | Category IV | 3 | 3 | 0.75 | 1.5 | Yes | [7 empty] | 125000 BTU/Hr |  |  |  | 60 |  | Not Applicable | On/Off | Yes, it does comply with jurisdictions having 14ng/J NOx Regulations | [6 empty] | 570 | 35 | 32.25 | 67.75 | 593 | 1064 | 28.25 | 56.375 | 28.25 |  | 51.625 |  | 145 | 12.8125 | 41.9375 |  |  |  |  | 53.25 | 39.0625 | [8 empty] | 1 | 54 | 51 | ANSI Z21.10.3-2019/CSA 4.3-2019 | Yes | Yes | Yes | Yes | Not Applicable | [5 empty] | 40166 | COM GAS ASME EF | 7057272
EF60T125E3NA2-895 | EF60T125A | Bradford White | 671632556304 | Active | The -895 indicates that this SKU comes with integrated controls and powered anodes. | [9 empty] | No | Not Applicable | Not Applicable | Commercial Water Heating | Water Heating.Gas | 3 | 1 |  |  |  | 238-54447-00 |  |  |  | 238-36612-00 |  | 238-46101-00 |  |  |  |  | Gas | Natural Gas |  |  |  | Indoor |  | Floor Mounted |  | Yes | HLW | 150 | Category IV | 3 | 3 | 0.75 | 1.5 | Yes | [7 empty] | 125000 BTU/Hr |  |  |  | 60 |  | Not Applicable | On/Off | Yes, it does comply with jurisdictions having 14ng/J NOx Regulations | [6 empty] | 570 | 35 | 32.25 | 67.75 | 593 | 1064 | 28.25 | 56.375 | 28.25 |  | 51.625 |  | 145 | 12.8125 | 41.9375 |  |  |  |  | 53.25 | 39.0625 | [8 empty] | 1 | 54 | 51 | ANSI Z21.10.3-2019/CSA 4.3-2019 | Yes | Yes | Yes | Yes | Not Applicable | [5 empty] | 40166 | COM GAS ASME EF | 7057272
EF60T125E3NA2-897 | EF60T125A | Bradford White | 671632575978 | Active | The -897 indicates that this SKU comes with magnesium anodes. | [9 empty] | No | Not Applicable | Not Applicable | Commercial Water Heating | Water Heating.Gas | 3 | 1 |  |  |  | 238-55256-00 |  |  |  | 238-36612-00 |  | 238-46101-00 |  |  |  |  | Gas | Natural Gas |  |  |  | Indoor |  | Floor Mounted |  | Yes | HLW | 150 | Category IV | 3 | 3 | 0.75 | 1.5 | Yes | [7 empty] | 125000 BTU/Hr |  |  |  | 60 |  | Not Applicable | On/Off | Yes, it does comply with jurisdictions having 14ng/J NOx Regulations | [6 empty] | 570 | 35 | 32.25 | 67.75 | 593 | 1064 | 28.25 | 56.375 | 28.25 |  | 51.625 |  | 145 | 12.8125 | 41.9375 |  |  |  |  | 53.25 | 39.0625 | [8 empty] | 1 | 54 | 51 | ANSI Z21.10.3-2019/CSA 4.3-2019 | Yes | Yes | Yes | Yes | Not Applicable | [5 empty] | 40166 | COM GAS ASME EF | 7057272
EF60T125E5N2 | EF60T125 | Bradford White | 671632628568 | Active | [10 empty] | No | Not Applicable | Not Applicable | Commercial Water Heating | Water Heating.Gas | 5 | 1 |  |  |  | 238-55256-00 |  |  |  | 238-36612-00 |  | 238-46101-00 |  |  |  |  | Gas | Natural Gas |  |  |  | Indoor |  | Floor Mounted |  | No | Not Applicable | 150 | Category IV | 3 | 3 | 0.75 | 1.5 | Yes | [7 empty] | 125000 BTU/Hr |  |  |  | 60 |  | Not Applicable | On/Off | Yes, it does comply with jurisdictions having 14ng/J NOx Regulations | [6 empty] | 520 | 35 | 32.25 | 67.75 | 541 | 1014 | 28.25 | 56.375 | 28.25 |  | 51.625 |  | 145 | 12.8125 | 41.9375 |  |  |  |  | 53.25 | 39.0625 | [8 empty] | 1 | 54 | 51 | ANSI Z21.10.3-2019/CSA 4.3-2019 | Yes | Yes | Yes | Yes | Not Applicable | [5 empty] | 40176 | COM GAS NC EF | 7057272
EF60T125E5N2-897 | EF60T125 | Bradford White | 671632576630 | Active | The -897 indicates that this SKU comes with magnesium anodes. | [9 empty] | No | Not Applicable | Not Applicable | Commercial Water Heating | Water Heating.Gas | 5 | 1 |  |  |  | 238-55256-00 |  |  |  | 238-36612-00 |  | 238-46101-00 |  |  |  |  | Gas | Natural Gas |  |  |  | Indoor |  | Floor Mounted |  | No | Not Applicable | 150 | Category IV | 3 | 3 | 0.75 | 1.5 | Yes | [7 empty] | 125000 BTU/Hr |  |  |  | 60 |  | Not Applicable | On/Off | Yes, it does comply with jurisdictions having 14ng/J NOx Regulations | [6 empty] | 520 | 35 | 32.25 | 67.75 | 541 | 1014 | 28.25 | 56.375 | 28.25 |  | 51.625 |  | 145 | 12.8125 | 41.9375 |  |  |  |  | 53.25 | 39.0625 | [8 empty] | 1 | 54 | 51 | ANSI Z21.10.3-2019/CSA 4.3-2019 | Yes | Yes | Yes | Yes | Not Applicable | [5 empty] | 40176 | COM GAS NC EF | 7057272
EF60T125E5NA2 | EF60T125A | Bradford White | 671632641680 | Active | [10 empty] | No | Not Applicable | Not Applicable | Commercial Water Heating | Water Heating.Gas | 5 | 1 |  |  |  | 238-55256-00 |  |  |  | 238-36612-00 |  | 238-46101-00 |  |  |  |  | Gas | Natural Gas |  |  |  | Indoor |  | Floor Mounted |  | Yes | HLW | 150 | Category IV | 3 | 3 | 0.75 | 1.5 | Yes | [7 empty] | 125000 BTU/Hr |  |  |  | 60 |  | Not Applicable | On/Off | Yes, it does comply with jurisdictions having 14ng/J NOx Regulations | [6 empty] | 570 | 35 | 32.25 | 67.75 | 593 | 1064 | 28.25 | 56.375 | 28.25 |  | 51.625 |  | 145 | 12.8125 | 41.9375 |  |  |  |  | 53.25 | 39.0625 | [8 empty] | 1 | 54 | 51 | ANSI Z21.10.3-2019/CSA 4.3-2019 | Yes | Yes | Yes | Yes | Not Applicable | [5 empty] | 40166 | COM GAS ASME EF | 7057272
EF60T125E5NA2-879 | EF60T125A | Bradford White | 671632535156 | Active | The ""-879"" indicates that this SKU operates on a Gas Supply Pressure Range of 3.5"" - 14"" W.C. | [9 empty] | No | Not Applicable | Not Applicable | Commercial Water Heating | Water Heating.Gas | 5 | 1 |  |  |  | 238-55256-00 |  |  |  | 238-36612-00 |  | 238-48371-00 |  |  |  |  | Gas | Natural Gas |  |  |  | Indoor |  | Floor Mounted |  | Yes | HLW | 150 | Category IV | 3 | 3 | 0.75 | 1.5 | Yes | [7 empty] | 125000 BTU/Hr |  |  |  | 60 |  | Not Applicable | On/Off | Yes, it does comply with jurisdictions having 14ng/J NOx Regulations | [6 empty] | 570 | 35 | 32.25 | 67.75 | 593 | 1064 | 28.25 | 56.375 | 28.25 |  | 51.625 |  | 145 | 12.8125 | 41.9375 |  |  |  |  | 53.25 | 39.0625 | [8 empty] | 1 | 54 | 51 | ANSI Z21.10.3-2019/CSA 4.3-2019 | Yes | Yes | Yes | Yes | Not Applicable | [5 empty] | 40166 | COM GAS ASME EF | 7057272
EF60T125E5NA2-879-897 | EF60T125A | Bradford White | 671632578504 | Active | The ""-879"" indicates that this SKU operates on a Gas Supply Pressure Range of 3.5"" - 14"" W.C. | The -897 indicates that this SKU comes with magnesium anodes. | [8 empty] | No | Not Applicable | Not Applicable | Commercial Water Heating | Water Heating.Gas | 5 | 1 |  |  |  | 238-55256-00 |  |  |  | 238-36612-00 |  | 238-48371-00 |  |  |  |  | Gas | Natural Gas |  |  |  | Indoor |  | Floor Mounted |  | Yes | HLW | 150 | Category IV | 3 | 3 | 0.75 | 1.5 | Yes | [7 empty] | 125000 BTU/Hr |  |  |  | 60 |  | Not Applicable | On/Off | Yes, it does comply with jurisdictions having 14ng/J NOx Regulations | [6 empty] | 570 | 35 | 32.25 | 67.75 | 593 | 1064 | 28.25 | 56.375 | 28.25 |  | 51.625 |  | 145 | 12.8125 | 41.9375 |  |  |  |  | 53.25 | 39.0625 | [8 empty] | 1 | 54 | 51 | ANSI Z21.10.3-2019/CSA 4.3-2019 | Yes | Yes | Yes | Yes | Not Applicable | [5 empty] | 40166 | COM GAS ASME EF | 7057272
EF60T125E5NA2-895 | EF60T125A | Bradford White | 671632557820 | Active | The -895 indicates that this SKU comes with integrated controls and powered anodes. | [9 empty] | No | Not Applicable | Not Applicable | Commercial Water Heating | Water Heating.Gas | 5 | 1 |  |  |  | 238-54447-00 |  |  |  | 238-36612-00 |  | 238-46101-00 |  |  |  |  | Gas | Natural Gas |  |  |  | Indoor |  | Floor Mounted |  | Yes | HLW | 150 | Category IV | 3 | 3 | 0.75 | 1.5 | Yes | [7 empty] | 125000 BTU/Hr |  |  |  | 60 |  | Not Applicable | On/Off | Yes, it does comply with jurisdictions having 14ng/J NOx Regulations | [6 empty] | 570 | 35 | 32.25 | 67.75 | 593 | 1064 | 28.25 | 56.375 | 28.25 |  | 51.625 |  | 145 | 12.8125 | 41.9375 |  |  |  |  | 53.25 | 39.0625 | [8 empty] | 1 | 54 | 51 | ANSI Z21.10.3-2019/CSA 4.3-2019 | Yes | Yes | Yes | Yes | Not Applicable | [5 empty] | 40166 | COM GAS ASME EF | 7057272
EF60T125E5NA2-897 | EF60T125A | Bradford White | 671632576715 | Active | The -897 indicates that this SKU comes with magnesium anodes. | [9 empty] | No | Not Applicable | Not Applicable | Commercial Water Heating | Water Heating.Gas | 5 | 1 |  |  |  | 238-55256-00 |  |  |  | 238-36612-00 |  | 238-46101-00 |  |  |  |  | Gas | Natural Gas |  |  |  | Indoor |  | Floor Mounted |  | Yes | HLW | 150 | Category IV | 3 | 3 | 0.75 | 1.5 | Yes | [7 empty] | 125000 BTU/Hr |  |  |  | 60 |  | Not Applicable | On/Off | Yes, it does comply with jurisdictions having 14ng/J NOx Regulations | [6 empty] | 570 | 35 | 32.25 | 67.75 | 593 | 1064 | 28.25 | 56.375 | 28.25 |  | 51.625 |  | 145 | 12.8125 | 41.9375 |  |  |  |  | 53.25 | 39.0625 | [8 empty] | 1 | 54 | 51 | ANSI Z21.10.3-2019/CSA 4.3-2019 | Yes | Yes | Yes | Yes | Not Applicable | [5 empty] | 40166 | COM GAS ASME EF | 7057272
EF60T1503X2 | EF60T150 | Bradford White | 671632318773 | Active | [10 empty] | No | Not Applicable | Not Applicable | Commercial Water Heating | Water Heating.Gas | 3 | 1 |  |  |  | 238-55256-00 |  |  |  | 238-36612-00 |  | 238-46101-00 |  |  |  |  | Gas | Liquid Propane |  |  |  | Indoor |  | Floor Mounted |  | No | Not Applicable | 150 | Category IV | 3 | 3 | 0.75 | 1.5 | Yes | [7 empty] | 150000 BTU/Hr |  |  |  | 60 |  | Not Applicable | On/Off | Not Applicable | [6 empty] | 520 | 35 | 32.25 | 67.75 | 541 | 1014 | 28.25 | 56.375 | 28.25 |  | 51.625 |  | 169 | 12.8125 | 41.9375 |  |  |  |  | 53.25 | 39.0625 | [8 empty] | 1 | 54 | 51 | ANSI Z21.10.3-2019/CSA 4.3-2019 | Yes | Yes | Yes | No | Not Applicable | [5 empty] | 40176 | COM GAS NC EF | 204235063
EF60T1503X2-806 | EF60T150 | Bradford White | 671632334124 | Active | The ""-806"" indicates that this SKU was designed and certified for Installation in Canada. | [9 empty] | No | Not Applicable | Not Applicable | Commercial Water Heating | Water Heating.Gas | 3 | 1 |  |  |  | 238-55256-00 |  |  |  | 238-36612-00 |  | 238-46101-00 |  |  |  |  | Gas | Liquid Propane |  |  |  | Indoor |  | Floor Mounted |  | No | Not Applicable | 150 | Category IV | 3 | 3 | 0.75 | 1.5 | Yes | [7 empty] | Not Applicable |  |  |  | 60 |  | Not Applicable | On/Off | Not Applicable | [6 empty] | 520 | 35 | 32.25 | 67.75 | 541 | 1014 | 28.25 | 56.375 | 28.25 |  | 51.625 |  | 169 | 12.8125 | 41.9375 |  |  |  |  | 53.25 | 39.0625 | [8 empty] | 1 | 54 | 51 | Not Applicable | Yes | No | Yes | No | Not Applicable | 238-55335-00 |  |  |  |  | 40176 | COM GAS NC EF
EF60T1503X2-806-897 | EF60T150 | Bradford White | 671632576203 | Active | The ""-806"" indicates that this SKU was designed and certified for Installation in Canada. | The -897 indicates that this SKU comes with magnesium anodes. | [8 empty] | No | Not Applicable | Not Applicable | Commercial Water Heating | Water Heating.Gas | 3 | 1 |  |  |  | 238-55256-00 |  |  |  | 238-36612-00 |  | 238-46101-00 |  |  |  |  | Gas | Liquid Propane |  |  |  | Indoor |  | Floor Mounted |  | No | Not Applicable | 150 | Category IV | 3 | 3 | 0.75 | 1.5 | Yes | [7 empty] | Not Applicable |  |  |  | 60 |  | Not Applicable | On/Off | Not Applicable | [6 empty] | 520 | 35 | 32.25 | 67.75 | 541 | 1014 | 28.25 | 56.375 | 28.25 |  | 51.625 |  | 169 | 12.8125 | 41.9375 |  |  |  |  | 53.25 | 39.0625 | [8 empty] | 1 | 54 | 51 | Not Applicable | Yes | No | Yes | No | Not Applicable | 238-55335-00 |  |  |  |  | 40176 | COM GAS NC EF
EF60T1503X2-859 | EF60T150 | Bradford White | 671632572212 | Active | The ""-859"" indicates that this SKU comes with a Gas Regulator. | [9 empty] | No | Not Applicable | Not Applicable | Commercial Water Heating | Water Heating.Gas | 3 | 1 |  |  |  | 238-55256-00 |  |  |  | 238-36612-00 |  | 238-46101-00 |  |  |  |  | Gas | Liquid Propane |  |  |  | Indoor |  | Floor Mounted |  | No | Not Applicable | 150 | Category IV | 3 | 3 | 0.75 | 1.5 | Yes | [7 empty] | 150000 BTU/Hr |  |  |  | 60 |  | Not Applicable | On/Off | Not Applicable | [6 empty] | 520 | 35 | 32.25 | 67.75 | 541 | 1014 | 28.25 | 56.375 | 28.25 |  | 51.625 |  | 169 | 12.8125 | 41.9375 |  |  |  |  | 53.25 | 39.0625 | [8 empty] | 1 | 54 | 51 | ANSI Z21.10.3-2019/CSA 4.3-2019 | Yes | Yes | Yes | No | Not Applicable | [5 empty] | 40176 | COM GAS NC EF | 204235063
EF60T1503X2-859-897 | EF60T150 | Bradford White | 671632576326 | Active | The ""-859"" indicates that this SKU comes with a Gas Regulator. | The -897 indicates that this SKU comes with magnesium anodes. | [8 empty] | No | Not Applicable | Not Applicable | Commercial Water Heating | Water Heating.Gas | 3 | 1 |  |  |  | 238-55256-00 |  |  |  | 238-36612-00 |  | 238-46101-00 |  |  |  |  | Gas | Liquid Propane |  |  |  | Indoor |  | Floor Mounted |  | No | Not Applicable | 150 | Category IV | 3 | 3 | 0.75 | 1.5 | Yes | [7 empty] | 150000 BTU/Hr |  |  |  | 60 |  | Not Applicable | On/Off | Not Applicable | [6 empty] | 520 | 35 | 32.25 | 67.75 | 541 | 1014 | 28.25 | 56.375 | 28.25 |  | 51.625 |  | 169 | 12.8125 | 41.9375 |  |  |  |  | 53.25 | 39.0625 | [8 empty] | 1 | 54 | 51 | ANSI Z21.10.3-2019/CSA 4.3-2019 | Yes | Yes | Yes | No | Not Applicable | [5 empty] | 40176 | COM GAS NC EF | 204235063
EF60T1503X2-895 | EF60T150 | Bradford White | 671632556328 | Active | The -895 indicates that this SKU comes with integrated controls and powered anodes. | [9 empty] | No | Not Applicable | Not Applicable | Commercial Water Heating | Water Heating.Gas | 3 | 1 |  |  |  | 238-54447-00 |  |  |  | 238-36612-00 |  | 238-46101-00 |  |  |  |  | Gas | Liquid Propane |  |  |  | Indoor |  | Floor Mounted |  | No | Not Applicable | 150 | Category IV | 3 | 3 | 0.75 | 1.5 | Yes | [7 empty] | 150000 BTU/Hr |  |  |  | 60 |  | Not Applicable | On/Off | Not Applicable | [6 empty] | 520 | 35 | 32.25 | 67.75 | 541 | 1014 | 28.25 | 56.375 | 28.25 |  | 51.625 |  | 169 | 12.8125 | 41.9375 |  |  |  |  | 53.25 | 39.0625 | [8 empty] | 1 | 54 | 51 | ANSI Z21.10.3-2019/CSA 4.3-2019 | Yes | Yes | Yes | No | Not Applicable | [5 empty] | 40176 | COM GAS NC EF | 204235063
EF60T1503X2-897 | EF60T150 | Bradford White | 671632575954 | Active | The -897 indicates that this SKU comes with magnesium anodes. | [9 empty] | No | Not Applicable | Not Applicable | Commercial Water Heating | Water Heating.Gas | 3 | 1 |  |  |  | 238-55256-00 |  |  |  | 238-36612-00 |  | 238-46101-00 |  |  |  |  | Gas | Liquid Propane |  |  |  | Indoor |  | Floor Mounted |  | No | Not Applicable | 150 | Category IV | 3 | 3 | 0.75 | 1.5 | Yes | [7 empty] | 150000 BTU/Hr |  |  |  | 60 |  | Not Applicable | On/Off | Not Applicable | [6 empty] | 520 | 35 | 32.25 | 67.75 | 541 | 1014 | 28.25 | 56.375 | 28.25 |  | 51.625 |  | 169 | 12.8125 | 41.9375 |  |  |  |  | 53.25 | 39.0625 | [8 empty] | 1 | 54 | 51 | ANSI Z21.10.3-2019/CSA 4.3-2019 | Yes | Yes | Yes | No | Not Applicable | [5 empty] | 40176 | COM GAS NC EF | 204235063
EF60T1503XA2 | EF60T150A | Bradford White | 671632333578 | Active | [10 empty] | No | Not Applicable | Not Applicable | Commercial Water Heating | Water Heating.Gas | 3 | 1 |  |  |  | 238-55256-00 |  |  |  | 238-36612-00 |  | 238-46101-00 |  |  |  |  | Gas | Liquid Propane |  |  |  | Indoor |  | Floor Mounted |  | Yes | HLW | 150 | Category IV | 3 | 3 | 0.75 | 1.5 | Yes | [7 empty] | 150000 BTU/Hr |  |  |  | 60 |  | Not Applicable | On/Off | Not Applicable | [6 empty] | 570 | 35 | 32.25 | 67.75 | 593 | 1064 | 28.25 | 56.375 | 28.25 |  | 51.625 |  | 169 | 12.8125 | 41.9375 |  |  |  |  | 53.25 | 39.0625 | [8 empty] | 1 | 54 | 51 | ANSI Z21.10.3-2019/CSA 4.3-2019 | Yes | Yes | Yes | No | Not Applicable | [5 empty] | 40166 | COM GAS ASME EF | 204235063
EF60T1503XA2-806 | EF60T150A | Bradford White | 671632334131 | Active | The ""-806"" indicates that this SKU was designed and certified for Installation in Canada. | [9 empty] | No | Not Applicable | Not Applicable | Commercial Water Heating | Water Heating.Gas | 3 | 1 |  |  |  | 238-55256-00 |  |  |  | 238-36612-00 |  | 238-46101-00 |  |  |  |  | Gas | Liquid Propane |  |  |  | Indoor |  | Floor Mounted |  | Yes | HLW | 150 | Category IV | 3 | 3 | 0.75 | 1.5 | Yes | [7 empty] | Not Applicable |  |  |  | 60 |  | Not Applicable | On/Off | Not Applicable | [6 empty] | 570 | 35 | 32.25 | 67.75 | 593 | 1064 | 28.25 | 56.375 | 28.25 |  | 51.625 |  | 169 | 12.8125 | 41.9375 |  |  |  |  | 53.25 | 39.0625 | [8 empty] | 1 | 54 | 51 | Not Applicable | Yes | No | Yes | No | Not Applicable | 238-55335-00 |  |  |  |  | 40166 | COM GAS ASME EF
EF60T1503XA2-806-897 | EF60T150A | Bradford White | 671632576234 | Active | The ""-806"" indicates that this SKU was designed and certified for Installation in Canada. | The -897 indicates that this SKU comes with magnesium anodes. | [8 empty] | No | Not Applicable | Not Applicable | Commercial Water Heating | Water Heating.Gas | 3 | 1 |  |  |  | 238-55256-00 |  |  |  | 238-36612-00 |  | 238-46101-00 |  |  |  |  | Gas | Liquid Propane |  |  |  | Indoor |  | Floor Mounted |  | Yes | HLW | 150 | Category IV | 3 | 3 | 0.75 | 1.5 | Yes | [7 empty] | Not Applicable |  |  |  | 60 |  | Not Applicable | On/Off | Not Applicable | [6 empty] | 570 | 35 | 32.25 | 67.75 | 593 | 1064 | 28.25 | 56.375 | 28.25 |  | 51.625 |  | 169 | 12.8125 | 41.9375 |  |  |  |  | 53.25 | 39.0625 | [8 empty] | 1 | 54 | 51 | Not Applicable | Yes | No | Yes | No | Not Applicable | 238-55335-00 |  |  |  |  | 40166 | COM GAS ASME EF
EF60T1503XA2-859 | EF60T150A | Bradford White | 671632572229 | Active | The ""-859"" indicates that this SKU comes with a Gas Regulator. | [9 empty] | No | Not Applicable | Not Applicable | Commercial Water Heating | Water Heating.Gas | 3 | 1 |  |  |  | 238-55256-00 |  |  |  | 238-36612-00 |  | 238-46101-00 |  |  |  |  | Gas | Liquid Propane |  |  |  | Indoor |  | Floor Mounted |  | Yes | HLW | 150 | Category IV | 3 | 3 | 0.75 | 1.5 | Yes | [7 empty] | 150000 BTU/Hr |  |  |  | 60 |  | Not Applicable | On/Off | Not Applicable | [6 empty] | 570 | 35 | 32.25 | 67.75 | 593 | 1064 | 28.25 | 56.375 | 28.25 |  | 51.625 |  | 169 | 12.8125 | 41.9375 |  |  |  |  | 53.25 | 39.0625 | [8 empty] | 1 | 54 | 51 | ANSI Z21.10.3-2019/CSA 4.3-2019 | Yes | Yes | Yes | No | Not Applicable | [5 empty] | 40166 | COM GAS ASME EF | 204235063
EF60T1503XA2-859-897 | EF60T150A | Bradford White | 671632576302 | Active | The ""-859"" indicates that this SKU comes with a Gas Regulator. | The -897 indicates that this SKU comes with magnesium anodes. | [8 empty] | No | Not Applicable | Not Applicable | Commercial Water Heating | Water Heating.Gas | 3 | 1 |  |  |  | 238-55256-00 |  |  |  | 238-36612-00 |  | 238-46101-00 |  |  |  |  | Gas | Liquid Propane |  |  |  | Indoor |  | Floor Mounted |  | Yes | HLW | 150 | Category IV | 3 | 3 | 0.75 | 1.5 | Yes | [7 empty] | 150000 BTU/Hr |  |  |  | 60 |  | Not Applicable | On/Off | Not Applicable | [6 empty] | 570 | 35 | 32.25 | 67.75 | 593 | 1064 | 28.25 | 56.375 | 28.25 |  | 51.625 |  | 169 | 12.8125 | 41.9375 |  |  |  |  | 53.25 | 39.0625 | [8 empty] | 1 | 54 | 51 | ANSI Z21.10.3-2019/CSA 4.3-2019 | Yes | Yes | Yes | No | Not Applicable | [5 empty] | 40166 | COM GAS ASME EF | 204235063
EF60T1503XA2-895 | EF60T150A | Bradford White | 671632556335 | Active | The -895 indicates that this SKU comes with integrated controls and powered anodes. | [9 empty] | No | Not Applicable | Not Applicable | Commercial Water Heating | Water Heating.Gas | 3 | 1 |  |  |  | 238-54447-00 |  |  |  | 238-36612-00 |  | 238-46101-00 |  |  |  |  | Gas | Liquid Propane |  |  |  | Indoor |  | Floor Mounted |  | Yes | HLW | 150 | Category IV | 3 | 3 | 0.75 | 1.5 | Yes | [7 empty] | 150000 BTU/Hr |  |  |  | 60 |  | Not Applicable | On/Off | Not Applicable | [6 empty] | 570 | 35 | 32.25 | 67.75 | 593 | 1064 | 28.25 | 56.375 | 28.25 |  | 51.625 |  | 169 | 12.8125 | 41.9375 |  |  |  |  | 53.25 | 39.0625 | [8 empty] | 1 | 54 | 51 | ANSI Z21.10.3-2019/CSA 4.3-2019 | Yes | Yes | Yes | No | Not Applicable | [5 empty] | 40166 | COM GAS ASME EF | 204235063
EF60T1503XA2-897 | EF60T150A | Bradford White | 671632576142 | Active | The -897 indicates that this SKU comes with magnesium anodes. | [9 empty] | No | Not Applicable | Not Applicable | Commercial Water Heating | Water Heating.Gas | 3 | 1 |  |  |  | 238-55256-00 |  |  |  | 238-36612-00 |  | 238-46101-00 |  |  |  |  | Gas | Liquid Propane |  |  |  | Indoor |  | Floor Mounted |  | Yes | HLW | 150 | Category IV | 3 | 3 | 0.75 | 1.5 | Yes | [7 empty] | 150000 BTU/Hr |  |  |  | 60 |  | Not Applicable | On/Off | Not Applicable | [6 empty] | 570 | 35 | 32.25 | 67.75 | 593 | 1064 | 28.25 | 56.375 | 28.25 |  | 51.625 |  | 169 | 12.8125 | 41.9375 |  |  |  |  | 53.25 | 39.0625 | [8 empty] | 1 | 54 | 51 | ANSI Z21.10.3-2019/CSA 4.3-2019 | Yes | Yes | Yes | No | Not Applicable | [5 empty] | 40166 | COM GAS ASME EF | 204235063
EF60T150E3N2 | EF60T150 | Bradford White | 671632318759 | Active | [10 empty] | No | Not Applicable | Not Applicable | Commercial Water Heating | Water Heating.Gas | 3 | 1 |  |  |  | 238-55256-00 |  |  |  | 238-36612-00 |  | 238-46101-00 |  |  |  |  | Gas | Natural Gas |  |  |  | Indoor |  | Floor Mounted |  | No | Not Applicable | 150 | Category IV | 3 | 3 | 0.75 | 1.5 | Yes | [7 empty] | 150000 BTU/Hr |  |  |  | 60 |  | Not Applicable | On/Off | Yes, it does comply with jurisdictions having 14ng/J NOx Regulations | [6 empty] | 520 | 35 | 32.25 | 67.75 | 541 | 1014 | 28.25 | 56.375 | 28.25 |  | 51.625 |  | 169 | 12.8125 | 41.9375 |  |  |  |  | 53.25 | 39.0625 | [8 empty] | 1 | 54 | 51 | ANSI Z21.10.3-2019/CSA 4.3-2019 | Yes | Yes | Yes | No | Not Applicable | [5 empty] | 40176 | COM GAS NC EF | 7057273
EF60T150E3N2-806 | EF60T150 | Bradford White | 671632334117 | Active | The ""-806"" indicates that this SKU was designed and certified for Installation in Canada. | [9 empty] | No | Not Applicable | Not Applicable | Commercial Water Heating | Water Heating.Gas | 3 | 1 |  |  |  | 238-55256-00 |  |  |  | 238-36612-00 |  | 238-46101-00 |  |  |  |  | Gas | Natural Gas |  |  |  | Indoor |  | Floor Mounted |  | No | Not Applicable | 150 | Category IV | 3 | 3 | 0.75 | 1.5 | Yes | [7 empty] | Not Applicable |  |  |  | 60 |  | Not Applicable | On/Off | Not Applicable | [6 empty] | 520 | 35 | 32.25 | 67.75 | 541 | 1014 | 28.25 | 56.375 | 28.25 |  | 51.625 |  | 169 | 12.8125 | 41.9375 |  |  |  |  | 53.25 | 39.0625 | [8 empty] | 1 | 54 | 51 | Not Applicable | Yes | No | Yes | No | Not Applicable | 238-55335-00 |  |  |  |  | 40176 | COM GAS NC EF
EF60T150E3N2-806-897 | EF60T150 | Bradford White | 671632576173 | Active | The ""-806"" indicates that this SKU was designed and certified for Installation in Canada. | The -897 indicates that this SKU comes with magnesium anodes. | [8 empty] | No | Not Applicable | Not Applicable | Commercial Water Heating | Water Heating.Gas | 3 | 1 |  |  |  | 238-55256-00 |  |  |  | 238-36612-00 |  | 238-46101-00 |  |  |  |  | Gas | Natural Gas |  |  |  | Indoor |  | Floor Mounted |  | No | Not Applicable | 150 | Category IV | 3 | 3 | 0.75 | 1.5 | Yes | [7 empty] | Not Applicable |  |  |  | 60 |  | Not Applicable | On/Off | Not Applicable | [6 empty] | 520 | 35 | 32.25 | 67.75 | 541 | 1014 | 28.25 | 56.375 | 28.25 |  | 51.625 |  | 169 | 12.8125 | 41.9375 |  |  |  |  | 53.25 | 39.0625 | [8 empty] | 1 | 54 | 51 | Not Applicable | Yes | No | Yes | No | Not Applicable | 238-55335-00 |  |  |  |  | 40176 | COM GAS NC EF
EF60T150E3N2-859 | EF60T150 | Bradford White | 671632572236 | Active | The ""-859"" indicates that this SKU comes with a Gas Regulator. | [9 empty] | No | Not Applicable | Not Applicable | Commercial Water Heating | Water Heating.Gas | 3 | 1 |  |  |  | 238-55256-00 |  |  |  | 238-36612-00 |  | 238-46101-00 |  |  |  |  | Gas | Natural Gas |  |  |  | Indoor |  | Floor Mounted |  | No | Not Applicable | 150 | Category IV | 3 | 3 | 0.75 | 1.5 | Yes | [7 empty] | 150000 BTU/Hr |  |  |  | 60 |  | Not Applicable | On/Off | Yes, it does comply with jurisdictions having 14ng/J NOx Regulations | [6 empty] | 520 | 35 | 32.25 | 67.75 | 541 | 1014 | 28.25 | 56.375 | 28.25 |  | 51.625 |  | 169 | 12.8125 | 41.9375 |  |  |  |  | 53.25 | 39.0625 | [8 empty] | 1 | 54 | 51 | ANSI Z21.10.3-2019/CSA 4.3-2019 | Yes | Yes | Yes | No | Not Applicable | [5 empty] | 40176 | COM GAS NC EF | 7057273
EF60T150E3N2-859-897 | EF60T150 | Bradford White | 671632576371 | Active | The ""-859"" indicates that this SKU comes with a Gas Regulator. | The -897 indicates that this SKU comes with magnesium anodes. | [8 empty] | No | Not Applicable | Not Applicable | Commercial Water Heating | Water Heating.Gas | 3 | 1 |  |  |  | 238-55256-00 |  |  |  | 238-36612-00 |  | 238-46101-00 |  |  |  |  | Gas | Natural Gas |  |  |  | Indoor |  | Floor Mounted |  | No | Not Applicable | 150 | Category IV | 3 | 3 | 0.75 | 1.5 | Yes | [7 empty] | 150000 BTU/Hr |  |  |  | 60 |  | Not Applicable | On/Off | Yes, it does comply with jurisdictions having 14ng/J NOx Regulations | [6 empty] | 520 | 35 | 32.25 | 67.75 | 541 | 1014 | 28.25 | 56.375 | 28.25 |  | 51.625 |  | 169 | 12.8125 | 41.9375 |  |  |  |  | 53.25 | 39.0625 | [8 empty] | 1 | 54 | 51 | ANSI Z21.10.3-2019/CSA 4.3-2019 | Yes | Yes | Yes | No | Not Applicable | [5 empty] | 40176 | COM GAS NC EF | 7057273
EF60T150E3N2-879 | EF60T150 | Bradford White | 671632713547 | Active | The ""-879"" indicates that this SKU operates on a Gas Supply Pressure Range of 3.5"" - 14"" W.C. | [9 empty] | No | Not Applicable | Not Applicable | Commercial Water Heating | Water Heating.Gas | 3 | 1 |  |  |  | 238-55256-00 |  |  |  | 238-36612-00 |  | 238-48371-00 |  |  |  |  | Gas | Natural Gas |  |  |  | Indoor |  | Floor Mounted |  | No | Not Applicable | 150 | Category IV | 3 | 3 | 0.75 | 1.5 | Yes | [7 empty] | 150000 BTU/Hr |  |  |  | 60 |  | Not Applicable | On/Off | Yes, it does comply with jurisdictions having 14ng/J NOx Regulations | [6 empty] | 520 | 35 | 32.25 | 67.75 | 541 | 1014 | 28.25 | 56.375 | 28.25 |  | 51.625 |  | 169 | 12.8125 | 41.9375 |  |  |  |  | 53.25 | 39.0625 | [8 empty] | 1 | 54 | 51 | ANSI Z21.10.3-2019/CSA 4.3-2019 | Yes | Yes | Yes | No | Not Applicable | [5 empty] | 40176 | COM GAS NC EF | 7057273
EF60T150E3N2-879-897 | EF60T150 | Bradford White | 671632578085 | Active | The ""-879"" indicates that this SKU operates on a Gas Supply Pressure Range of 3.5"" - 14"" W.C. | The -897 indicates that this SKU comes with magnesium anodes. | [8 empty] | No | Not Applicable | Not Applicable | Commercial Water Heating | Water Heating.Gas | 3 | 1 |  |  |  | 238-55256-00 |  |  |  | 238-36612-00 |  | 238-48371-00 |  |  |  |  | Gas | Natural Gas |  |  |  | Indoor |  | Floor Mounted |  | No | Not Applicable | 150 | Category IV | 3 | 3 | 0.75 | 1.5 | Yes | [7 empty] | 150000 BTU/Hr |  |  |  | 60 |  | Not Applicable | On/Off | Yes, it does comply with jurisdictions having 14ng/J NOx Regulations | [6 empty] | 520 | 35 | 32.25 | 67.75 | 541 | 1014 | 28.25 | 56.375 | 28.25 |  | 51.625 |  | 169 | 12.8125 | 41.9375 |  |  |  |  | 53.25 | 39.0625 | [8 empty] | 1 | 54 | 51 | ANSI Z21.10.3-2019/CSA 4.3-2019 | Yes | Yes | Yes | No | Not Applicable | [5 empty] | 40176 | COM GAS NC EF | 7057273
EF60T150E3N2-895 | EF60T150 | Bradford White | 671632556359 | Active | The -895 indicates that this SKU comes with integrated controls and powered anodes. | [9 empty] | No | Not Applicable | Not Applicable | Commercial Water Heating | Water Heating.Gas | 3 | 1 |  |  |  | 238-54447-00 |  |  |  | 238-36612-00 |  | 238-46101-00 |  |  |  |  | Gas | Natural Gas |  |  |  | Indoor |  | Floor Mounted |  | No | Not Applicable | 150 | Category IV | 3 | 3 | 0.75 | 1.5 | Yes | [7 empty] | 150000 BTU/Hr |  |  |  | 60 |  | Not Applicable | On/Off | Yes, it does comply with jurisdictions having 14ng/J NOx Regulations | [6 empty] | 520 | 35 | 32.25 | 67.75 | 541 | 1014 | 28.25 | 56.375 | 28.25 |  | 51.625 |  | 169 | 12.8125 | 41.9375 |  |  |  |  | 53.25 | 39.0625 | [8 empty] | 1 | 54 | 51 | ANSI Z21.10.3-2019/CSA 4.3-2019 | Yes | Yes | Yes | No | Not Applicable | [5 empty] | 40176 | COM GAS NC EF | 7057273
EF60T150E3N2-895-806 | EF60T150 | Bradford White | 671632557486 | Active | The ""-806"" indicates that this SKU was designed and certified for Installation in Canada. | The -895 indicates that this SKU comes with integrated controls and powered anodes. | [8 empty] | No | Not Applicable | Not Applicable | Commercial Water Heating | Water Heating.Gas | 3 | 1 |  |  |  | 238-54447-00 |  |  |  | 238-36612-00 |  | 238-46101-00 |  |  |  |  | Gas | Natural Gas |  |  |  | Indoor |  | Floor Mounted |  | No | Not Applicable | 150 | Category IV | 3 | 3 | 0.75 | 1.5 | Yes | [7 empty] | Not Applicable |  |  |  | 60 |  | Not Applicable | On/Off | Not Applicable | [6 empty] | 520 | 35 | 32.25 | 67.75 | 541 | 1014 | 28.25 | 56.375 | 28.25 |  | 51.625 |  | 169 | 12.8125 | 41.9375 |  |  |  |  | 53.25 | 39.0625 | [8 empty] | 1 | 54 | 51 | Not Applicable | Yes | No | Yes | No | Not Applicable | [5 empty] | 40176 | COM GAS NC EF
EF60T150E3N2-897 | EF60T150 | Bradford White | 671632575947 | Active | The -897 indicates that this SKU comes with magnesium anodes. | [9 empty] | No | Not Applicable | Not Applicable | Commercial Water Heating | Water Heating.Gas | 3 | 1 |  |  |  | 238-55256-00 |  |  |  | 238-36612-00 |  | 238-46101-00 |  |  |  |  | Gas | Natural Gas |  |  |  | Indoor |  | Floor Mounted |  | No | Not Applicable | 150 | Category IV | 3 | 3 | 0.75 | 1.5 | Yes | [7 empty] | 150000 BTU/Hr |  |  |  | 60 |  | Not Applicable | On/Off | Yes, it does comply with jurisdictions having 14ng/J NOx Regulations | [6 empty] | 520 | 35 | 32.25 | 67.75 | 541 | 1014 | 28.25 | 56.375 | 28.25 |  | 51.625 |  | 169 | 12.8125 | 41.9375 |  |  |  |  | 53.25 | 39.0625 | [8 empty] | 1 | 54 | 51 | ANSI Z21.10.3-2019/CSA 4.3-2019 | Yes | Yes | Yes | No | Not Applicable | [5 empty] | 40176 | COM GAS NC EF | 7057273
EF60T150E3NA2 | EF60T150A | Bradford White | 671632529841 | Active | [10 empty] | No | Not Applicable | Not Applicable | Commercial Water Heating | Water Heating.Gas | 3 | 1 |  |  |  | 238-55256-00 |  |  |  | 238-36612-00 |  | 238-46101-00 |  |  |  |  | Gas | Natural Gas |  |  |  | Indoor |  | Floor Mounted |  | Yes | HLW | 150 | Category IV | 3 | 3 | 0.75 | 1.5 | Yes | [7 empty] | 150000 BTU/Hr |  |  |  | 60 |  | Not Applicable | On/Off | Yes, it does comply with jurisdictions having 14ng/J NOx Regulations | [6 empty] | 570 | 35 | 32.25 | 67.75 | 593 | 1064 | 28.25 | 56.375 | 28.25 |  | 51.625 |  | 169 | 12.8125 | 41.9375 |  |  |  |  | 53.25 | 39.0625 | [8 empty] | 1 | 54 | 51 | ANSI Z21.10.3-2019/CSA 4.3-2019 | Yes | Yes | Yes | No | Not Applicable | [5 empty] | 40166 | COM GAS ASME EF | 7057273
EF60T150E3NA2-806 | EF60T150A | Bradford White | 671632334100 | Active | The ""-806"" indicates that this SKU was designed and certified for Installation in Canada. | [9 empty] | No | Not Applicable | Not Applicable | Commercial Water Heating | Water Heating.Gas | 3 | 1 |  |  |  | 238-55256-00 |  |  |  | 238-36612-00 |  | 238-46101-00 |  |  |  |  | Gas | Natural Gas |  |  |  | Indoor |  | Floor Mounted |  | Yes | HLW | 150 | Category IV | 3 | 3 | 0.75 | 1.5 | Yes | [7 empty] | Not Applicable |  |  |  | 60 |  | Not Applicable | On/Off | Not Applicable | [6 empty] | 570 | 35 | 32.25 | 67.75 | 593 | 1064 | 28.25 | 56.375 | 28.25 |  | 51.625 |  | 169 | 12.8125 | 41.9375 |  |  |  |  | 53.25 | 39.0625 | [8 empty] | 1 | 54 | 51 | Not Applicable | Yes | No | Yes | No | Not Applicable | 238-55335-00 |  |  |  |  | 40166 | COM GAS ASME EF
EF60T150E3NA2-806-897 | EF60T150A | Bradford White | 671632576227 | Active | The ""-806"" indicates that this SKU was designed and certified for Installation in Canada. | The -897 indicates that this SKU comes with magnesium anodes. | [8 empty] | No | Not Applicable | Not Applicable | Commercial Water Heating | Water Heating.Gas | 3 | 1 |  |  |  | 238-55256-00 |  |  |  | 238-36612-00 |  | 238-46101-00 |  |  |  |  | Gas | Natural Gas |  |  |  | Indoor |  | Floor Mounted |  | Yes | HLW | 150 | Category IV | 3 | 3 | 0.75 | 1.5 | Yes | [7 empty] | Not Applicable |  |  |  | 60 |  | Not Applicable | On/Off | Not Applicable | [6 empty] | 570 | 35 | 32.25 | 67.75 | 593 | 1064 | 28.25 | 56.375 | 28.25 |  | 51.625 |  | 169 | 12.8125 | 41.9375 |  |  |  |  | 53.25 | 39.0625 | [8 empty] | 1 | 54 | 51 | Not Applicable | Yes | No | Yes | No | Not Applicable | 238-55335-00 |  |  |  |  | 40166 | COM GAS ASME EF
EF60T150E3NA2-859 | EF60T150A | Bradford White | 671632572243 | Active | The ""-859"" indicates that this SKU comes with a Gas Regulator. | [9 empty] | No | Not Applicable | Not Applicable | Commercial Water Heating | Water Heating.Gas | 3 | 1 |  |  |  | 238-55256-00 |  |  |  | 238-36612-00 |  | 238-46101-00 |  |  |  |  | Gas | Natural Gas |  |  |  | Indoor |  | Floor Mounted |  | Yes | HLW | 150 | Category IV | 3 | 3 | 0.75 | 1.5 | Yes | [7 empty] | 150000 BTU/Hr |  |  |  | 60 |  | Not Applicable | On/Off | Yes, it does comply with jurisdictions having 14ng/J NOx Regulations | [6 empty] | 570 | 35 | 32.25 | 67.75 | 593 | 1064 | 28.25 | 56.375 | 28.25 |  | 51.625 |  | 169 | 12.8125 | 41.9375 |  |  |  |  | 53.25 | 39.0625 | [8 empty] | 1 | 54 | 51 | ANSI Z21.10.3-2019/CSA 4.3-2019 | Yes | Yes | Yes | No | Not Applicable | [5 empty] | 40166 | COM GAS ASME EF | 7057273
EF60T150E3NA2-859-897 | EF60T150A | Bradford White | 671632576333 | Active | The ""-859"" indicates that this SKU comes with a Gas Regulator. | The -897 indicates that this SKU comes with magnesium anodes. | [8 empty] | No | Not Applicable | Not Applicable | Commercial Water Heating | Water Heating.Gas | 3 | 1 |  |  |  | 238-55256-00 |  |  |  | 238-36612-00 |  | 238-46101-00 |  |  |  |  | Gas | Natural Gas |  |  |  | Indoor |  | Floor Mounted |  | Yes | HLW | 150 | Category IV | 3 | 3 | 0.75 | 1.5 | Yes | [7 empty] | 150000 BTU/Hr |  |  |  | 60 |  | Not Applicable | On/Off | Yes, it does comply with jurisdictions having 14ng/J NOx Regulations | [6 empty] | 570 | 35 | 32.25 | 67.75 | 593 | 1064 | 28.25 | 56.375 | 28.25 |  | 51.625 |  | 169 | 12.8125 | 41.9375 |  |  |  |  | 53.25 | 39.0625 | [8 empty] | 1 | 54 | 51 | ANSI Z21.10.3-2019/CSA 4.3-2019 | Yes | Yes | Yes | No | Not Applicable | [5 empty] | 40166 | COM GAS ASME EF | 7057273
EF60T150E3NA2-879 | EF60T150A | Bradford White | 671632713530 | Active | The ""-879"" indicates that this SKU operates on a Gas Supply Pressure Range of 3.5"" - 14"" W.C. | [9 empty] | No | Not Applicable | Not Applicable | Commercial Water Heating | Water Heating.Gas | 3 | 1 |  |  |  | 238-55256-00 |  |  |  | 238-36612-00 |  | 238-48371-00 |  |  |  |  | Gas | Natural Gas |  |  |  | Indoor |  | Floor Mounted |  | Yes | HLW | 150 | Category IV | 3 | 3 | 0.75 | 1.5 | Yes | [7 empty] | 150000 BTU/Hr |  |  |  | 60 |  | Not Applicable | On/Off | Yes, it does comply with jurisdictions having 14ng/J NOx Regulations | [6 empty] | 570 | 35 | 32.25 | 67.75 | 593 | 1064 | 28.25 | 56.375 | 28.25 |  | 51.625 |  | 169 | 12.8125 | 41.9375 |  |  |  |  | 53.25 | 39.0625 | [8 empty] | 1 | 54 | 51 | ANSI Z21.10.3-2019/CSA 4.3-2019 | Yes | Yes | Yes | No | Not Applicable | [5 empty] | 40166 | COM GAS ASME EF | 7057273
EF60T150E3NA2-879-897 | EF60T150A | Bradford White | 671632578177 | Active | The ""-879"" indicates that this SKU operates on a Gas Supply Pressure Range of 3.5"" - 14"" W.C. | The -897 indicates that this SKU comes with magnesium anodes. | [8 empty] | No | Not Applicable | Not Applicable | Commercial Water Heating | Water Heating.Gas | 3 | 1 |  |  |  | 238-55256-00 |  |  |  | 238-36612-00 |  | 238-48371-00 |  |  |  |  | Gas | Natural Gas |  |  |  | Indoor |  | Floor Mounted |  | Yes | HLW | 150 | Category IV | 3 | 3 | 0.75 | 1.5 | Yes | [7 empty] | 150000 BTU/Hr |  |  |  | 60 |  | Not Applicable | On/Off | Yes, it does comply with jurisdictions having 14ng/J NOx Regulations | [6 empty] | 570 | 35 | 32.25 | 67.75 | 593 | 1064 | 28.25 | 56.375 | 28.25 |  | 51.625 |  | 169 | 12.8125 | 41.9375 |  |  |  |  | 53.25 | 39.0625 | [8 empty] | 1 | 54 | 51 | ANSI Z21.10.3-2019/CSA 4.3-2019 | Yes | Yes | Yes | No | Not Applicable | [5 empty] | 40166 | COM GAS ASME EF | 7057273
EF60T150E3NA2-895 | EF60T150A | Bradford White | 671632556373 | Active | The -895 indicates that this SKU comes with integrated controls and powered anodes. | [9 empty] | No | Not Applicable | Not Applicable | Commercial Water Heating | Water Heating.Gas | 3 | 1 |  |  |  | 238-54447-00 |  |  |  | 238-36612-00 |  | 238-46101-00 |  |  |  |  | Gas | Natural Gas |  |  |  | Indoor |  | Floor Mounted |  | Yes | HLW | 150 | Category IV | 3 | 3 | 0.75 | 1.5 | Yes | [7 empty] | 150000 BTU/Hr |  |  |  | 60 |  | Not Applicable | On/Off | Yes, it does comply with jurisdictions having 14ng/J NOx Regulations | [6 empty] | 570 | 35 | 32.25 | 67.75 | 593 | 1064 | 28.25 | 56.375 | 28.25 |  | 51.625 |  | 169 | 12.8125 | 41.9375 |  |  |  |  | 53.25 | 39.0625 | [8 empty] | 1 | 54 | 51 | ANSI Z21.10.3-2019/CSA 4.3-2019 | Yes | Yes | Yes | No | Not Applicable | [5 empty] | 40166 | COM GAS ASME EF | 7057273
EF60T150E3NA2-897 | EF60T150A | Bradford White | 671632576029 | Active | The -897 indicates that this SKU comes with magnesium anodes. | [9 empty] | No | Not Applicable | Not Applicable | Commercial Water Heating | Water Heating.Gas | 3 | 1 |  |  |  | 238-55256-00 |  |  |  | 238-36612-00 |  | 238-46101-00 |  |  |  |  | Gas | Natural Gas |  |  |  | Indoor |  | Floor Mounted |  | Yes | HLW | 150 | Category IV | 3 | 3 | 0.75 | 1.5 | Yes | [7 empty] | 150000 BTU/Hr |  |  |  | 60 |  | Not Applicable | On/Off | Yes, it does comply with jurisdictions having 14ng/J NOx Regulations | [6 empty] | 570 | 35 | 32.25 | 67.75 | 593 | 1064 | 28.25 | 56.375 | 28.25 |  | 51.625 |  | 169 | 12.8125 | 41.9375 |  |  |  |  | 53.25 | 39.0625 | [8 empty] | 1 | 54 | 51 | ANSI Z21.10.3-2019/CSA 4.3-2019 | Yes | Yes | Yes | No | Not Applicable | [5 empty] | 40166 | COM GAS ASME EF | 7057273
EF60T150E5N2 | EF60T150 | Bradford White | 671632648108 | Active | [10 empty] | No | Not Applicable | Not Applicable | Commercial Water Heating | Water Heating.Gas | 5 | 1 |  |  |  | 238-55256-00 |  |  |  | 238-36612-00 |  | 238-46101-00 |  |  |  |  | Gas | Natural Gas |  |  |  | Indoor |  | Floor Mounted |  | No | Not Applicable | 150 | Category IV | 3 | 3 | 0.75 | 1.5 | Yes | [7 empty] | 150000 BTU/Hr |  |  |  | 60 |  | Not Applicable | On/Off | Yes, it does comply with jurisdictions having 14ng/J NOx Regulations | [6 empty] | 520 | 35 | 32.25 | 67.75 | 541 | 1014 | 28.25 | 56.375 | 28.25 |  | 51.625 |  | 169 | 12.8125 | 41.9375 |  |  |  |  | 53.25 | 39.0625 | [8 empty] | 1 | 54 | 51 | ANSI Z21.10.3-2019/CSA 4.3-2019 | Yes | Yes | Yes | No | Not Applicable | [5 empty] | 40176 | COM GAS NC EF | 7057273
EF60T150E5N2-897 | EF60T150 | Bradford White | 671632576739 | Active | The -897 indicates that this SKU comes with magnesium anodes. | [9 empty] | No | Not Applicable | Not Applicable | Commercial Water Heating | Water Heating.Gas | 5 | 1 |  |  |  | 238-55256-00 |  |  |  | 238-36612-00 |  | 238-46101-00 |  |  |  |  | Gas | Natural Gas |  |  |  | Indoor |  | Floor Mounted |  | No | Not Applicable | 150 | Category IV | 3 | 3 | 0.75 | 1.5 | Yes | [7 empty] | 150000 BTU/Hr |  |  |  | 60 |  | Not Applicable | On/Off | Yes, it does comply with jurisdictions having 14ng/J NOx Regulations | [6 empty] | 520 | 35 | 32.25 | 67.75 | 541 | 1014 | 28.25 | 56.375 | 28.25 |  | 51.625 |  | 169 | 12.8125 | 41.9375 |  |  |  |  | 53.25 | 39.0625 | [8 empty] | 1 | 54 | 51 | ANSI Z21.10.3-2019/CSA 4.3-2019 | Yes | Yes | Yes | No | Not Applicable | [5 empty] | 40176 | COM GAS NC EF | 7057273
EF60T150E5NA2 | EF60T150A | Bradford White | 671632709038 | Active | [10 empty] | No | Not Applicable | Not Applicable | Commercial Water Heating | Water Heating.Gas | 5 | 1 |  |  |  | 238-55256-00 |  |  |  | 238-36612-00 |  | 238-46101-00 |  |  |  |  | Gas | Natural Gas |  |  |  | Indoor |  | Floor Mounted |  | Yes | HLW | 150 | Category IV | 3 | 3 | 0.75 | 1.5 | Yes | [7 empty] | 150000 BTU/Hr |  |  |  | 60 |  | Not Applicable | On/Off | Yes, it does comply with jurisdictions having 14ng/J NOx Regulations | [6 empty] | 570 | 35 | 32.25 | 67.75 | 593 | 1064 | 28.25 | 56.375 | 28.25 |  | 51.625 |  | 169 | 12.8125 | 41.9375 |  |  |  |  | 53.25 | 39.0625 | [8 empty] | 1 | 54 | 51 | ANSI Z21.10.3-2019/CSA 4.3-2019 | Yes | Yes | Yes | No | Not Applicable | [5 empty] | 40166 | COM GAS ASME EF | 7057273
EF60T150E5NA2-897 | EF60T150A | Bradford White | 671632576777 | Active | The -897 indicates that this SKU comes with magnesium anodes. | [9 empty] | No | Not Applicable | Not Applicable | Commercial Water Heating | Water Heating.Gas | 5 | 1 |  |  |  | 238-55256-00 |  |  |  | 238-36612-00 |  | 238-46101-00 |  |  |  |  | Gas | Natural Gas |  |  |  | Indoor |  | Floor Mounted |  | Yes | HLW | 150 | Category IV | 3 | 3 | 0.75 | 1.5 | Yes | [7 empty] | 150000 BTU/Hr |  |  |  | 60 |  | Not Applicable | On/Off | Yes, it does comply with jurisdictions having 14ng/J NOx Regulations | [6 empty] | 570 | 35 | 32.25 | 67.75 | 593 | 1064 | 28.25 | 56.375 | 28.25 |  | 51.625 |  | 169 | 12.8125 | 41.9375 |  |  |  |  | 53.25 | 39.0625 | [8 empty] | 1 | 54 | 51 | ANSI Z21.10.3-2019/CSA 4.3-2019 | Yes | Yes | Yes | No | Not Applicable | [5 empty] | 40166 | COM GAS ASME EF | 7057273
EF60T1993X2 | EF60T199 | Bradford White | 671632318742 | Active | [10 empty] | No | Not Applicable | Not Applicable | Commercial Water Heating | Water Heating.Gas | 3 | 1 |  |  |  | 238-55256-00 |  |  |  | 238-36612-00 |  | 238-46101-00 |  |  |  |  | Gas | Liquid Propane |  |  |  | Indoor |  | Floor Mounted |  | No | Not Applicable | 150 | Category IV | 3 | 3 | 0.75 | 1.5 | Yes | [7 empty] | 199999 BTU/Hr |  |  |  | 60 |  | Not Applicable | On/Off | Not Applicable | [6 empty] | 520 | 35 | 32.25 | 67.75 | 541 | 1014 | 28.25 | 56.375 | 28.25 |  | 51.625 |  | 223 | 12.8125 | 41.9375 |  |  |  |  | 53.25 | 39.0625 | [8 empty] | 1 | 54 | 51 | ANSI Z21.10.3-2019/CSA 4.3-2019 | Yes | Yes | Yes | No | Not Applicable | [5 empty] | 40176 | COM GAS NC EF | 204235064
EF60T1993X2-806 | EF60T199 | Bradford White | 671632334087 | Active | The ""-806"" indicates that this SKU was designed and certified for Installation in Canada. | [9 empty] | No | Not Applicable | Not Applicable | Commercial Water Heating | Water Heating.Gas | 3 | 1 |  |  |  | 238-55256-00 |  |  |  | 238-36612-00 |  | 238-46101-00 |  |  |  |  | Gas | Liquid Propane |  |  |  | Indoor |  | Floor Mounted |  | No | Not Applicable | 150 | Category IV | 3 | 3 | 0.75 | 1.5 | Yes | [7 empty] | Not Applicable |  |  |  | 60 |  | Not Applicable | On/Off | Not Applicable | [6 empty] | 520 | 35 | 32.25 | 67.75 | 541 | 1014 | 28.25 | 56.375 | 28.25 |  | 51.625 |  | 223 | 12.8125 | 41.9375 |  |  |  |  | 53.25 | 39.0625 | [8 empty] | 1 | 54 | 51 | Not Applicable | Yes | No | Yes | No | Not Applicable | 238-55335-00 |  |  |  |  | 40176 | COM GAS NC EF
EF60T1993X2-806-897 | EF60T199 | Bradford White | 671632576166 | Active | The ""-806"" indicates that this SKU was designed and certified for Installation in Canada. | The -897 indicates that this SKU comes with magnesium anodes. | [8 empty] | No | Not Applicable | Not Applicable | Commercial Water Heating | Water Heating.Gas | 3 | 1 |  |  |  | 238-55256-00 |  |  |  | 238-36612-00 |  | 238-46101-00 |  |  |  |  | Gas | Liquid Propane |  |  |  | Indoor |  | Floor Mounted |  | No | Not Applicable | 150 | Category IV | 3 | 3 | 0.75 | 1.5 | Yes | [7 empty] | Not Applicable |  |  |  | 60 |  | Not Applicable | On/Off | Not Applicable | [6 empty] | 520 | 35 | 32.25 | 67.75 | 541 | 1014 | 28.25 | 56.375 | 28.25 |  | 51.625 |  | 223 | 12.8125 | 41.9375 |  |  |  |  | 53.25 | 39.0625 | [8 empty] | 1 | 54 | 51 | Not Applicable | Yes | No | Yes | No | Not Applicable | 238-55335-00 |  |  |  |  | 40176 | COM GAS NC EF
EF60T1993X2-859 | EF60T199 | Bradford White | 671632572250 | Active | The ""-859"" indicates that this SKU comes with a Gas Regulator. | [9 empty] | No | Not Applicable | Not Applicable | Commercial Water Heating | Water Heating.Gas | 3 | 1 |  |  |  | 238-55256-00 |  |  |  | 238-36612-00 |  | 238-46101-00 |  |  |  |  | Gas | Liquid Propane |  |  |  | Indoor |  | Floor Mounted |  | No | Not Applicable | 150 | Category IV | 3 | 3 | 0.75 | 1.5 | Yes | [7 empty] | 199999 BTU/Hr |  |  |  | 60 |  | Not Applicable | On/Off | Not Applicable | [6 empty] | 520 | 35 | 32.25 | 67.75 | 541 | 1014 | 28.25 | 56.375 | 28.25 |  | 51.625 |  | 223 | 12.8125 | 41.9375 |  |  |  |  | 53.25 | 39.0625 | [8 empty] | 1 | 54 | 51 | ANSI Z21.10.3-2019/CSA 4.3-2019 | Yes | Yes | Yes | No | Not Applicable | [5 empty] | 40176 | COM GAS NC EF | 204235064
EF60T1993X2-859-897 | EF60T199 | Bradford White | 671632576388 | Active | The ""-859"" indicates that this SKU comes with a Gas Regulator. | The -897 indicates that this SKU comes with magnesium anodes. | [8 empty] | No | Not Applicable | Not Applicable | Commercial Water Heating | Water Heating.Gas | 3 | 1 |  |  |  | 238-55256-00 |  |  |  | 238-36612-00 |  | 238-46101-00 |  |  |  |  | Gas | Liquid Propane |  |  |  | Indoor |  | Floor Mounted |  | No | Not Applicable | 150 | Category IV | 3 | 3 | 0.75 | 1.5 | Yes | [7 empty] | 199999 BTU/Hr |  |  |  | 60 |  | Not Applicable | On/Off | Not Applicable | [6 empty] | 520 | 35 | 32.25 | 67.75 | 541 | 1014 | 28.25 | 56.375 | 28.25 |  | 51.625 |  | 223 | 12.8125 | 41.9375 |  |  |  |  | 53.25 | 39.0625 | [8 empty] | 1 | 54 | 51 | ANSI Z21.10.3-2019/CSA 4.3-2019 | Yes | Yes | Yes | No | Not Applicable | [5 empty] | 40176 | COM GAS NC EF | 204235064
EF60T1993X2-895 | EF60T199 | Bradford White | 671632556380 | Active | The -895 indicates that this SKU comes with integrated controls and powered anodes. | [9 empty] | No | Not Applicable | Not Applicable | Commercial Water Heating | Water Heating.Gas | 3 | 1 |  |  |  | 238-54447-00 |  |  |  | 238-36612-00 |  | 238-46101-00 |  |  |  |  | Gas | Liquid Propane |  |  |  | Indoor |  | Floor Mounted |  | No | Not Applicable | 150 | Category IV | 3 | 3 | 0.75 | 1.5 | Yes | [7 empty] | 199999 BTU/Hr |  |  |  | 60 |  | Not Applicable | On/Off | Not Applicable | [6 empty] | 520 | 35 | 32.25 | 67.75 | 541 | 1014 | 28.25 | 56.375 | 28.25 |  | 51.625 |  | 223 | 12.8125 | 41.9375 |  |  |  |  | 53.25 | 39.0625 | [8 empty] | 1 | 54 | 51 | ANSI Z21.10.3-2019/CSA 4.3-2019 | Yes | Yes | Yes | No | Not Applicable | [5 empty] | 40176 | COM GAS NC EF | 204235064
EF60T1993X2-897 | EF60T199 | Bradford White | 671632575930 | Active | The -897 indicates that this SKU comes with magnesium anodes. | [9 empty] | No | Not Applicable | Not Applicable | Commercial Water Heating | Water Heating.Gas | 3 | 1 |  |  |  | 238-55256-00 |  |  |  | 238-36612-00 |  | 238-46101-00 |  |  |  |  | Gas | Liquid Propane |  |  |  | Indoor |  | Floor Mounted |  | No | Not Applicable | 150 | Category IV | 3 | 3 | 0.75 | 1.5 | Yes | [7 empty] | 199999 BTU/Hr |  |  |  | 60 |  | Not Applicable | On/Off | Not Applicable | [6 empty] | 520 | 35 | 32.25 | 67.75 | 541 | 1014 | 28.25 | 56.375 | 28.25 |  | 51.625 |  | 223 | 12.8125 | 41.9375 |  |  |  |  | 53.25 | 39.0625 | [8 empty] | 1 | 54 | 51 | ANSI Z21.10.3-2019/CSA 4.3-2019 | Yes | Yes | Yes | No | Not Applicable | [5 empty] | 40176 | COM GAS NC EF | 204235064
EF60T1993XA2 | EF60T199A | Bradford White | 671632333592 | Active | [10 empty] | No | Not Applicable | Not Applicable | Commercial Water Heating | Water Heating.Gas | 3 | 1 |  |  |  | 238-55256-00 |  |  |  | 238-36612-00 |  | 238-46101-00 |  |  |  |  | Gas | Liquid Propane |  |  |  | Indoor |  | Floor Mounted |  | Yes | HLW | 150 | Category IV | 3 | 3 | 0.75 | 1.5 | Yes | [7 empty] | 199999 BTU/Hr |  |  |  | 60 |  | Not Applicable | On/Off | Not Applicable | [6 empty] | 570 | 35 | 32.25 | 67.75 | 593 | 1064 | 28.25 | 56.375 | 28.25 |  | 51.625 |  | 223 | 12.8125 | 41.9375 |  |  |  |  | 53.25 | 39.0625 | [8 empty] | 1 | 54 | 51 | ANSI Z21.10.3-2019/CSA 4.3-2019 | Yes | Yes | Yes | No | Not Applicable | [5 empty] | 40166 | COM GAS ASME EF | 204235064
EF60T1993XA2-806 | EF60T199A | Bradford White | 671632334094 | Active | The ""-806"" indicates that this SKU was designed and certified for Installation in Canada. | [9 empty] | No | Not Applicable | Not Applicable | Commercial Water Heating | Water Heating.Gas | 3 | 1 |  |  |  | 238-55256-00 |  |  |  | 238-36612-00 |  | 238-46101-00 |  |  |  |  | Gas | Liquid Propane |  |  |  | Indoor |  | Floor Mounted |  | Yes | HLW | 150 | Category IV | 3 | 3 | 0.75 | 1.5 | Yes | [7 empty] | Not Applicable |  |  |  | 60 |  | Not Applicable | On/Off | Not Applicable | [6 empty] | 570 | 35 | 32.25 | 67.75 | 593 | 1064 | 28.25 | 56.375 | 28.25 |  | 51.625 |  | 223 | 12.8125 | 41.9375 |  |  |  |  | 53.25 | 39.0625 | [8 empty] | 1 | 54 | 51 | Not Applicable | Yes | No | Yes | No | Not Applicable | 238-55335-00 |  |  |  |  | 40166 | COM GAS ASME EF
EF60T1993XA2-806-897 | EF60T199A | Bradford White | 671632576197 | Active | The ""-806"" indicates that this SKU was designed and certified for Installation in Canada. | The -897 indicates that this SKU comes with magnesium anodes. | [8 empty] | No | Not Applicable | Not Applicable | Commercial Water Heating | Water Heating.Gas | 3 | 1 |  |  |  | 238-55256-00 |  |  |  | 238-36612-00 |  | 238-46101-00 |  |  |  |  | Gas | Liquid Propane |  |  |  | Indoor |  | Floor Mounted |  | Yes | HLW | 150 | Category IV | 3 | 3 | 0.75 | 1.5 | Yes | [7 empty] | Not Applicable |  |  |  | 60 |  | Not Applicable | On/Off | Not Applicable | [6 empty] | 570 | 35 | 32.25 | 67.75 | 593 | 1064 | 28.25 | 56.375 | 28.25 |  | 51.625 |  | 223 | 12.8125 | 41.9375 |  |  |  |  | 53.25 | 39.0625 | [8 empty] | 1 | 54 | 51 | Not Applicable | Yes | No | Yes | No | Not Applicable | 238-55335-00 |  |  |  |  | 40166 | COM GAS ASME EF
EF60T1993XA2-859 | EF60T199A | Bradford White | 671632572267 | Active | The ""-859"" indicates that this SKU comes with a Gas Regulator. | [9 empty] | No | Not Applicable | Not Applicable | Commercial Water Heating | Water Heating.Gas | 3 | 1 |  |  |  | 238-55256-00 |  |  |  | 238-36612-00 |  | 238-46101-00 |  |  |  |  | Gas | Liquid Propane |  |  |  | Indoor |  | Floor Mounted |  | Yes | HLW | 150 | Category IV | 3 | 3 | 0.75 | 1.5 | Yes | [7 empty] | 199999 BTU/Hr |  |  |  | 60 |  | Not Applicable | On/Off | Not Applicable | [6 empty] | 570 | 35 | 32.25 | 67.75 | 593 | 1064 | 28.25 | 56.375 | 28.25 |  | 51.625 |  | 223 | 12.8125 | 41.9375 |  |  |  |  | 53.25 | 39.0625 | [8 empty] | 1 | 54 | 51 | ANSI Z21.10.3-2019/CSA 4.3-2019 | Yes | Yes | Yes | No | Not Applicable | [5 empty] | 40166 | COM GAS ASME EF | 204235064
EF60T1993XA2-859-897 | EF60T199A | Bradford White | 671632576395 | Active | The ""-859"" indicates that this SKU comes with a Gas Regulator. | The -897 indicates that this SKU comes with magnesium anodes. | [8 empty] | No | Not Applicable | Not Applicable | Commercial Water Heating | Water Heating.Gas | 3 | 1 |  |  |  | 238-55256-00 |  |  |  | 238-36612-00 |  | 238-46101-00 |  |  |  |  | Gas | Liquid Propane |  |  |  | Indoor |  | Floor Mounted |  | Yes | HLW | 150 | Category IV | 3 | 3 | 0.75 | 1.5 | Yes | [7 empty] | 199999 BTU/Hr |  |  |  | 60 |  | Not Applicable | On/Off | Not Applicable | [6 empty] | 570 | 35 | 32.25 | 67.75 | 593 | 1064 | 28.25 | 56.375 | 28.25 |  | 51.625 |  | 223 | 12.8125 | 41.9375 |  |  |  |  | 53.25 | 39.0625 | [8 empty] | 1 | 54 | 51 | ANSI Z21.10.3-2019/CSA 4.3-2019 | Yes | Yes | Yes | No | Not Applicable | [5 empty] | 40166 | COM GAS ASME EF | 204235064
EF60T1993XA2-895 | EF60T199A | Bradford White | 671632556397 | Active | The -895 indicates that this SKU comes with integrated controls and powered anodes. | [9 empty] | No | Not Applicable | Not Applicable | Commercial Water Heating | Water Heating.Gas | 3 | 1 |  |  |  | 238-54447-00 |  |  |  | 238-36612-00 |  | 238-46101-00 |  |  |  |  | Gas | Liquid Propane |  |  |  | Indoor |  | Floor Mounted |  | Yes | HLW | 150 | Category IV | 3 | 3 | 0.75 | 1.5 | Yes | [7 empty] | 199999 BTU/Hr |  |  |  | 60 |  | Not Applicable | On/Off | Not Applicable | [6 empty] | 570 | 35 | 32.25 | 67.75 | 593 | 1064 | 28.25 | 56.375 | 28.25 |  | 51.625 |  | 223 | 12.8125 | 41.9375 |  |  |  |  | 53.25 | 39.0625 | [8 empty] | 1 | 54 | 51 | ANSI Z21.10.3-2019/CSA 4.3-2019 | Yes | Yes | Yes | No | Not Applicable | [5 empty] | 40166 | COM GAS ASME EF | 204235064
EF60T1993XA2-897 | EF60T199A | Bradford White | 671632576012 | Active | The -897 indicates that this SKU comes with magnesium anodes. | [9 empty] | No | Not Applicable | Not Applicable | Commercial Water Heating | Water Heating.Gas | 3 | 1 |  |  |  | 238-55256-00 |  |  |  | 238-36612-00 |  | 238-46101-00 |  |  |  |  | Gas | Liquid Propane |  |  |  | Indoor |  | Floor Mounted |  | Yes | HLW | 150 | Category IV | 3 | 3 | 0.75 | 1.5 | Yes | [7 empty] | 199999 BTU/Hr |  |  |  | 60 |  | Not Applicable | On/Off | Not Applicable | [6 empty] | 570 | 35 | 32.25 | 67.75 | 593 | 1064 | 28.25 | 56.375 | 28.25 |  | 51.625 |  | 223 | 12.8125 | 41.9375 |  |  |  |  | 53.25 | 39.0625 | [8 empty] | 1 | 54 | 51 | ANSI Z21.10.3-2019/CSA 4.3-2019 | Yes | Yes | Yes | No | Not Applicable | [5 empty] | 40166 | COM GAS ASME EF | 204235064
EF60T1995X2 | EF60T199 | Bradford White | 671632793839 | Active | [10 empty] | No | Not Applicable | Not Applicable | Commercial Water Heating | Water Heating.Gas | 5 | 1 |  |  |  | 238-55256-00 |  |  |  | 238-36612-00 |  | 238-46101-00 |  |  |  |  | Gas | Liquid Propane |  |  |  | Indoor |  | Floor Mounted |  | No | Not Applicable | 150 | Category IV | 3 | 3 | 0.75 | 1.5 | Yes | [7 empty] | 199999 BTU/Hr |  |  |  | 60 |  | Not Applicable | On/Off | Not Applicable | [6 empty] | 520 | 35 | 32.25 | 67.75 | 541 | 1014 | 28.25 | 56.375 | 28.25 |  | 51.625 |  | 223 | 12.8125 | 41.9375 |  |  |  |  | 53.25 | 39.0625 | [8 empty] | 1 | 54 | 51 | ANSI Z21.10.3-2019/CSA 4.3-2019 | Yes | Yes | Yes | No | Not Applicable | [5 empty] | 40176 | COM GAS NC EF | 204235064
EF60T1995X2-897 | EF60T199 | Bradford White | 671632578245 | Active | The -897 indicates that this SKU comes with magnesium anodes. | [9 empty] | No | Not Applicable | Not Applicable | Commercial Water Heating | Water Heating.Gas | 5 | 1 |  |  |  | 238-55256-00 |  |  |  | 238-36612-00 |  | 238-46101-00 |  |  |  |  | Gas | Liquid Propane |  |  |  | Indoor |  | Floor Mounted |  | No | Not Applicable | 150 | Category IV | 3 | 3 | 0.75 | 1.5 | Yes | [7 empty] | 199999 BTU/Hr |  |  |  | 60 |  | Not Applicable | On/Off | Not Applicable | [6 empty] | 520 | 35 | 32.25 | 67.75 | 541 | 1014 | 28.25 | 56.375 | 28.25 |  | 51.625 |  | 223 | 12.8125 | 41.9375 |  |  |  |  | 53.25 | 39.0625 | [8 empty] | 1 | 54 | 51 | ANSI Z21.10.3-2019/CSA 4.3-2019 | Yes | Yes | Yes | No | Not Applicable | [5 empty] | 40176 | COM GAS NC EF | 204235064
EF60T1995XA2 | EF60T199A | Bradford White | 671632147878 | Active | [10 empty] | No | Not Applicable | Not Applicable | Commercial Water Heating | Water Heating.Gas | 5 | 1 |  |  |  | 238-55256-00 |  |  |  | 238-36612-00 |  | 238-46101-00 |  |  |  |  | Gas | Liquid Propane |  |  |  | Indoor |  | Floor Mounted |  | Yes | HLW | 150 | Category IV | 3 | 3 | 0.75 | 1.5 | Yes | [7 empty] | 199999 BTU/Hr |  |  |  | 60 |  | Not Applicable | On/Off | Not Applicable | [6 empty] | 570 | 35 | 32.25 | 67.75 | 593 | 1064 | 28.25 | 56.375 | 28.25 |  | 51.625 |  | 223 | 12.8125 | 41.9375 |  |  |  |  | 53.25 | 39.0625 | [8 empty] | 1 | 54 | 51 | ANSI Z21.10.3-2019/CSA 4.3-2019 | Yes | Yes | Yes | No | Not Applicable | [5 empty] | 40166 | COM GAS ASME EF | 204235064
EF60T1995XA2-897 | EF60T199A | Bradford White | 671632578207 | Active | The -897 indicates that this SKU comes with magnesium anodes. | [9 empty] | No | Not Applicable | Not Applicable | Commercial Water Heating | Water Heating.Gas | 5 | 1 |  |  |  | 238-55256-00 |  |  |  | 238-36612-00 |  | 238-46101-00 |  |  |  |  | Gas | Liquid Propane |  |  |  | Indoor |  | Floor Mounted |  | Yes | HLW | 150 | Category IV | 3 | 3 | 0.75 | 1.5 | Yes | [7 empty] | 199999 BTU/Hr |  |  |  | 60 |  | Not Applicable | On/Off | Not Applicable | [6 empty] | 570 | 35 | 32.25 | 67.75 | 593 | 1064 | 28.25 | 56.375 | 28.25 |  | 51.625 |  | 223 | 12.8125 | 41.9375 |  |  |  |  | 53.25 | 39.0625 | [8 empty] | 1 | 54 | 51 | ANSI Z21.10.3-2019/CSA 4.3-2019 | Yes | Yes | Yes | No | Not Applicable | [5 empty] | 40166 | COM GAS ASME EF | 204235064
EF60T199E3N2 | EF60T199 | Bradford White | 671632306800 | Active | [10 empty] | No | Not Applicable | Not Applicable | Commercial Water Heating | Water Heating.Gas | 3 | 1 |  |  |  | 238-55256-00 |  |  |  | 238-36612-00 |  | 238-46101-00 |  |  |  |  | Gas | Natural Gas |  |  |  | Indoor |  | Floor Mounted |  | No | Not Applicable | 150 | Category IV | 3 | 3 | 0.75 | 1.5 | Yes | [7 empty] | 199999 BTU/Hr |  |  |  | 60 |  | Not Applicable | On/Off | Yes, it does comply with jurisdictions having 14ng/J NOx Regulations | [6 empty] | 520 | 35 | 32.25 | 67.75 | 541 | 1014 | 28.25 | 56.375 | 28.25 |  | 51.625 |  | 223 | 12.8125 | 41.9375 |  |  |  |  | 53.25 | 39.0625 | [8 empty] | 1 | 54 | 51 | ANSI Z21.10.3-2019/CSA 4.3-2019 | Yes | Yes | Yes | No | Not Applicable | [5 empty] | 40176 | COM GAS NC EF | 7057274
EF60T199E3N2-806 | EF60T199 | Bradford White | 671632334148 | Active | The ""-806"" indicates that this SKU was designed and certified for Installation in Canada. | [9 empty] | No | Not Applicable | Not Applicable | Commercial Water Heating | Water Heating.Gas | 3 | 1 |  |  |  | 238-55256-00 |  |  |  | 238-36612-00 |  | 238-46101-00 |  |  |  |  | Gas | Natural Gas |  |  |  | Indoor |  | Floor Mounted |  | No | Not Applicable | 150 | Category IV | 3 | 3 | 0.75 | 1.5 | Yes | [7 empty] | Not Applicable |  |  |  | 60 |  | Not Applicable | On/Off | Not Applicable | [6 empty] | 520 | 35 | 32.25 | 67.75 | 541 | 1014 | 28.25 | 56.375 | 28.25 |  | 51.625 |  | 223 | 12.8125 | 41.9375 |  |  |  |  | 53.25 | 39.0625 | [8 empty] | 1 | 54 | 51 | Not Applicable | Yes | No | Yes | No | Not Applicable | 238-55335-00 |  |  |  |  | 40176 | COM GAS NC EF
EF60T199E3N2-806-897 | EF60T199 | Bradford White | 671632576180 | Active | The ""-806"" indicates that this SKU was designed and certified for Installation in Canada. | The -897 indicates that this SKU comes with magnesium anodes. | [8 empty] | No | Not Applicable | Not Applicable | Commercial Water Heating | Water Heating.Gas | 3 | 1 |  |  |  | 238-55256-00 |  |  |  | 238-36612-00 |  | 238-46101-00 |  |  |  |  | Gas | Natural Gas |  |  |  | Indoor |  | Floor Mounted |  | No | Not Applicable | 150 | Category IV | 3 | 3 | 0.75 | 1.5 | Yes | [7 empty] | Not Applicable |  |  |  | 60 |  | Not Applicable | On/Off | Not Applicable | [6 empty] | 520 | 35 | 32.25 | 67.75 | 541 | 1014 | 28.25 | 56.375 | 28.25 |  | 51.625 |  | 223 | 12.8125 | 41.9375 |  |  |  |  | 53.25 | 39.0625 | [8 empty] | 1 | 54 | 51 | Not Applicable | Yes | No | Yes | No | Not Applicable | 238-55335-00 |  |  |  |  | 40176 | COM GAS NC EF
EF60T199E3N2-859 | EF60T199 | Bradford White | 671632572274 | Active | The ""-859"" indicates that this SKU comes with a Gas Regulator. | [9 empty] | No | Not Applicable | Not Applicable | Commercial Water Heating | Water Heating.Gas | 3 | 1 |  |  |  | 238-55256-00 |  |  |  | 238-36612-00 |  | 238-46101-00 |  |  |  |  | Gas | Natural Gas |  |  |  | Indoor |  | Floor Mounted |  | No | Not Applicable | 150 | Category IV | 3 | 3 | 0.75 | 1.5 | Yes | [7 empty] | 199999 BTU/Hr |  |  |  | 60 |  | Not Applicable | On/Off | Yes, it does comply with jurisdictions having 14ng/J NOx Regulations | [6 empty] | 520 | 35 | 32.25 | 67.75 | 541 | 1014 | 28.25 | 56.375 | 28.25 |  | 51.625 |  | 223 | 12.8125 | 41.9375 |  |  |  |  | 53.25 | 39.0625 | [8 empty] | 1 | 54 | 51 | ANSI Z21.10.3-2019/CSA 4.3-2019 | Yes | Yes | Yes | No | Not Applicable | [5 empty] | 40176 | COM GAS NC EF | 7057274
EF60T199E3N2-859-897 | EF60T199 | Bradford White | 671632576401 | Active | The ""-859"" indicates that this SKU comes with a Gas Regulator. | The -897 indicates that this SKU comes with magnesium anodes. | [8 empty] | No | Not Applicable | Not Applicable | Commercial Water Heating | Water Heating.Gas | 3 | 1 |  |  |  | 238-55256-00 |  |  |  | 238-36612-00 |  | 238-46101-00 |  |  |  |  | Gas | Natural Gas |  |  |  | Indoor |  | Floor Mounted |  | No | Not Applicable | 150 | Category IV | 3 | 3 | 0.75 | 1.5 | Yes | [7 empty] | 199999 BTU/Hr |  |  |  | 60 |  | Not Applicable | On/Off | Yes, it does comply with jurisdictions having 14ng/J NOx Regulations | [6 empty] | 520 | 35 | 32.25 | 67.75 | 541 | 1014 | 28.25 | 56.375 | 28.25 |  | 51.625 |  | 223 | 12.8125 | 41.9375 |  |  |  |  | 53.25 | 39.0625 | [8 empty] | 1 | 54 | 51 | ANSI Z21.10.3-2019/CSA 4.3-2019 | Yes | Yes | Yes | No | Not Applicable | [5 empty] | 40176 | COM GAS NC EF | 7057274
EF60T199E3N2-879 | EF60T199 | Bradford White | 671632713561 | Active | The ""-879"" indicates that this SKU operates on a Gas Supply Pressure Range of 3.5"" - 14"" W.C. | [9 empty] | No | Not Applicable | Not Applicable | Commercial Water Heating | Water Heating.Gas | 3 | 1 |  |  |  | 238-55256-00 |  |  |  | 238-36612-00 |  | 238-48371-00 |  |  |  |  | Gas | Natural Gas |  |  |  | Indoor |  | Floor Mounted |  | No | Not Applicable | 150 | Category IV | 3 | 3 | 0.75 | 1.5 | Yes | [7 empty] | 199999 BTU/Hr |  |  |  | 60 |  | Not Applicable | On/Off | Yes, it does comply with jurisdictions having 14ng/J NOx Regulations | [6 empty] | 520 | 35 | 32.25 | 67.75 | 541 | 1014 | 28.25 | 56.375 | 28.25 |  | 51.625 |  | 223 | 12.8125 | 41.9375 |  |  |  |  | 53.25 | 39.0625 | [8 empty] | 1 | 54 | 51 | ANSI Z21.10.3-2019/CSA 4.3-2019 | Yes | Yes | Yes | No | Not Applicable | [5 empty] | 40176 | COM GAS NC EF | 7057274
EF60T199E3N2-879-897 | EF60T199 | Bradford White | 671632578054 | Active | The ""-879"" indicates that this SKU operates on a Gas Supply Pressure Range of 3.5"" - 14"" W.C. | The -897 indicates that this SKU comes with magnesium anodes. | [8 empty] | No | Not Applicable | Not Applicable | Commercial Water Heating | Water Heating.Gas | 3 | 1 |  |  |  | 238-55256-00 |  |  |  | 238-36612-00 |  | 238-48371-00 |  |  |  |  | Gas | Natural Gas |  |  |  | Indoor |  | Floor Mounted |  | No | Not Applicable | 150 | Category IV | 3 | 3 | 0.75 | 1.5 | Yes | [7 empty] | 199999 BTU/Hr |  |  |  | 60 |  | Not Applicable | On/Off | Yes, it does comply with jurisdictions having 14ng/J NOx Regulations | [6 empty] | 520 | 35 | 32.25 | 67.75 | 541 | 1014 | 28.25 | 56.375 | 28.25 |  | 51.625 |  | 223 | 12.8125 | 41.9375 |  |  |  |  | 53.25 | 39.0625 | [8 empty] | 1 | 54 | 51 | ANSI Z21.10.3-2019/CSA 4.3-2019 | Yes | Yes | Yes | No | Not Applicable | [5 empty] | 40176 | COM GAS NC EF | 7057274
EF60T199E3N2-895 | EF60T199 | Bradford White | 671632556403 | Active | The -895 indicates that this SKU comes with integrated controls and powered anodes. | [9 empty] | No | Not Applicable | Not Applicable | Commercial Water Heating | Water Heating.Gas | 3 | 1 |  |  |  | 238-54447-00 |  |  |  | 238-36612-00 |  | 238-46101-00 |  |  |  |  | Gas | Natural Gas |  |  |  | Indoor |  | Floor Mounted |  | No | Not Applicable | 150 | Category IV | 3 | 3 | 0.75 | 1.5 | Yes | [7 empty] | 199999 BTU/Hr |  |  |  | 60 |  | Not Applicable | On/Off | Yes, it does comply with jurisdictions having 14ng/J NOx Regulations | [6 empty] | 520 | 35 | 32.25 | 67.75 | 541 | 1014 | 28.25 | 56.375 | 28.25 |  | 51.625 |  | 223 | 12.8125 | 41.9375 |  |  |  |  | 53.25 | 39.0625 | [8 empty] | 1 | 54 | 51 | ANSI Z21.10.3-2019/CSA 4.3-2019 | Yes | Yes | Yes | No | Not Applicable | [5 empty] | 40176 | COM GAS NC EF | 7057274
EF60T199E3N2-897 | EF60T199 | Bradford White | 671632575961 | Active | The -897 indicates that this SKU comes with magnesium anodes. | [9 empty] | No | Not Applicable | Not Applicable | Commercial Water Heating | Water Heating.Gas | 3 | 1 |  |  |  | 238-55256-00 |  |  |  | 238-36612-00 |  | 238-46101-00 |  |  |  |  | Gas | Natural Gas |  |  |  | Indoor |  | Floor Mounted |  | No | Not Applicable | 150 | Category IV | 3 | 3 | 0.75 | 1.5 | Yes | [7 empty] | 199999 BTU/Hr |  |  |  | 60 |  | Not Applicable | On/Off | Yes, it does comply with jurisdictions having 14ng/J NOx Regulations | [6 empty] | 520 | 35 | 32.25 | 67.75 | 541 | 1014 | 28.25 | 56.375 | 28.25 |  | 51.625 |  | 223 | 12.8125 | 41.9375 |  |  |  |  | 53.25 | 39.0625 | [8 empty] | 1 | 54 | 51 | ANSI Z21.10.3-2019/CSA 4.3-2019 | Yes | Yes | Yes | No | Not Applicable | [5 empty] | 40176 | COM GAS NC EF | 7057274
EF60T199E3NA2 | EF60T199A | Bradford White | 671632333585 | Active | [10 empty] | No | Not Applicable | Not Applicable | Commercial Water Heating | Water Heating.Gas | 3 | 1 |  |  |  | 238-55256-00 |  |  |  | 238-36612-00 |  | 238-46101-00 |  |  |  |  | Gas | Natural Gas |  |  |  | Indoor |  | Floor Mounted |  | Yes | HLW | 150 | Category IV | 3 | 3 | 0.75 | 1.5 | Yes | [7 empty] | 199999 BTU/Hr |  |  |  | 60 |  | Not Applicable | On/Off | Yes, it does comply with jurisdictions having 14ng/J NOx Regulations | [6 empty] | 570 | 35 | 32.25 | 67.75 | 593 | 1064 | 28.25 | 56.375 | 28.25 |  | 51.625 |  | 223 | 12.8125 | 41.9375 |  |  |  |  | 53.25 | 39.0625 | [8 empty] | 1 | 54 | 51 | ANSI Z21.10.3-2019/CSA 4.3-2019 | Yes | Yes | Yes | No | Not Applicable | [5 empty] | 40166 | COM GAS ASME EF | 7057274
EF60T199E3NA2-806 | EF60T199A | Bradford White | 671632334162 | Active | The ""-806"" indicates that this SKU was designed and certified for Installation in Canada. | [9 empty] | No | Not Applicable | Not Applicable | Commercial Water Heating | Water Heating.Gas | 3 | 1 |  |  |  | 238-55256-00 |  |  |  | 238-36612-00 |  | 238-46101-00 |  |  |  |  | Gas | Natural Gas |  |  |  | Indoor |  | Floor Mounted |  | Yes | HLW | 150 | Category IV | 3 | 3 | 0.75 | 1.5 | Yes | [7 empty] | Not Applicable |  |  |  | 60 |  | Not Applicable | On/Off | Not Applicable | [6 empty] | 570 | 35 | 32.25 | 67.75 | 593 | 1064 | 28.25 | 56.375 | 28.25 |  | 51.625 |  | 223 | 12.8125 | 41.9375 |  |  |  |  | 53.25 | 39.0625 | [8 empty] | 1 | 54 | 51 | Not Applicable | Yes | No | Yes | No | Not Applicable | 238-55335-00 |  |  |  |  | 40166 | COM GAS ASME EF
EF60T199E3NA2-806-897 | EF60T199A | Bradford White | 671632576265 | Active | The ""-806"" indicates that this SKU was designed and certified for Installation in Canada. | The -897 indicates that this SKU comes with magnesium anodes. | [8 empty] | No | Not Applicable | Not Applicable | Commercial Water Heating | Water Heating.Gas | 3 | 1 |  |  |  | 238-55256-00 |  |  |  | 238-36612-00 |  | 238-46101-00 |  |  |  |  | Gas | Natural Gas |  |  |  | Indoor |  | Floor Mounted |  | Yes | HLW | 150 | Category IV | 3 | 3 | 0.75 | 1.5 | Yes | [7 empty] | Not Applicable |  |  |  | 60 |  | Not Applicable | On/Off | Not Applicable | [6 empty] | 570 | 35 | 32.25 | 67.75 | 593 | 1064 | 28.25 | 56.375 | 28.25 |  | 51.625 |  | 223 | 12.8125 | 41.9375 |  |  |  |  | 53.25 | 39.0625 | [8 empty] | 1 | 54 | 51 | Not Applicable | Yes | No | Yes | No | Not Applicable | 238-55335-00 |  |  |  |  | 40166 | COM GAS ASME EF
EF60T199E3NA2-859 | EF60T199A | Bradford White | 671632572281 | Active | The ""-859"" indicates that this SKU comes with a Gas Regulator. | [9 empty] | No | Not Applicable | Not Applicable | Commercial Water Heating | Water Heating.Gas | 3 | 1 |  |  |  | 238-55256-00 |  |  |  | 238-36612-00 |  | 238-46101-00 |  |  |  |  | Gas | Natural Gas |  |  |  | Indoor |  | Floor Mounted |  | Yes | HLW | 150 | Category IV | 3 | 3 | 0.75 | 1.5 | Yes | [7 empty] | 199999 BTU/Hr |  |  |  | 60 |  | Not Applicable | On/Off | Yes, it does comply with jurisdictions having 14ng/J NOx Regulations | [6 empty] | 570 | 35 | 32.25 | 67.75 | 593 | 1064 | 28.25 | 56.375 | 28.25 |  | 51.625 |  | 223 | 12.8125 | 41.9375 |  |  |  |  | 53.25 | 39.0625 | [8 empty] | 1 | 54 | 51 | ANSI Z21.10.3-2019/CSA 4.3-2019 | Yes | Yes | Yes | No | Not Applicable | [5 empty] | 40166 | COM GAS ASME EF | 7057274
EF60T199E3NA2-859-897 | EF60T199A | Bradford White | 671632576340 | Active | The ""-859"" indicates that this SKU comes with a Gas Regulator. | The -897 indicates that this SKU comes with magnesium anodes. | [8 empty] | No | Not Applicable | Not Applicable | Commercial Water Heating | Water Heating.Gas | 3 | 1 |  |  |  | 238-55256-00 |  |  |  | 238-36612-00 |  | 238-46101-00 |  |  |  |  | Gas | Natural Gas |  |  |  | Indoor |  | Floor Mounted |  | Yes | HLW | 150 | Category IV | 3 | 3 | 0.75 | 1.5 | Yes | [7 empty] | 199999 BTU/Hr |  |  |  | 60 |  | Not Applicable | On/Off | Yes, it does comply with jurisdictions having 14ng/J NOx Regulations | [6 empty] | 570 | 35 | 32.25 | 67.75 | 593 | 1064 | 28.25 | 56.375 | 28.25 |  | 51.625 |  | 223 | 12.8125 | 41.9375 |  |  |  |  | 53.25 | 39.0625 | [8 empty] | 1 | 54 | 51 | ANSI Z21.10.3-2019/CSA 4.3-2019 | Yes | Yes | Yes | No | Not Applicable | [5 empty] | 40166 | COM GAS ASME EF | 7057274
EF60T199E3NA2-879 | EF60T199A | Bradford White | 671632713554 | Active | The ""-879"" indicates that this SKU operates on a Gas Supply Pressure Range of 3.5"" - 14"" W.C. | [9 empty] | No | Not Applicable | Not Applicable | Commercial Water Heating | Water Heating.Gas | 3 | 1 |  |  |  | 238-55256-00 |  |  |  | 238-36612-00 |  | 238-48371-00 |  |  |  |  | Gas | Natural Gas |  |  |  | Indoor |  | Floor Mounted |  | Yes | HLW | 150 | Category IV | 3 | 3 | 0.75 | 1.5 | Yes | [7 empty] | 199999 BTU/Hr |  |  |  | 60 |  | Not Applicable | On/Off | Yes, it does comply with jurisdictions having 14ng/J NOx Regulations | [6 empty] | 570 | 35 | 32.25 | 67.75 | 593 | 1064 | 28.25 | 56.375 | 28.25 |  | 51.625 |  | 223 | 12.8125 | 41.9375 |  |  |  |  | 53.25 | 39.0625 | [8 empty] | 1 | 54 | 51 | ANSI Z21.10.3-2019/CSA 4.3-2019 | Yes | Yes | Yes | No | Not Applicable | [5 empty] | 40166 | COM GAS ASME EF | 7057274
EF60T199E3NA2-879-897 | EF60T199A | Bradford White | 671632578146 | Active | The ""-879"" indicates that this SKU operates on a Gas Supply Pressure Range of 3.5"" - 14"" W.C. | The -897 indicates that this SKU comes with magnesium anodes. | [8 empty] | No | Not Applicable | Not Applicable | Commercial Water Heating | Water Heating.Gas | 3 | 1 |  |  |  | 238-55256-00 |  |  |  | 238-36612-00 |  | 238-48371-00 |  |  |  |  | Gas | Natural Gas |  |  |  | Indoor |  | Floor Mounted |  | Yes | HLW | 150 | Category IV | 3 | 3 | 0.75 | 1.5 | Yes | [7 empty] | 199999 BTU/Hr |  |  |  | 60 |  | Not Applicable | On/Off | Yes, it does comply with jurisdictions having 14ng/J NOx Regulations | [6 empty] | 570 | 35 | 32.25 | 67.75 | 593 | 1064 | 28.25 | 56.375 | 28.25 |  | 51.625 |  | 223 | 12.8125 | 41.9375 |  |  |  |  | 53.25 | 39.0625 | [8 empty] | 1 | 54 | 51 | ANSI Z21.10.3-2019/CSA 4.3-2019 | Yes | Yes | Yes | No | Not Applicable | [5 empty] | 40166 | COM GAS ASME EF | 7057274
EF60T199E3NA2-895 | EF60T199A | Bradford White | 671632556410 | Active | The -895 indicates that this SKU comes with integrated controls and powered anodes. | [9 empty] | No | Not Applicable | Not Applicable | Commercial Water Heating | Water Heating.Gas | 3 | 1 |  |  |  | 238-54447-00 |  |  |  | 238-36612-00 |  | 238-46101-00 |  |  |  |  | Gas | Natural Gas |  |  |  | Indoor |  | Floor Mounted |  | Yes | HLW | 150 | Category IV | 3 | 3 | 0.75 | 1.5 | Yes | [7 empty] | 199999 BTU/Hr |  |  |  | 60 |  | Not Applicable | On/Off | Yes, it does comply with jurisdictions having 14ng/J NOx Regulations | [6 empty] | 570 | 35 | 32.25 | 67.75 | 593 | 1064 | 28.25 | 56.375 | 28.25 |  | 51.625 |  | 223 | 12.8125 | 41.9375 |  |  |  |  | 53.25 | 39.0625 | [8 empty] | 1 | 54 | 51 | ANSI Z21.10.3-2019/CSA 4.3-2019 | Yes | Yes | Yes | No | Not Applicable | [5 empty] | 40166 | COM GAS ASME EF | 7057274
EF60T199E3NA2-897 | EF60T199A | Bradford White | 671632576104 | Active | The -897 indicates that this SKU comes with magnesium anodes. | [9 empty] | No | Not Applicable | Not Applicable | Commercial Water Heating | Water Heating.Gas | 3 | 1 |  |  |  | 238-55256-00 |  |  |  | 238-36612-00 |  | 238-46101-00 |  |  |  |  | Gas | Natural Gas |  |  |  | Indoor |  | Floor Mounted |  | Yes | HLW | 150 | Category IV | 3 | 3 | 0.75 | 1.5 | Yes | [7 empty] | 199999 BTU/Hr |  |  |  | 60 |  | Not Applicable | On/Off | Yes, it does comply with jurisdictions having 14ng/J NOx Regulations | [6 empty] | 570 | 35 | 32.25 | 67.75 | 593 | 1064 | 28.25 | 56.375 | 28.25 |  | 51.625 |  | 223 | 12.8125 | 41.9375 |  |  |  |  | 53.25 | 39.0625 | [8 empty] | 1 | 54 | 51 | ANSI Z21.10.3-2019/CSA 4.3-2019 | Yes | Yes | Yes | No | Not Applicable | [5 empty] | 40166 | COM GAS ASME EF | 7057274
EF60T199E5N2 | EF60T199 | Bradford White | 671632575084 | Active | [10 empty] | No | Not Applicable | Not Applicable | Commercial Water Heating | Water Heating.Gas | 5 | 1 |  |  |  | 238-55256-00 |  |  |  | 238-36612-00 |  | 238-46101-00 |  |  |  |  | Gas | Natural Gas |  |  |  | Indoor |  | Floor Mounted |  | No | Not Applicable | 150 | Category IV | 3 | 3 | 0.75 | 1.5 | Yes | [7 empty] | 199999 BTU/Hr |  |  |  | 60 |  | Not Applicable | On/Off | Yes, it does comply with jurisdictions having 14ng/J NOx Regulations | [6 empty] | 520 | 35 | 32.25 | 67.75 | 541 | 1014 | 28.25 | 56.375 | 28.25 |  | 51.625 |  | 223 | 12.8125 | 41.9375 |  |  |  |  | 53.25 | 39.0625 | [8 empty] | 1 | 54 | 51 | ANSI Z21.10.3-2019/CSA 4.3-2019 | Yes | Yes | Yes | No | Not Applicable | [5 empty] | 40176 | COM GAS NC EF | 7057274
EF60T199E5N2-897 | EF60T199 | Bradford White | 671632576425 | Active | The -897 indicates that this SKU comes with magnesium anodes. | [9 empty] | No | Not Applicable | Not Applicable | Commercial Water Heating | Water Heating.Gas | 5 | 1 |  |  |  | 238-55256-00 |  |  |  | 238-36612-00 |  | 238-46101-00 |  |  |  |  | Gas | Natural Gas |  |  |  | Indoor |  | Floor Mounted |  | No | Not Applicable | 150 | Category IV | 3 | 3 | 0.75 | 1.5 | Yes | [7 empty] | 199999 BTU/Hr |  |  |  | 60 |  | Not Applicable | On/Off | Yes, it does comply with jurisdictions having 14ng/J NOx Regulations | [6 empty] | 520 | 35 | 32.25 | 67.75 | 541 | 1014 | 28.25 | 56.375 | 28.25 |  | 51.625 |  | 223 | 12.8125 | 41.9375 |  |  |  |  | 53.25 | 39.0625 | [8 empty] | 1 | 54 | 51 | ANSI Z21.10.3-2019/CSA 4.3-2019 | Yes | Yes | Yes | No | Not Applicable | [5 empty] | 40176 | COM GAS NC EF | 7057274
EF60T199E5NA2 | EF60T199A | Bradford White | 671632865468 | Active | [10 empty] | No | Not Applicable | Not Applicable | Commercial Water Heating | Water Heating.Gas | 5 | 1 |  |  |  | 238-55256-00 |  |  |  | 238-36612-00 |  | 238-46101-00 |  |  |  |  | Gas | Natural Gas |  |  |  | Indoor |  | Floor Mounted |  | Yes | HLW | 150 | Category IV | 3 | 3 | 0.75 | 1.5 | Yes | [7 empty] | 199999 BTU/Hr |  |  |  | 60 |  | Not Applicable | On/Off | Yes, it does comply with jurisdictions having 14ng/J NOx Regulations | [6 empty] | 570 | 35 | 32.25 | 67.75 | 593 | 1064 | 28.25 | 56.375 | 28.25 |  | 51.625 |  | 223 | 12.8125 | 41.9375 |  |  |  |  | 53.25 | 39.0625 | [8 empty] | 1 | 54 | 51 | ANSI Z21.10.3-2019/CSA 4.3-2019 | Yes | Yes | Yes | No | Not Applicable | [5 empty] | 40166 | COM GAS ASME EF | 7057274
EF60T199E5NA2-879 | EF60T199A | Bradford White | 671632898725 | Active | The ""-879"" indicates that this SKU operates on a Gas Supply Pressure Range of 3.5"" - 14"" W.C. | [9 empty] | No | Not Applicable | Not Applicable | Commercial Water Heating | Water Heating.Gas | 5 | 1 |  |  |  | 238-55256-00 |  |  |  | 238-36612-00 |  | 238-48371-00 |  |  |  |  | Gas | Natural Gas |  |  |  | Indoor |  | Floor Mounted |  | Yes | HLW | 150 | Category IV | 3 | 3 | 0.75 | 1.5 | Yes | [7 empty] | 199999 BTU/Hr |  |  |  | 60 |  | Not Applicable | On/Off | Yes, it does comply with jurisdictions having 14ng/J NOx Regulations | [6 empty] | 570 | 35 | 32.25 | 67.75 | 593 | 1064 | 28.25 | 56.375 | 28.25 |  | 51.625 |  | 223 | 12.8125 | 41.9375 |  |  |  |  | 53.25 | 39.0625 | [8 empty] | 1 | 54 | 51 | ANSI Z21.10.3-2019/CSA 4.3-2019 | Yes | Yes | Yes | No | Not Applicable | [5 empty] | 40166 | COM GAS ASME EF | 7057274
EF60T199E5NA2-879-897 | EF60T199A | Bradford White | 671632578313 | Active | The ""-879"" indicates that this SKU operates on a Gas Supply Pressure Range of 3.5"" - 14"" W.C. | The -897 indicates that this SKU comes with magnesium anodes. | [8 empty] | No | Not Applicable | Not Applicable | Commercial Water Heating | Water Heating.Gas | 5 | 1 |  |  |  | 238-55256-00 |  |  |  | 238-36612-00 |  | 238-48371-00 |  |  |  |  | Gas | Natural Gas |  |  |  | Indoor |  | Floor Mounted |  | Yes | HLW | 150 | Category IV | 3 | 3 | 0.75 | 1.5 | Yes | [7 empty] | 199999 BTU/Hr |  |  |  | 60 |  | Not Applicable | On/Off | Yes, it does comply with jurisdictions having 14ng/J NOx Regulations | [6 empty] | 570 | 35 | 32.25 | 67.75 | 593 | 1064 | 28.25 | 56.375 | 28.25 |  | 51.625 |  | 223 | 12.8125 | 41.9375 |  |  |  |  | 53.25 | 39.0625 | [8 empty] | 1 | 54 | 51 | ANSI Z21.10.3-2019/CSA 4.3-2019 | Yes | Yes | Yes | No | Not Applicable | [5 empty] | 40166 | COM GAS ASME EF | 7057274
EF60T199E5NA2-897 | EF60T199A | Bradford White | 671632578320 | Active | The -897 indicates that this SKU comes with magnesium anodes. | [9 empty] | No | Not Applicable | Not Applicable | Commercial Water Heating | Water Heating.Gas | 5 | 1 |  |  |  | 238-55256-00 |  |  |  | 238-36612-00 |  | 238-46101-00 |  |  |  |  | Gas | Natural Gas |  |  |  | Indoor |  | Floor Mounted |  | Yes | HLW | 150 | Category IV | 3 | 3 | 0.75 | 1.5 | Yes | [7 empty] | 199999 BTU/Hr |  |  |  | 60 |  | Not Applicable | On/Off | Yes, it does comply with jurisdictions having 14ng/J NOx Regulations | [6 empty] | 570 | 35 | 32.25 | 67.75 | 593 | 1064 | 28.25 | 56.375 | 28.25 |  | 51.625 |  | 223 | 12.8125 | 41.9375 |  |  |  |  | 53.25 | 39.0625 | [8 empty] | 1 | 54 | 51 | ANSI Z21.10.3-2019/CSA 4.3-2019 | Yes | Yes | Yes | No | Not Applicable | [5 empty] | 40166 | COM GAS ASME EF | 7057274
ERE240L6-1NCWW-CTA | ERE240L | Bradford White | 671632555048 | Active | [10 empty] | No | Not Applicable | Not Applicable | Residential Water Heating | Water Heating.Electric | 6 | 6 |  |  |  | 238-55974-00 |  |  |  | 238-39699-00 |  | 238-54399-00 |  |  |  |  | Electric | Electric Resistance | 240/208 | 1 |  | Indoor |  | Floor Mounted |  | No | Not Applicable | 150 | Not Applicable |  |  |  | 0.75 | No | [7 empty] | 4.5/3.5 kW |  | 49 | 0.91 | 38 | 35 | 21/16 | On/Off | Not Applicable | [6 empty] | 140 | 25 | 25 | 47.4375 | 146 | 429 | 24 | 32.8125 |  |  |  |  | 33.375 | 33.375 | 33.375 | 8 |  |  |  |  | 23.5625 | [8 empty] | 1 | 150 | 201 | UL1453 | Yes | Yes | Yes | No | Not Applicable | [5 empty] | 10332 | RES ELEC | 208573574
ERE240L6-1NCWW-CTA-403 | ERE240L | Bradford White | 671632555055 | Active | The ""-403"" indicates that this SKU comes with a Top T&P Location. | [9 empty] | No | Not Applicable | Not Applicable | Residential Water Heating | Water Heating.Electric | 6 | 6 |  |  |  | 238-55974-00 |  |  |  | 238-39699-00 |  | 238-54399-00 |  |  |  |  | Electric | Electric Resistance | 240/208 | 1 |  | Indoor |  | Floor Mounted |  | No | Not Applicable | 150 | Not Applicable |  |  |  | 0.75 | No | [7 empty] | 4.5/3.5 kW |  | 49 | 0.91 | 38 | 35 | 21/16 | On/Off | Not Applicable | [6 empty] | 140 | 25 | 25 | 47.4375 | 146 | 429 | 24 | 32.8125 |  |  |  |  | 33.375 | 33.375 | 33.375 | 8 |  |  |  |  | 23.5625 | [8 empty] | 1 | 150 | 201 | UL1453 | Yes | Yes | Yes | No | Not Applicable | [5 empty] | 10332 | RES ELEC | 208573574
ERE240LN10-1NCWW-CTA | ERE240LN | Bradford White | 671632654895 | Active | [10 empty] | No | Not Applicable | Not Applicable | Residential Water Heating | Water Heating.Electric | 10 | 6 |  |  |  | 238-55974-00 |  |  |  | 238-39699-00 |  | 238-54399-00 |  |  |  |  | Electric | Electric Resistance | 240/208 | 1 |  | Indoor |  | Floor Mounted |  | No | Not Applicable | 150 | Not Applicable |  |  |  | 0.75 | No | [7 empty] | 4.5/3.5 kW |  | 45 | 0.92 | 37 | 34 | 21/16 | On/Off | Not Applicable | [6 empty] | 140 | 24.94 | 24.75 | 37.13 | 146 | 420 | 24.5 | 31.5 |  |  |  |  | 33.9375 | 33.9375 | 33.9375 | 8 |  |  |  |  | 23.5625 | [8 empty] | 1 | 136 | 180 | UL1453 | Yes | Yes | Yes | No | Not Applicable | [5 empty] | 10332 | RES ELEC | 208573571
ERE240LN10-1NCWW-CTA-403 | ERE240LN | Bradford White | 671632654932 | Active | The ""-403"" indicates that this SKU comes with a Top T&P Location. | [9 empty] | No | Not Applicable | Not Applicable | Residential Water Heating | Water Heating.Electric | 10 | 6 |  |  |  | 238-55974-00 |  |  |  | 238-39699-00 |  | 238-54399-00 |  |  |  |  | Electric | Electric Resistance | 240/208 | 1 |  | Indoor |  | Floor Mounted |  | No | Not Applicable | 150 | Not Applicable |  |  |  | 0.75 | No | [7 empty] | 4.5/3.5 kW |  | 45 | 0.92 | 37 | 34 | 21/16 | On/Off | Not Applicable | [6 empty] | 140 | 24.94 | 24.75 | 37.13 | 146 | 420 | 24.5 | 31.5 |  |  |  |  | 33.9375 | 33.9375 | 33.9375 | 8 |  |  |  |  | 23.5625 | [8 empty] | 1 | 136 | 180 | UL1453 | Yes | Yes | Yes | No | Not Applicable | [5 empty] | 10332 | RES ELEC | 208573571
ERE240LN6-1NCWW-CTA | ERE240LN | Bradford White | 671632555062 | Active | [10 empty] | No | Not Applicable | Not Applicable | Residential Water Heating | Water Heating.Electric | 6 | 6 |  |  |  | 238-55974-00 |  |  |  | 238-39699-00 |  | 238-54399-00 |  |  |  |  | Electric | Electric Resistance | 240/208 | 1 |  | Indoor |  | Floor Mounted |  | No | Not Applicable | 150 | Not Applicable |  |  |  | 0.75 | No | [7 empty] | 4.5/3.5 kW |  | 45 | 0.92 | 37 | 34 | 21/16 | On/Off | Not Applicable | [6 empty] | 140 | 24.94 | 24.75 | 37.13 | 146 | 420 | 24.5 | 31.5 |  |  |  |  | 33.9375 | 33.9375 | 33.9375 | 8 |  |  |  |  | 23.5625 | [8 empty] | 1 | 136 | 180 | UL1453 | Yes | Yes | Yes | No | Not Applicable | [5 empty] | 10332 | RES ELEC | 208573571
ERE240LN6-1NCWW-CTA-403 | ERE240LN | Bradford White | 671632555079 | Active | The ""-403"" indicates that this SKU comes with a Top T&P Location. | [9 empty] | No | Not Applicable | Not Applicable | Residential Water Heating | Water Heating.Electric | 6 | 6 |  |  |  | 238-55974-00 |  |  |  | 238-39699-00 |  | 238-54399-00 |  |  |  |  | Electric | Electric Resistance | 240/208 | 1 |  | Indoor |  | Floor Mounted |  | No | Not Applicable | 150 | Not Applicable |  |  |  | 0.75 | No | [7 empty] | 4.5/3.5 kW |  | 45 | 0.92 | 37 | 34 | 21/16 | On/Off | Not Applicable | [6 empty] | 140 | 24.94 | 24.75 | 37.13 | 146 | 420 | 24.5 | 31.5 |  |  |  |  | 33.9375 | 33.9375 | 33.9375 | 8 |  |  |  |  | 23.5625 | [8 empty] | 1 | 136 | 180 | UL1453 | Yes | Yes | Yes | No | Not Applicable | [5 empty] | 10332 | RES ELEC | 208573571
ERE240S10-1NCWW-CTA | ERE240S | Bradford White | 671632654918 | Active | [10 empty] | No | Not Applicable | Not Applicable | Residential Water Heating | Water Heating.Electric | 10 | 6 |  |  |  | 238-55974-00 |  |  |  | 238-39699-00 |  | 238-54399-00 |  |  |  |  | Electric | Electric Resistance | 240/208 | 1 |  | Indoor |  | Floor Mounted |  | No | Not Applicable | 150 | Not Applicable |  |  |  | 0.75 | No | [7 empty] | 4.5/3.5 kW |  | 48 | 0.91 | 40 | 36 | 21/16 | On/Off | Not Applicable | [6 empty] | 123 | 27.25 | 21.125 | 52.375 | 128 | 420 | 20 | 47.5625 |  |  |  |  | 48.6875 | 48.6875 | 48.6875 | 8 |  |  |  |  | 49.4375 | [8 empty] | 1 | 184 | 176 | UL1453 | Yes | Yes | Yes | No | Not Applicable | [5 empty] | 10332 | RES ELEC | 208573575
ERE240S6-1NCWW-CTA | ERE240S | Bradford White | 671632555086 | Active | [10 empty] | No | Not Applicable | Not Applicable | Residential Water Heating | Water Heating.Electric | 6 | 6 |  |  |  | 238-55974-00 |  |  |  | 238-39699-00 |  | 238-54399-00 |  |  |  |  | Electric | Electric Resistance | 240/208 | 1 |  | Indoor |  | Floor Mounted |  | No | Not Applicable | 150 | Not Applicable |  |  |  | 0.75 | No | [7 empty] | 4.5/3.5 kW |  | 48 | 0.91 | 40 | 36 | 21/16 | On/Off | Not Applicable | [6 empty] | 123 | 27.25 | 21.125 | 52.375 | 128 | 420 | 20 | 47.5625 |  |  |  |  | 48.6875 | 48.6875 | 48.6875 | 8 |  |  |  |  | 49.4375 | [8 empty] | 1 | 184 | 176 | UL1453 | Yes | Yes | Yes | No | Not Applicable | [5 empty] | 10332 | RES ELEC | 208573575
ERE250L10-1NCWW-CTA | ERE250L | Bradford White | 671632655014 | Active | [10 empty] | No | Not Applicable | Not Applicable | Residential Water Heating | Water Heating.Electric | 10 | 6 |  |  |  | 238-55974-00 |  |  |  | 238-39699-00 |  | 238-54399-00 |  |  |  |  | Electric | Electric Resistance | 240/208 | 1 |  | Indoor |  | Floor Mounted |  | No | Not Applicable | 150 | Not Applicable |  |  |  | 0.75 | No | [7 empty] | 4.5/3.5 kW |  | 61 | 0.94 | 47 | 43 | 21/16 | On/Off | Not Applicable | [6 empty] | 165 | 27 | 27 | 49.25 | 172 | 519 | 26 | 33.75 |  |  |  |  | 35.125 | 35.125 | 35.125 | 8 |  |  |  |  | 24.3125 | [8 empty] | 1 | 54 | 51 | UL1453 | Yes | Yes | Yes | No | Not Applicable | [5 empty] | 10332 | RES ELEC | 214776743
ERE250L10-1NCWW-CTA-403 | ERE250L | Bradford White | 671632655021 | Active | The ""-403"" indicates that this SKU comes with a Top T&P Location. | [9 empty] | No | Not Applicable | Not Applicable | Residential Water Heating | Water Heating.Electric | 10 | 6 |  |  |  | 238-55974-00 |  |  |  | 238-39699-00 |  | 238-54399-00 |  |  |  |  | Electric | Electric Resistance | 240/208 | 1 |  | Indoor |  | Floor Mounted |  | No | Not Applicable | 150 | Not Applicable |  |  |  | 0.75 | No | [7 empty] | 4.5/3.5 kW |  | 61 | 0.94 | 47 | 43 | 21/16 | On/Off | Not Applicable | [6 empty] | 165 | 27 | 27 | 49.25 | 172 | 519 | 26 | 33.75 |  |  |  |  | 35.125 | 35.125 | 35.125 | 8 |  |  |  |  | 24.3125 | [8 empty] | 1 | 54 | 51 | UL1453 | Yes | Yes | Yes | No | Not Applicable | [5 empty] | 10332 | RES ELEC | 214776743
ERE250L6-1NCWW-CTA | ERE250L | Bradford White | 671632650279 | Active | [10 empty] | No | Not Applicable | Not Applicable | Residential Water Heating | Water Heating.Electric | 6 | 6 |  |  |  | 238-55974-00 |  |  |  | 238-39699-00 |  | 238-54399-00 |  |  |  |  | Electric | Electric Resistance | 240/208 | 1 |  | Indoor |  | Floor Mounted |  | No | Not Applicable | 150 | Not Applicable |  |  |  | 0.75 | No | [7 empty] | 4.5/3.5 kW |  | 61 | 0.94 | 47 | 43 | 21/16 | On/Off | Not Applicable | [6 empty] | 165 | 27 | 27 | 49.25 | 172 | 519 | 26 | 33.75 |  |  |  |  | 35.125 | 35.125 | 35.125 | 8 |  |  |  |  | 24.3125 | [8 empty] | 1 | 54 | 51 | UL174 | Yes | Yes | Yes | No | Not Applicable | [5 empty] | 10332 | RES ELEC | 214776743
ERE250L6-1NCWW-CTA-403 | ERE250L | Bradford White | 671632650286 | Active | The ""-403"" indicates that this SKU comes with a Top T&P Location. | [9 empty] | No | Not Applicable | Not Applicable | Residential Water Heating | Water Heating.Electric | 6 | 6 |  |  |  | 238-55974-00 |  |  |  | 238-39699-00 |  | 238-54399-00 |  |  |  |  | Electric | Electric Resistance | 240/208 | 1 |  | Indoor |  | Floor Mounted |  | No | Not Applicable | 150 | Not Applicable |  |  |  | 0.75 | No | [7 empty] | 4.5/3.5 kW |  | 61 | 0.94 | 47 | 43 | 21/16 | On/Off | Not Applicable | [6 empty] | 165 | 27 | 27 | 49.25 | 172 | 519 | 26 | 33.75 |  |  |  |  | 35.125 | 35.125 | 35.125 | 8 |  |  |  |  | 24.3125 | [8 empty] | 1 | 54 | 51 | UL174 | Yes | Yes | Yes | No | Not Applicable | [5 empty] | 10332 | RES ELEC | 214776743
ERE250LN10-1NCWW-CTA | ERE250LN | Bradford White | 671632654925 | Active | [10 empty] | No | Not Applicable | Not Applicable | Residential Water Heating | Water Heating.Electric | 10 | 6 |  |  |  | 238-55974-00 |  |  |  | 238-39699-00 |  | 238-54399-00 |  |  |  |  | Electric | Electric Resistance | 240/208 | 1 |  | Indoor |  | Floor Mounted |  | No | Not Applicable | 150 | Not Applicable |  |  |  | 0.75 | No | [7 empty] | 4.5/3.5 kW |  | 61 | 0.92 | 47 | 43 | 21/16 | On/Off | Not Applicable | [6 empty] | 165 | 27 | 27 | 38.5 | 172 | 519 | 26 | 33.75 |  |  |  |  | 35.125 | 35.125 | 35.125 | 8 |  |  |  |  | 24.3125 | [8 empty] | 1 | 138 | 186 | UL1453 | Yes | Yes | Yes | No | Not Applicable | [5 empty] | 10332 | RES ELEC | 208573584
ERE250LN10-1NCWW-CTA-403 | ERE250LN | Bradford White | 671632654963 | Active | The ""-403"" indicates that this SKU comes with a Top T&P Location. | [9 empty] | No | Not Applicable | Not Applicable | Residential Water Heating | Water Heating.Electric | 10 | 6 |  |  |  | 238-55974-00 |  |  |  | 238-39699-00 |  | 238-54399-00 |  |  |  |  | Electric | Electric Resistance | 240/208 | 1 |  | Indoor |  | Floor Mounted |  | No | Not Applicable | 150 | Not Applicable |  |  |  | 0.75 | No | [7 empty] | 4.5/3.5 kW |  | 61 | 0.92 | 47 | 43 | 21/16 | On/Off | Not Applicable | [6 empty] | 165 | 27 | 27 | 38.5 | 172 | 519 | 26 | 33.75 |  |  |  |  | 35.125 | 35.125 | 35.125 | 8 |  |  |  |  | 24.3125 | [8 empty] | 1 | 138 | 186 | UL1453 | Yes | Yes | Yes | No | Not Applicable | [5 empty] | 10332 | RES ELEC | 208573584
ERE250LN6-1NCWW-CTA-403 | ERE250LN | Bradford White | 671632555109 | Active | The ""-403"" indicates that this SKU comes with a Top T&P Location. | [9 empty] | No | Not Applicable | Not Applicable | Residential Water Heating | Water Heating.Electric | 6 | 6 |  |  |  | 238-55974-00 |  |  |  | 238-39699-00 |  | 238-54399-00 |  |  |  |  | Electric | Electric Resistance | 240/208 | 1 |  | Indoor |  | Floor Mounted |  | No | Not Applicable | 150 | Not Applicable |  |  |  | 0.75 | No | [7 empty] | 4.5/3.5 kW |  | 61 | 0.92 | 47 | 43 | 21/16 | On/Off | Not Applicable | [6 empty] | 165 | 27 | 27 | 38.5 | 172 | 519 | 26 | 33.75 |  |  |  |  | 35.125 | 35.125 | 35.125 | 8 |  |  |  |  | 24.3125 | [8 empty] | 1 | 138 | 186 | UL174 | Yes | Yes | Yes | No | Not Applicable | [5 empty] | 10332 | RES ELEC | 208573584
ERE250S10-1NCWW-CTA | ERE250S | Bradford White | 671632655007 | Active | [10 empty] | No | Not Applicable | Not Applicable | Residential Water Heating | Water Heating.Electric | 10 | 6 |  |  |  | 238-55974-00 |  |  |  | 238-39699-00 |  | 238-54399-00 |  |  |  |  | Electric | Electric Resistance | 240/208 | 1 |  | Indoor |  | Floor Mounted |  | No | Not Applicable | 150 | Not Applicable |  |  |  | 0.75 | No | [7 empty] | 4.5/3.5 kW |  | 60 | 0.92 | 50 | 45 | 21/16 | On/Off | Not Applicable | [6 empty] | 143 | 29.25 | 23 | 52.25 | 149 | 514 | 22 | 47.625 |  |  |  |  | 48.5 | 48.5 | 48.5 | 8 |  |  |  |  | 49.4375 | [8 empty] | 1 | 168 | 160 | UL1453 | Yes | Yes | Yes | No | Not Applicable | [5 empty] | 10332 | RES ELEC | 208573576
ERE250S6-1NCWW-CTA | ERE250S | Bradford White | 671632555123 | Active | [10 empty] | No | Not Applicable | Not Applicable | Residential Water Heating | Water Heating.Electric | 6 | 6 |  |  |  | 238-55974-00 |  |  |  | 238-39699-00 |  | 238-54399-00 |  |  |  |  | Electric | Electric Resistance | 240/208 | 1 |  | Indoor |  | Floor Mounted |  | No | Not Applicable | 150 | Not Applicable |  |  |  | 0.75 | No | [7 empty] | 4.5/3.5 kW |  | 60 | 0.92 | 50 | 45 | 21/16 | On/Off | Not Applicable | [6 empty] | 143 | 29.25 | 23 | 52.25 | 149 | 514 | 22 | 47.625 |  |  |  |  | 48.5 | 48.5 | 48.5 | 8 |  |  |  |  | 49.4375 | [8 empty] | 1 | 168 | 160 | UL174 | Yes | Yes | Yes | No | Not Applicable | [5 empty] | 10332 | RES ELEC | 208573576
ERE250T10-1NCWW-CTA | ERE250T | Bradford White | 671632654970 | Active | [10 empty] | No | Not Applicable | Not Applicable | Residential Water Heating | Water Heating.Electric | 10 | 6 |  |  |  | 238-55974-00 |  |  |  | 238-39699-00 |  | 238-54399-00 |  |  |  |  | Electric | Electric Resistance | 240/208 | 1 |  | Indoor |  | Floor Mounted |  | No | Not Applicable | 150 | Not Applicable |  |  |  | 0.75 | No | [7 empty] | 4.5/3.5 kW |  | 64 | 0.92 | 50 | 45 | 21/16 | On/Off | Not Applicable | [6 empty] | 125 | 21 | 21 | 63.375 | 130 | 496 | 20 | 58.75 |  |  |  |  | 59.5625 | 59.5625 | 59.5625 | 8 |  |  |  |  | 60.25 | [8 empty] | 1 | 120 | 120 | UL1453 | Yes | Yes | Yes | No | Not Applicable | [5 empty] | 10332 | RES ELEC | 208573586
ERE255T10-1NCWW-CTA | ERE255T | Bradford White | 671632654987 | Active | [10 empty] | No | Not Applicable | Not Applicable | Residential Water Heating | Water Heating.Electric | 10 | 6 |  |  |  | 238-55974-00 |  |  |  | 238-39699-00 |  | 238-54399-00 |  |  |  |  | Electric | Electric Resistance | 240/208 | 1 |  | Indoor |  | Floor Mounted |  | No | Not Applicable | 150 | Not Applicable |  |  |  | 0.75 | No | [7 empty] | 4.5/3.5 kW |  | 75 | 0.93 | 55 | 55 | 21/16 | On/Off | Not Applicable | [6 empty] | 142 | 24.0625 | 23.875 | 61.3125 | 148 | 596 | 23 | 56.9375 |  |  |  |  | 58.1875 | 58.1875 | 58.1875 | 8 |  |  |  |  | 58.1875 | [8 empty] | 1 | 104 | 100 | UL1453 | Yes | Yes | Yes | No | Not Applicable | [5 empty] | 10332 | RES ELEC | 208573588
ERE255T6-1NCWW-CTA | ERE255T | Bradford White | 671632555161 | Active | [10 empty] | No | Not Applicable | Not Applicable | Residential Water Heating | Water Heating.Electric | 6 | 6 |  |  |  | 238-55974-00 |  |  |  | 238-39699-00 |  | 238-54399-00 |  |  |  |  | Electric | Electric Resistance | 240/208 | 1 |  | Indoor |  | Floor Mounted |  | No | Not Applicable | 150 | Not Applicable |  |  |  | 0.75 | No | [7 empty] | 4.5/3.5 kW |  | 75 | 0.93 | 55 | 55 | 21/16 | On/Off | Not Applicable | [6 empty] | 142 | 24.0625 | 23.875 | 61.3125 | 148 | 596 | 23 | 56.9375 |  |  |  |  | 58.1875 | 58.1875 | 58.1875 | 8 |  |  |  |  | 58.1875 | [8 empty] | 1 | 104 | 100 | UL1453 | Yes | Yes | Yes | No | Not Applicable | [5 empty] | 10332 | RES ELEC | 208573588
ERE340S10-1NCWW-CTA | ERE340S | Bradford White | 671632654994 | Active | [10 empty] | No | Not Applicable | Not Applicable | Residential Water Heating | Water Heating.Electric | 10 | 6 |  |  |  | 238-55974-00 |  |  |  | 238-39699-00 |  | 238-54399-00 |  |  |  |  | Electric | Electric Resistance | 240/208 | 1 |  | Indoor |  | Floor Mounted |  | No | Not Applicable | 150 | Not Applicable |  |  |  | 0.75 | No | [7 empty] | 4.5/3.5 kW |  | 49 | 0.91 | 40 | 36 | 21/16 | On/Off | Not Applicable | [6 empty] | 114 | 23 | 23 | 52.125 | 119 | 411 | 22 | 47.625 |  |  |  |  | 48.6875 | 48.6875 | 48.6875 | 8 |  |  |  |  | 49.4375 | [8 empty] | 1 | 216 | 208 | UL1453 | Yes | Yes | Yes | No | Not Applicable | [5 empty] | 10332 | RES ELEC | 208573579
ERE340S6-1NCWW-CTA | ERE340S | Bradford White | 671632555154 | Active | [10 empty] | No | Not Applicable | Not Applicable | Residential Water Heating | Water Heating.Electric | 6 | 6 |  |  |  | 238-55974-00 |  |  |  | 238-39699-00 |  | 238-54399-00 |  |  |  |  | Electric | Electric Resistance | 240/208 | 1 |  | Indoor |  | Floor Mounted |  | No | Not Applicable | 150 | Not Applicable |  |  |  | 0.75 | No | [7 empty] | 4.5/3.5 kW |  | 49 | 0.91 | 40 | 36 | 21/16 | On/Off | Not Applicable | [6 empty] | 114 | 23 | 23 | 52.125 | 119 | 411 | 22 | 47.625 |  |  |  |  | 48.6875 | 48.6875 | 48.6875 | 8 |  |  |  |  | 49.4375 | [8 empty] | 1 | 216 | 208 | UL1453 | Yes | Yes | Yes | No | Not Applicable | [5 empty] | 10332 | RES ELEC | 208573579
ERE340T10-1NCWW-CTA | ERE340T | Bradford White | 671632655038 | Active | [10 empty] | No | Not Applicable | Not Applicable | Residential Water Heating | Water Heating.Electric | 10 | 6 |  |  |  | 238-55974-00 |  |  |  | 238-39699-00 |  | 238-54399-00 |  |  |  |  | Electric | Electric Resistance | 240/208 | 1 |  | Indoor |  | Floor Mounted |  | No | Not Applicable | 150 | Not Applicable |  |  |  | 0.75 | No | [7 empty] | 4.5/3.5 kW |  | 53 | 0.92 | 40 | 36 | 21/16 | On/Off | Not Applicable | [6 empty] | 125 | 21 | 21 | 65.25 | 130 | 422 | 20 | 60.4375 |  |  |  |  | 61.25 | 61.25 | 61.25 | 8 |  |  |  |  | 62.4375 | [8 empty] | 1 | 120 | 116 | UL1453 | Yes | Yes | Yes | No | Not Applicable | [5 empty] | 10332 | RES ELEC | 208573580
ERE340T6-1NCWW-CTA | ERE340T | Bradford White | 671632555116 | Active | [10 empty] | No | Not Applicable | Not Applicable | Residential Water Heating | Water Heating.Electric | 6 | 6 |  |  |  | 238-55974-00 |  |  |  | 238-39699-00 |  | 238-54399-00 |  |  |  |  | Electric | Electric Resistance | 240/208 | 1 |  | Indoor |  | Floor Mounted |  | No | Not Applicable | 150 | Not Applicable |  |  |  | 0.75 | No | [7 empty] | 4.5/3.5 kW |  | 53 | 0.92 | 40 | 36 | 21/16 | On/Off | Not Applicable | [6 empty] | 125 | 21 | 21 | 65.25 | 130 | 422 | 20 | 60.4375 |  |  |  |  | 61.25 | 61.25 | 61.25 | 8 |  |  |  |  | 62.4375 | [8 empty] | 1 | 120 | 116 | UL1453 | Yes | Yes | Yes | No | Not Applicable | [5 empty] | 10332 | RES ELEC | 208573580
ERE350S6-1NCWW-CTA | ERE350S | Bradford White | 671632555178 | Active | [10 empty] | No | Not Applicable | Not Applicable | Residential Water Heating | Water Heating.Electric | 6 | 6 |  |  |  | 238-55974-00 |  |  |  | 238-39699-00 |  | 238-54399-00 |  |  |  |  | Electric | Electric Resistance | 240/208 | 1 |  | Indoor |  | Floor Mounted |  | No | Not Applicable | 150 | Not Applicable |  |  |  | 0.75 | No | [7 empty] | 4.5/3.5 kW |  | 60 | 0.92 | 50 | 45 | 21/16 | On/Off | Not Applicable | [6 empty] | 144 | 25 | 25 | 52.125 | 150 | 515 | 24 | 47.625 |  |  |  |  | 48.5625 | 48.5625 | 48.5625 | 8 |  |  |  |  | 49.4375 | [8 empty] | 1 | 150 | 144 | UL1453 | Yes | Yes | Yes | No | Not Applicable | [5 empty] | 10332 | RES ELEC | 208573582
LC2PDV50H763N | LC2PDV50H | Bradford White | 671632998104 | Active | [10 empty] | No | Not Applicable | Not Applicable | Commercial Water Heating | Water Heating.Gas | 3 | 1 |  |  |  | 238-53250-00 |  |  |  | 238-36612-00 | [6 empty] | Gas | Natural Gas |  |  |  | Indoor |  | Floor Mounted |  | No | Not Applicable | 150 |  | 2 | 2 | 0.5 | 0.75 | Yes | [7 empty] | 76000 BTU/Hr |  | 125 | 0.8 | 50 | 48 | Not Applicable | On/Off | No, it does not comply with jurisdictions having 14ng/J NOx Regulations | [6 empty] | 290 | 32.8125 | 24.875 | 71.5 | 302 | 686 | 24 | 56.25 | 33.75 | 67.4375 |  |  | 57 |  |  | 8 |  | 15.625 | 46.375 | 14.125 | 46.375 | [8 empty] | 1 | 76 | 76 | ANSI Z21.10.3-2017/CSA 4.3-2017 | Yes | Yes | Yes | No | Not Applicable | [5 empty] | 40141 | COM GAS PDV COND LT DUTY | 205573465
LC2PDV50H763N-457 | LC2PDV50H | Bradford White | 671632999538 | Active | The -457 indicates that this SKU was designed and certified for Installation in Canada. | [9 empty] | No | Not Applicable | Not Applicable | Commercial Water Heating | Water Heating.Gas | 3 | 1 |  |  |  | 238-53250-00 |  |  |  | 238-36612-00 |  | 238-48875-00 |  |  |  |  | Gas | Natural Gas |  |  |  | Indoor |  | Floor Mounted |  | No | Not Applicable | 150 |  | 2 | 2 | 0.5 | 0.75 | Yes | [7 empty] | 76000 BTU/Hr |  | 125 | 0.8 | 50 | 48 | Not Applicable | On/Off | No, it does not comply with jurisdictions having 14ng/J NOx Regulations | [6 empty] | 290 | 32.8125 | 24.875 | 71.5 | 302 | 686 | 24 | 56.25 | 33.75 | 67.4375 |  |  | 57 |  |  | 8 |  | 15.625 | 46.375 | 14.125 | 46.375 | [8 empty] | 1 | 76 | 76 | ANSI Z21.10.3-2019/CSA 4.3-2019 | Yes | No | Yes | No | Not Applicable | 238-53303-00 |  |  |  | 238-45656-00 | 40141 | COM GAS PDV COND LT DUTY
LC2PDV50H763N-475 | LC2PDV50H | Bradford White | 671632999934 | Active | The ""-475"" indicates that this SKU was designed to operate in Altitudes between 2,001 feet and 7,000 feet. | [9 empty] | No | Not Applicable | Not Applicable | Commercial Water Heating | Water Heating.Gas | 3 | 1 |  |  |  | 238-53250-00 |  |  |  | 238-36612-00 | [6 empty] | Gas | Natural Gas |  |  |  | Indoor |  | Floor Mounted |  | No | Not Applicable | 150 |  | 2 | 2 | 0.5 | 0.75 | Yes | [7 empty] | 76000 BTU/Hr |  | 125 | 0.8 | 50 | 48 | Not Applicable | On/Off | No, it does not comply with jurisdictions having 14ng/J NOx Regulations | [6 empty] | 290 | 32.8125 | 24.875 | 71.5 | 302 | 686 | 24 | 56.25 | 33.75 | 67.4375 |  |  | 57 |  |  | 8 |  | 15.625 | 46.375 | 14.125 | 46.375 | [8 empty] | 1 | 76 | 76 | ANSI Z21.10.3-2017/CSA 4.3-2017 | Yes | Yes | Yes | No | Not Applicable | [5 empty] | 40141 | COM GAS PDV COND LT DUTY | 205573465
LC2PDV50H763X | LC2PDV50H | Bradford White | 671632998678 | Active | [10 empty] | No | Not Applicable | Not Applicable | Commercial Water Heating | Water Heating.Gas | 3 | 1 |  |  |  | 238-53250-00 |  |  |  | 238-36612-00 | [6 empty] | Gas | Liquid Propane |  |  |  | Indoor |  | Floor Mounted |  | No | Not Applicable | 150 |  | 2 | 2 | 0.5 | 0.75 | Yes | [7 empty] | 76000 BTU/Hr |  | 125 | 0.8 | 50 | 48 | Not Applicable | On/Off | Not Applicable | [6 empty] | 290 | 32.8125 | 24.875 | 71.5 | 302 | 686 | 24 | 56.25 | 33.75 | 67.4375 |  |  | 57 |  |  | 8 |  | 15.625 | 46.375 | 14.125 | 46.375 | [8 empty] | 1 | 76 | 76 | ANSI Z21.10.3-2017/CSA 4.3-2017 | Yes | Yes | Yes | No | Not Applicable | [5 empty] | 40141 | COM GAS PDV COND LT DUTY | 205573466
LC2PDV50H763X-457 | LC2PDV50H | Bradford White | 671632998760 | Active | The -457 indicates that this SKU was designed and certified for Installation in Canada. | [9 empty] | No | Not Applicable | Not Applicable | Commercial Water Heating | Water Heating.Gas | 3 | 1 |  |  |  | 238-53250-00 |  |  |  | 238-36612-00 |  | 238-48875-00 |  |  |  |  | Gas | Liquid Propane |  |  |  | Indoor |  | Floor Mounted |  | No | Not Applicable | 150 |  | 2 | 2 | 0.5 | 0.75 | Yes | [7 empty] | 76000 BTU/Hr |  | 125 | 0.8 | 50 | 48 | Not Applicable | On/Off | Not Applicable | [6 empty] | 290 | 32.8125 | 24.875 | 71.5 | 302 | 686 | 24 | 56.25 | 33.75 | 67.4375 |  |  | 57 |  |  | 8 |  | 15.625 | 46.375 | 14.125 | 46.375 | [8 empty] | 1 | 76 | 76 | ANSI Z21.10.3-2019/CSA 4.3-2019 | Yes | No | Yes | No | Not Applicable | 238-53303-00 |  |  |  | 238-45656-00 | 40141 | COM GAS PDV COND LT DUTY
LC2PDV50H763X-475 | LC2PDV50H | Bradford White | 671632314263 | Active | The ""-475"" indicates that this SKU was designed to operate in Altitudes between 2,001 feet and 7,000 feet. | [9 empty] | No | Not Applicable | Not Applicable | Commercial Water Heating | Water Heating.Gas | 3 | 1 |  |  |  | 238-53250-00 |  |  |  | 238-36612-00 | [6 empty] | Gas | Liquid Propane |  |  |  | Indoor |  | Floor Mounted |  | No | Not Applicable | 150 |  | 2 | 2 | 0.5 | 0.75 | Yes | [7 empty] | 76000 BTU/Hr |  | 125 | 0.8 | 50 | 48 | Not Applicable | On/Off | Not Applicable | [6 empty] | 290 | 32.8125 | 24.875 | 71.5 | 302 | 686 | 24 | 56.25 | 33.75 | 67.4375 |  |  | 57 |  |  | 8 |  | 15.625 | 46.375 | 14.125 | 46.375 | [8 empty] | 1 | 76 | 76 | ANSI Z21.10.3-2017/CSA 4.3-2017 | Yes | Yes | Yes | No | Not Applicable | [5 empty] | 40141 | COM GAS PDV COND LT DUTY | 205573466
LC2PDV50H765N | LC2PDV50H | Bradford White | 671632328727 | Active | [10 empty] | No | Not Applicable | Not Applicable | Commercial Water Heating | Water Heating.Gas | 5 | 1 |  |  |  | 238-53250-00 |  |  |  | 238-36612-00 | [6 empty] | Gas | Natural Gas |  |  |  | Indoor |  | Floor Mounted |  | No | Not Applicable | 150 |  | 2 | 2 | 0.5 | 0.75 | Yes | [7 empty] | 76000 BTU/Hr |  | 125 | 0.8 | 50 | 48 | Not Applicable | On/Off | No, it does not comply with jurisdictions having 14ng/J NOx Regulations | [6 empty] | 290 | 32.8125 | 24.875 | 71.5 | 302 | 686 | 24 | 56.25 | 33.75 | 67.4375 |  |  | 57 |  |  | 8 |  | 15.625 | 46.375 | 14.125 | 46.375 | [8 empty] | 1 | 76 | 76 | ANSI Z21.10.3-2017/CSA 4.3-2017 | Yes | Yes | Yes | No | Not Applicable | [5 empty] | 40141 | COM GAS PDV COND LT DUTY | 205573465
LC2PDV50H765N-475 | LC2PDV50H | Bradford White | 671632638406 | Active | The ""-475"" indicates that this SKU was designed to operate in Altitudes between 2,001 feet and 7,000 feet. | [9 empty] | No | Not Applicable | Not Applicable | Commercial Water Heating | Water Heating.Gas | 5 | 1 |  |  |  | 238-53250-00 |  |  |  | 238-36612-00 | [6 empty] | Gas | Natural Gas |  |  |  | Indoor |  | Floor Mounted |  | No | Not Applicable | 150 |  | 2 | 2 | 0.5 | 0.75 | Yes | [7 empty] | 76000 BTU/Hr |  | 125 | 0.8 | 50 | 48 | Not Applicable | On/Off | No, it does not comply with jurisdictions having 14ng/J NOx Regulations | [6 empty] | 290 | 32.8125 | 24.875 | 71.5 | 302 | 686 | 24 | 56.25 | 33.75 | 67.4375 |  |  | 57 |  |  | 8 |  | 15.625 | 46.375 | 14.125 | 46.375 | [8 empty] | 1 | 76 | 76 | ANSI Z21.10.3-2019/CSA 4.3-2019 | Yes | Yes | Yes | No | Not Applicable | [5 empty] | 40141 | COM GAS PDV COND LT DUTY | 205573465
LC2PV50H763N | LC2PV50H | Bradford White | 671632821358 | Active | [10 empty] | No | Not Applicable | Not Applicable | Commercial Water Heating | Water Heating.Gas | 3 | 1 |  |  |  | 238-50845-00 |  |  |  | 238-36612-00 | [6 empty] | Gas | Natural Gas |  |  |  | Indoor |  | Floor Mounted |  | No | Not Applicable | 150 | Category IV | 4 |  | 0.5 | 0.75 | Yes | [7 empty] | 76000 BTU/Hr |  | 120 | 0.8 | 50 | 48 | Not Applicable | On/Off | No, it does not comply with jurisdictions having 14ng/J NOx Regulations | [6 empty] | 225 | 32.8125 | 24.875 | 71.5 | 234 | 621 | 24 | 56.25 | 33.75 | 67.4375 |  |  | 57 |  |  | 8 |  | 15.625 | 46.375 | 14.125 | 46.375 | [8 empty] | 1 | 76 | 76 | ANSI Z21.10.3-2019/CSA 4.3-2019 | Yes | Yes | Yes | No | Not Applicable | [5 empty] | 40140 | COM GAS PV COND LT DUTY | 200094562
LC2PV50H763N-254 | LC2PV50H | Bradford White | 671632639885 | Active | The ""-254"" indicates that this SKU was designed to operate in Altitudes ranging from 0 to 4,500 feet (0-1370 meters), and are certified for Installation in Canada. | [9 empty] | No | Not Applicable | Not Applicable | Commercial Water Heating | Water Heating.Gas | 3 | 1 |  |  |  | 238-50845-00 |  |  |  | 238-36612-00 |  | 238-48875-00 |  |  |  |  | Gas | Natural Gas |  |  |  | Indoor |  | Floor Mounted |  | No | Not Applicable | 150 | Category IV | 4 |  | 0.5 | 0.75 | Yes | [7 empty] | 68400 BTU/Hr |  | 120 | 0.8 | 50 | 48 | Not Applicable | On/Off | No, it does not comply with jurisdictions having 10ng/J NOx Regulations | [6 empty] | 225 | 32.8125 | 24.875 | 71.5 | 234 | 621 | 24 | 56.25 | 33.75 | 67.4375 |  |  | 57 |  |  | 8 |  | 15.625 | 46.375 | 14.125 | 46.375 | [8 empty] | 1 | 76 | 76 | ANSI Z21.10.1-2019/CSA 4.1-2019 | Yes | No | Yes | No | Not Applicable | 238-51037-00 |  |  |  | 238-45656-00 | 40140 | COM GAS PV COND LT DUTY
LC2PV50H763N-457 | LC2PV50H | Bradford White | 671632134953 | Active | The -457 indicates that this SKU was designed and certified for Installation in Canada. | [9 empty] | No | Not Applicable | Not Applicable | Commercial Water Heating | Water Heating.Gas | 3 | 1 |  |  |  | 238-50845-00 |  |  |  | 238-36612-00 |  | 238-48875-00 |  |  |  |  | Gas | Natural Gas |  |  |  | Indoor |  | Floor Mounted |  | No | Not Applicable | 150 | Category IV | 4 |  | 0.5 | 0.75 | Yes | [7 empty] | 76000 BTU/Hr |  | 120 | 0.8 | 50 | 48 | Not Applicable | On/Off | No, it does not comply with jurisdictions having 14ng/J NOx Regulations | [6 empty] | 225 | 32.8125 | 24.875 | 71.5 | 234 | 621 | 24 | 56.25 | 33.75 | 67.4375 |  |  | 57 |  |  | 8 |  | 15.625 | 46.375 | 14.125 | 46.375 | [8 empty] | 1 | 76 | 76 | ANSI Z21.10.3-2019/CSA 4.3-2019 | Yes | No | Yes | No | Not Applicable | 238-51037-00 |  |  |  | 238-45656-00 | 40140 | COM GAS PV COND LT DUTY
LC2PV50H763N-475 | LC2PV50H | Bradford White | 671632826148 | Active | The ""-475"" indicates that this SKU was designed to operate in Altitudes between 2,001 feet and 7,000 feet. | [9 empty] | No | Not Applicable | Not Applicable | Commercial Water Heating | Water Heating.Gas | 3 | 1 |  |  |  | 238-50845-00 |  |  |  | 238-36612-00 | [6 empty] | Gas | Natural Gas |  |  |  | Indoor |  | Floor Mounted |  | No | Not Applicable | 150 | Category IV | 4 |  | 0.5 | 0.75 | Yes | [7 empty] | 76000 BTU/Hr |  | 120 | 0.8 | 50 | 48 | Not Applicable | On/Off | No, it does not comply with jurisdictions having 14ng/J NOx Regulations | [6 empty] | 225 | 32.8125 | 24.875 | 71.5 | 234 | 621 | 24 | 56.25 | 33.75 | 67.4375 |  |  | 57 |  |  | 8 |  | 15.625 | 46.375 | 14.125 | 46.375 | [8 empty] | 1 | 76 | 76 | ANSI Z21.10.3-2019/CSA 4.3-2019 | Yes | Yes | Yes | No | Not Applicable | [5 empty] | 40140 | COM GAS PV COND LT DUTY | 200094562
LC2PV50H763X | LC2PV50H | Bradford White | 671632821365 | Active | [10 empty] | No | Not Applicable | Not Applicable | Commercial Water Heating | Water Heating.Gas | 3 | 1 |  |  |  | 238-50845-00 |  |  |  | 238-36612-00 | [6 empty] | Gas | Liquid Propane |  |  |  | Indoor |  | Floor Mounted |  | No | Not Applicable | 150 | Category IV | 4 |  | 0.5 | 0.75 | Yes | [7 empty] | 76000 BTU/Hr |  | 120 | 0.8 | 50 | 48 | Not Applicable | On/Off | Not Applicable | [6 empty] | 225 | 32.8125 | 24.875 | 71.5 | 234 | 621 | 24 | 56.25 | 33.75 | 67.4375 |  |  | 57 |  |  | 8 |  | 15.625 | 46.375 | 14.125 | 46.375 | [8 empty] | 1 | 76 | 76 | ANSI Z21.10.3-2019/CSA 4.3-2019 | Yes | Yes | Yes | No | Not Applicable | [5 empty] | 40140 | COM GAS PV COND LT DUTY | 200094564
LC2PV50H763X-457 | LC2PV50H | Bradford White | 671632134946 | Active | The -457 indicates that this SKU was designed and certified for Installation in Canada. | [9 empty] | No | Not Applicable | Not Applicable | Commercial Water Heating | Water Heating.Gas | 3 | 1 |  |  |  | 238-50845-00 |  |  |  | 238-36612-00 |  | 238-48875-00 |  |  |  |  | Gas | Liquid Propane |  |  |  | Indoor |  | Floor Mounted |  | No | Not Applicable | 150 | Category IV | 4 |  | 0.5 | 0.75 | Yes | [7 empty] | 76000 BTU/Hr |  | 120 | 0.8 | 50 | 48 | Not Applicable | On/Off | Not Applicable | [6 empty] | 225 | 32.8125 | 24.875 | 71.5 | 234 | 621 | 24 | 56.25 | 33.75 | 67.4375 |  |  | 57 |  |  | 8 |  | 15.625 | 46.375 | 14.125 | 46.375 | [8 empty] | 1 | 76 | 76 | ANSI Z21.10.3-2019/CSA 4.3-2019 | Yes | No | Yes | No | Not Applicable | 238-51037-00 |  |  |  | 238-45656-00 | 40140 | COM GAS PV COND LT DUTY
LC2PV50H763X-475 | LC2PV50H | Bradford White | 671632826162 | Active | The ""-475"" indicates that this SKU was designed to operate in Altitudes between 2,001 feet and 7,000 feet. | [9 empty] | No | Not Applicable | Not Applicable | Commercial Water Heating | Water Heating.Gas | 3 | 1 |  |  |  | 238-50845-00 |  |  |  | 238-36612-00 | [6 empty] | Gas | Liquid Propane |  |  |  | Indoor |  | Floor Mounted |  | No | Not Applicable | 150 | Category IV | 4 |  | 0.5 | 0.75 | Yes | [7 empty] | 76000 BTU/Hr |  | 120 | 0.8 | 50 | 48 | Not Applicable | On/Off | Not Applicable | [6 empty] | 225 | 32.8125 | 24.875 | 71.5 | 234 | 621 | 24 | 56.25 | 33.75 | 67.4375 |  |  | 57 |  |  | 8 |  | 15.625 | 46.375 | 14.125 | 46.375 | [8 empty] | 1 | 76 | 76 | ANSI Z21.10.3-2019/CSA 4.3-2019 | Yes | Yes | Yes | No | Not Applicable | [5 empty] | 40140 | COM GAS PV COND LT DUTY | 200094564
LC2PV50H765N | LC2PV50H | Bradford White | 671632147786 | Active | [10 empty] | No | Not Applicable | Not Applicable | Commercial Water Heating | Water Heating.Gas | 5 | 1 |  |  |  | 238-50845-00 |  |  |  | 238-36612-00 | [6 empty] | Gas | Natural Gas |  |  |  | Indoor |  | Floor Mounted |  | No | Not Applicable | 150 | Category IV | 4 |  | 0.5 | 0.75 | Yes | [7 empty] | 76000 BTU/Hr |  | 120 | 0.8 | 50 | 48 | Not Applicable | On/Off | No, it does not comply with jurisdictions having 14ng/J NOx Regulations | [6 empty] | 225 | 32.8125 | 24.875 | 71.5 | 234 | 621 | 24 | 56.25 | 33.75 | 67.4375 |  |  | 57 |  |  | 8 |  | 15.625 | 46.375 | 14.125 | 46.375 | [8 empty] | 1 | 76 | 76 | ANSI Z21.10.3-2019/CSA 4.3-2019 | Yes | Yes | Yes | No | Not Applicable | [5 empty] | 40140 | COM GAS PV COND LT DUTY | 200094562
LC2PV50H765N-475 | LC2PV50H | Bradford White | 671632572489 | Active | The ""-475"" indicates that this SKU was designed to operate in Altitudes between 2,001 feet and 7,000 feet. | [9 empty] | No | Not Applicable | Not Applicable | Commercial Water Heating | Water Heating.Gas | 5 | 1 |  |  |  | 238-50845-00 |  |  |  | 238-36612-00 | [6 empty] | Gas | Natural Gas |  |  |  | Indoor |  | Floor Mounted |  | No | Not Applicable | 150 | Category IV | 4 |  | 0.5 | 0.75 | Yes | [7 empty] | 76000 BTU/Hr |  | 120 | 0.8 | 50 | 48 | Not Applicable | On/Off | No, it does not comply with jurisdictions having 14ng/J NOx Regulations | [6 empty] | 225 | 32.8125 | 24.875 | 71.5 | 234 | 621 | 24 | 56.25 | 33.75 | 67.4375 |  |  | 57 |  |  | 8 |  | 15.625 | 46.375 | 14.125 | 46.375 | [8 empty] | 1 | 76 | 76 | ANSI Z21.10.3-2019/CSA 4.3-2019 | Yes | Yes | Yes | No | Not Applicable | [5 empty] | 40140 | COM GAS PV COND LT DUTY | 200094562
LE110U3-1NAL | LE110U | Bradford White | 671632805150 | Active | [10 empty] | No | Not Applicable | Not Applicable | Commercial Water Heating | Water Heating.Electric | 3 | 1 |  |  |  | 238-54649-00 |  |  |  | 238-36612-00 | [6 empty] | Electric | Electric Resistance | 120 | 1 |  | Indoor |  | Floor Mounted |  | No | Not Applicable | 150 | Not Applicable |  |  |  | 0.75 | No | [7 empty] | 1.5 kW |  |  |  | 10 |  | 6 | On/Off | Not Applicable | [6 empty] | 43 | 17 | 19.875 | 19.125 | 45 | 125 | 16 | 17.5625 | [5 empty] | 5.6875 | 15 | [5 empty] | 14 | [6 empty] | 9.6875 |  | 1 | 775 | 900 | UL1453 | Not Applicable | Yes | Yes | No | Not Applicable | [5 empty] | 40301 | COM ELEC LT DUTY
LE110U3-1NAL-264 | LE110U | Bradford White | 671632998715 | Active | The ""-264"" indicates that this SKU comes with an Aluminum Anode Rod. | [9 empty] | No | Not Applicable | Not Applicable | Commercial Water Heating | Water Heating.Electric | 3 | 1 |  |  |  | 238-54649-00 |  |  |  | 238-36612-00 | [6 empty] | Electric | Electric Resistance | 120 | 1 |  | Indoor |  | Floor Mounted |  | No | Not Applicable | 150 | Not Applicable |  |  |  | 0.75 | No | [7 empty] | 1.5 kW |  |  |  | 10 |  | 6 | On/Off | Not Applicable | [6 empty] | 43 | 17 | 19.875 | 19.125 | 45 | 125 | 16 | 17.5625 | [5 empty] | 5.6875 | 15 | [5 empty] | 14 | [6 empty] | 9.6875 |  | 1 | 775 | 900 | UL1453 | Not Applicable | Yes | Yes | No | Not Applicable | [5 empty] | 40301 | COM ELEC LT DUTY
LE110U3-1NAL-264-284 | LE110U | Bradford White | 671632828289 | Active | The ""-264"" indicates that this SKU comes with an Aluminum Anode Rod. | The ""-284"" indicates that this SKU comes with an Incoloy Element. | [8 empty] | No | Not Applicable | Not Applicable | Commercial Water Heating | Water Heating.Electric | 3 | 1 |  |  |  | 238-54649-00 |  |  |  | 238-36612-00 | [6 empty] | Electric | Electric Resistance | 120 | 1 |  | Indoor |  | Floor Mounted |  | No | Not Applicable | 150 | Not Applicable |  |  |  | 0.75 | No | [7 empty] | 1.5 kW |  |  |  | 10 |  | 6 | On/Off | Not Applicable | [6 empty] | 43 | 17 | 19.875 | 19.125 | 45 | 125 | 16 | 17.5625 | [5 empty] | 5.6875 | 15 | [5 empty] | 14 | [6 empty] | 9.6875 |  | 1 | 775 | 900 | UL1453 | Not Applicable | Yes | Yes | No | Not Applicable | [5 empty] | 40301 | COM ELEC LT DUTY
LE110U3-1NAL-284 | LE110U | Bradford White | 671632877829 | Active | The ""-284"" indicates that this SKU comes with an Incoloy Element. | [9 empty] | No | Not Applicable | Not Applicable | Commercial Water Heating | Water Heating.Electric | 3 | 1 |  |  |  | 238-54649-00 |  |  |  | 238-36612-00 | [6 empty] | Electric | Electric Resistance | 120 | 1 |  | Indoor |  | Floor Mounted |  | No | Not Applicable | 150 | Not Applicable |  |  |  | 0.75 | No | [7 empty] | 1.5 kW |  |  |  | 10 |  | 6 | On/Off | Not Applicable | [6 empty] | 43 | 17 | 19.875 | 19.125 | 45 | 125 | 16 | 17.5625 | [5 empty] | 5.6875 | 15 | [5 empty] | 14 | [6 empty] | 9.6875 |  | 1 | 775 | 900 | UL1453 | Not Applicable | Yes | Yes | No | Not Applicable | [5 empty] | 40301 | COM ELEC LT DUTY
LE110U3-1NAL-458 | LE110U | Bradford White | 671632824656 | Active | The ""-458"" indicates that this SKU was designed and certified for Installation in Canada. | [9 empty] | No | Not Applicable | Not Applicable | Commercial Water Heating | Water Heating.Electric | 3 | 1 |  |  |  | 238-54649-00 |  |  |  | 238-36612-00 | [6 empty] | Electric | Electric Resistance | 120 | 1 |  | Indoor |  | Floor Mounted |  | No | Not Applicable | 150 | Not Applicable |  |  |  | 0.75 | No | [7 empty] | 1.5 kW |  |  |  | 10 |  | 6 | On/Off | Not Applicable | [6 empty] | 44 | 17 | 19.875 | 19.125 | 46 | 126 | 16 | 17.5625 | [5 empty] | 5.6875 | 15 | [5 empty] | 14 | [6 empty] | 9.6875 |  | 1 | 775 | 900 | UL1453 | Not Applicable | No | Yes | No | Not Applicable | 238-52552-00 |  |  |  | 238-45656-00 | 40301 | COM ELEC LT DUTY
LE110U3-1NAL-506-284 | LE110U | Bradford White | 671632853151 | Active | The ""-284"" indicates that this SKU comes with an Incoloy Element. | The ""-506"" indicates that this SKU comes with an A420 Aluminum Anode Rod. | [8 empty] | No | Not Applicable | Not Applicable | Commercial Water Heating | Water Heating.Electric | 3 | 1 |  |  |  | 238-54649-00 |  |  |  | 238-36612-00 | [6 empty] | Electric | Electric Resistance | 120 | 1 |  | Indoor |  | Floor Mounted |  | No | Not Applicable | 150 | Not Applicable |  |  |  | 0.75 | No | [7 empty] | 1.5 kW |  |  |  | 10 |  | 6 | On/Off | Not Applicable | [6 empty] | 43 | 17 | 19.875 | 19.125 | 45 | 125 | 16 | 17.5625 | [5 empty] | 5.6875 | 15 | [5 empty] | 14 | [6 empty] | 9.6875 |  | 1 | 775 | 900 | UL1453 | Not Applicable | Yes | Yes | No | Not Applicable | [5 empty] | 40301 | COM ELEC LT DUTY
LE110U3-1NAM | LE110U | Bradford White | 671632819898 | Active | [10 empty] | No | Not Applicable | Not Applicable | Commercial Water Heating | Water Heating.Electric | 3 | 1 |  |  |  | 238-54649-00 |  |  |  | 238-36612-00 | [6 empty] | Electric | Electric Resistance | 120 | 1 |  | Indoor |  | Floor Mounted |  | No | Not Applicable | 150 | Not Applicable |  |  |  | 0.75 | No | [7 empty] | 2 kW |  |  |  | 10 |  | 8 | On/Off | Not Applicable | [6 empty] | 43 | 17 | 19.875 | 19.125 | 45 | 125 | 16 | 17.5625 | [5 empty] | 5.6875 | 15 | [5 empty] | 14 | [6 empty] | 9.6875 |  | 1 | 775 | 900 | UL1453 | Not Applicable | Yes | Yes | No | Not Applicable | [5 empty] | 40301 | COM ELEC LT DUTY
LE110U3-1NAM-458 | LE110U | Bradford White | 671632887996 | Active | The ""-458"" indicates that this SKU was designed and certified for Installation in Canada. | [9 empty] | No | Not Applicable | Not Applicable | Commercial Water Heating | Water Heating.Electric | 3 | 1 |  |  |  | 238-54649-00 |  |  |  | 238-36612-00 | [6 empty] | Electric | Electric Resistance | 120 | 1 |  | Indoor |  | Floor Mounted |  | No | Not Applicable | 150 | Not Applicable |  |  |  | 0.75 | No | [7 empty] | 2 kW |  |  |  | 10 |  | 8 | On/Off | Not Applicable | [6 empty] | 43 | 17 | 19.875 | 19.125 | 45 | 125 | 16 | 17.5625 | [5 empty] | 5.6875 | 15 | [5 empty] | 14 | [6 empty] | 9.6875 |  | 1 | 775 | 900 | UL1453 | Not Applicable | No | Yes | No | Not Applicable | 238-52552-00 |  |  |  | 238-45656-00 | 40301 | COM ELEC LT DUTY
LE110U3-1NAM-506 | LE110U | Bradford White | 671632867370 | Active | The ""-506"" indicates that this SKU comes with an A420 Aluminum Anode Rod. | [9 empty] | No | Not Applicable | Not Applicable | Commercial Water Heating | Water Heating.Electric | 3 | 1 |  |  |  | 238-54649-00 |  |  |  | 238-36612-00 | [6 empty] | Electric | Electric Resistance | 120 | 1 |  | Indoor |  | Floor Mounted |  | No | Not Applicable | 150 | Not Applicable |  |  |  | 0.75 | No | [7 empty] | 2 kW |  |  |  | 10 |  | 8 | On/Off | Not Applicable | [6 empty] | 43 | 17 | 19.875 | 19.125 | 45 | 125 | 16 | 17.5625 | [5 empty] | 5.6875 | 15 | [5 empty] | 14 | [6 empty] | 9.6875 |  | 1 | 775 | 900 | UL1453 | Not Applicable | Yes | Yes | No | Not Applicable | [5 empty] | 40301 | COM ELEC LT DUTY
LE110U3-1NAN | LE110U | Bradford White | 671632811106 | Active | [10 empty] | No | Not Applicable | Not Applicable | Commercial Water Heating | Water Heating.Electric | 3 | 1 |  |  |  | 238-54649-00 |  |  |  | 238-36612-00 | [6 empty] | Electric | Electric Resistance | 120 | 1 |  | Indoor |  | Floor Mounted |  | No | Not Applicable | 150 | Not Applicable |  |  |  | 0.75 | No | [7 empty] | 2.5 kW |  |  |  | 10 |  | 10 | On/Off | Not Applicable | [6 empty] | 43 | 17 | 19.875 | 19.125 | 45 | 125 | 16 | 17.5625 | [5 empty] | 5.6875 | 15 | [5 empty] | 14 | [6 empty] | 9.6875 |  | 1 | 775 | 900 | UL1453 | Not Applicable | Yes | Yes | No | Not Applicable | [5 empty] | 40301 | COM ELEC LT DUTY
LE110U3-1NAN-264 | LE110U | Bradford White | 671632668724 | Active | The ""-264"" indicates that this SKU comes with an Aluminum Anode Rod. | [9 empty] | No | Not Applicable | Not Applicable | Commercial Water Heating | Water Heating.Electric | 3 | 1 |  |  |  | 238-54649-00 |  |  |  | 238-36612-00 | [6 empty] | Electric | Electric Resistance | 120 | 1 |  | Indoor |  | Floor Mounted |  | No | Not Applicable | 150 | Not Applicable |  |  |  | 0.75 | No | [7 empty] | 2.5 kW |  |  |  | 10 |  | 10 | On/Off | Not Applicable | [6 empty] | 43 | 17 | 19.875 | 19.125 | 45 | 125 | 16 | 17.5625 | [5 empty] | 5.6875 | 15 | [5 empty] | 14 | [6 empty] | 9.6875 |  | 1 | 775 | 900 | UL1453 | Not Applicable | Yes | Yes | No | Not Applicable | [5 empty] | 40301 | COM ELEC LT DUTY
LE110U3-1NAN-458 | LE110U | Bradford White | 671632553068 | Active | The ""-458"" indicates that this SKU was designed and certified for Installation in Canada. | [9 empty] | No | Not Applicable | Not Applicable | Commercial Water Heating | Water Heating.Electric | 3 | 1 |  |  |  | 238-54649-00 |  |  |  | 238-36612-00 | [6 empty] | Electric | Electric Resistance | 120 | 1 |  | Indoor |  | Floor Mounted |  | No | Not Applicable | 150 | Not Applicable |  |  |  | 0.75 | No | [7 empty] | 2.5 kW |  |  |  | 10 |  | 10 | On/Off | Not Applicable | [6 empty] | 43 | 17 | 19.875 | 19.125 | 45 | 125 | 16 | 17.5625 | [5 empty] | 5.6875 | 15 | [5 empty] | 14 | [6 empty] | 9.6875 |  | 1 | 775 | 900 | UL1453 | Not Applicable | No | Yes | No | Not Applicable | 238-52552-00 |  |  |  | 238-45656-00 | 40301 | COM ELEC LT DUTY
LE110U3-1NAP | LE110U | Bradford White | 671632817818 | Active | [10 empty] | No | Not Applicable | Not Applicable | Commercial Water Heating | Water Heating.Electric | 3 | 1 |  |  |  | 238-54649-00 |  |  |  | 238-36612-00 | [6 empty] | Electric | Electric Resistance | 120 | 1 |  | Indoor |  | Floor Mounted |  | No | Not Applicable | 150 | Not Applicable |  |  |  | 0.75 | No | [7 empty] | 3 kW |  |  |  | 10 |  | 12 | On/Off | Not Applicable | [6 empty] | 43 | 17 | 19.875 | 19.125 | 45 | 125 | 16 | 17.5625 | [5 empty] | 5.6875 | 15 | [5 empty] | 14 | [6 empty] | 9.6875 |  | 1 | 775 | 900 | UL1453 | Not Applicable | Yes | Yes | No | Not Applicable | [5 empty] | 40301 | COM ELEC LT DUTY
LE110U3-1NAP-458 | LE110U | Bradford White | 671632890989 | Active | The ""-458"" indicates that this SKU was designed and certified for Installation in Canada. | [9 empty] | No | Not Applicable | Not Applicable | Commercial Water Heating | Water Heating.Electric | 3 | 1 |  |  |  | 238-54649-00 |  |  |  | 238-36612-00 | [6 empty] | Electric | Electric Resistance | 120 | 1 |  | Indoor |  | Floor Mounted |  | No | Not Applicable | 150 | Not Applicable |  |  |  | 0.75 | No | [7 empty] | 3 kW |  |  |  | 10 |  | 12 | On/Off | Not Applicable | [6 empty] | 43 | 17 | 19.875 | 19.125 | 45 | 125 | 16 | 17.5625 | [5 empty] | 5.6875 | 15 | [5 empty] | 14 | [6 empty] | 9.6875 |  | 1 | 775 | 900 | UL1453 | Not Applicable | No | Yes | No | Not Applicable | 238-52552-00 |  |  |  | 238-45656-00 | 40301 | COM ELEC LT DUTY
LE110U3-1NCL | LE110U | Bradford White | 671632810741 | Active | [10 empty] | No | Not Applicable | Not Applicable | Commercial Water Heating | Water Heating.Electric | 3 | 1 |  |  |  | 238-54649-00 |  |  |  | 238-36612-00 | [6 empty] | Electric | Electric Resistance | 240/208 | 1 |  | Indoor |  | Floor Mounted |  | No | Not Applicable | 150 | Not Applicable |  |  |  | 0.75 | No | [7 empty] | 1.5/1 kW |  |  |  | 10 |  | 6/4 | On/Off | Not Applicable | [6 empty] | 43 | 17 | 19.875 | 19.125 | 45 | 125 | 16 | 17.5625 | [5 empty] | 5.6875 | 15 | [5 empty] | 14 | [6 empty] | 9.6875 |  | 1 | 775 | 900 | UL1453 | Not Applicable | Yes | Yes | No | Not Applicable | [5 empty] | 40301 | COM ELEC LT DUTY
LE110U3-1NCL-458 | LE110U | Bradford White | 671632889228 | Active | The ""-458"" indicates that this SKU was designed and certified for Installation in Canada. | [9 empty] | No | Not Applicable | Not Applicable | Commercial Water Heating | Water Heating.Electric | 3 | 1 |  |  |  | 238-54649-00 |  |  |  | 238-36612-00 | [6 empty] | Electric | Electric Resistance | 240/208 | 1 |  | Indoor |  | Floor Mounted |  | No | Not Applicable | 150 | Not Applicable |  |  |  | 0.75 | No | [7 empty] | 1.5/1 kW |  |  |  | 10 |  | 6/4 | On/Off | Not Applicable | [6 empty] | 43 | 17 | 19.875 | 19.125 | 45 | 125 | 16 | 17.5625 | [5 empty] | 5.6875 | 15 | [5 empty] | 14 | [6 empty] | 9.6875 |  | 1 | 775 | 900 | UL1453 | Not Applicable | No | Yes | No | Not Applicable | 238-52552-00 |  |  |  | 238-45656-00 | 40301 | COM ELEC LT DUTY
LE110U3-1NCM | LE110U | Bradford White | 671632812035 | Active | [10 empty] | No | Not Applicable | Not Applicable | Commercial Water Heating | Water Heating.Electric | 3 | 1 |  |  |  | 238-54649-00 |  |  |  | 238-36612-00 | [6 empty] | Electric | Electric Resistance | 240/208 | 1 |  | Indoor |  | Floor Mounted |  | No | Not Applicable | 150 | Not Applicable |  |  |  | 0.75 | No | [7 empty] | 2/1.5 kW |  |  |  | 10 |  | 8/6 | On/Off | Not Applicable | [6 empty] | 43 | 17 | 19.875 | 19.125 | 45 | 125 | 16 | 17.5625 | [5 empty] | 5.6875 | 15 | [5 empty] | 14 | [6 empty] | 9.6875 |  | 1 | 775 | 900 | UL1453 | Not Applicable | Yes | Yes | No | Not Applicable | [5 empty] | 40301 | COM ELEC LT DUTY
LE110U3-1NCM-264 | LE110U | Bradford White | 671632632671 | Active | The ""-264"" indicates that this SKU comes with an Aluminum Anode Rod. | [9 empty] | No | Not Applicable | Not Applicable | Commercial Water Heating | Water Heating.Electric | 3 | 1 |  |  |  | 238-54649-00 |  |  |  | 238-36612-00 | [6 empty] | Electric | Electric Resistance | 240/208 | 1 |  | Indoor |  | Floor Mounted |  | No | Not Applicable | 150 | Not Applicable |  |  |  | 0.75 | No | [7 empty] | 2/1.5 kW |  |  |  | 10 |  | 8/6 | On/Off | Not Applicable | [6 empty] | 43 | 17 | 19.875 | 19.125 | 45 | 125 | 16 | 17.5625 | [5 empty] | 5.6875 | 15 | [5 empty] | 14 | [6 empty] | 9.6875 |  | 1 | 775 | 900 | UL1453 | Not Applicable | Yes | Yes | No | Not Applicable | [5 empty] | 40301 | COM ELEC LT DUTY
LE110U3-1NCM-264-284 | LE110U | Bradford White | 671632855452 | Active | The ""-264"" indicates that this SKU comes with an Aluminum Anode Rod. | The ""-284"" indicates that this SKU comes with an Incoloy Element. | [8 empty] | No | Not Applicable | Not Applicable | Commercial Water Heating | Water Heating.Electric | 3 | 1 |  |  |  | 238-54649-00 |  |  |  | 238-36612-00 | [6 empty] | Electric | Electric Resistance | 240/208 | 1 |  | Indoor |  | Floor Mounted |  | No | Not Applicable | 150 | Not Applicable |  |  |  | 0.75 | No | [7 empty] | 2/1.5 kW |  |  |  | 10 |  | 8/6 | On/Off | Not Applicable | [6 empty] | 43 | 17 | 19.875 | 19.125 | 45 | 125 | 16 | 17.5625 | [5 empty] | 5.6875 | 15 | [5 empty] | 14 | [6 empty] | 9.6875 |  | 1 | 775 | 900 | UL1453 | Not Applicable | Yes | Yes | No | Not Applicable | [5 empty] | 40301 | COM ELEC LT DUTY
LE110U3-1NCM-458 | LE110U | Bradford White | 671632125661 | Active | The ""-458"" indicates that this SKU was designed and certified for Installation in Canada. | [9 empty] | No | Not Applicable | Not Applicable | Commercial Water Heating | Water Heating.Electric | 3 | 1 |  |  |  | 238-54649-00 |  |  |  | 238-36612-00 | [6 empty] | Electric | Electric Resistance | 240/208 | 1 |  | Indoor |  | Floor Mounted |  | No | Not Applicable | 150 | Not Applicable |  |  |  | 0.75 | No | [7 empty] | 2/1.5 kW |  |  |  | 10 |  | 8/6 | On/Off | Not Applicable | [6 empty] | 43 | 17 | 19.875 | 19.125 | 45 | 125 | 16 | 17.5625 | [5 empty] | 5.6875 | 15 | [5 empty] | 14 | [6 empty] | 9.6875 |  | 1 | 775 | 900 | UL1453 | Not Applicable | No | Yes | No | Not Applicable | 238-52552-00 |  |  |  | 238-45656-00 | 40301 | COM ELEC LT DUTY
LE110U3-1NCN | LE110U | Bradford White | 671632815289 | Active | [10 empty] | No | Not Applicable | Not Applicable | Commercial Water Heating | Water Heating.Electric | 3 | 1 |  |  |  | 238-54649-00 |  |  |  | 238-36612-00 | [6 empty] | Electric | Electric Resistance | 240/208 | 1 |  | Indoor |  | Floor Mounted |  | No | Not Applicable | 150 | Not Applicable |  |  |  | 0.75 | No | [7 empty] | 2.5/2 kW |  |  |  | 10 |  | 10/8 | On/Off | Not Applicable | [6 empty] | 43 | 17 | 19.875 | 19.125 | 45 | 125 | 16 | 17.5625 | [5 empty] | 5.6875 | 15 | [5 empty] | 14 | [6 empty] | 9.6875 |  | 1 | 775 | 900 | UL1453 | Not Applicable | Yes | Yes | No | Not Applicable | [5 empty] | 40301 | COM ELEC LT DUTY
LE110U3-1NCN-264 | LE110U | Bradford White | 671632134304 | Active | The ""-264"" indicates that this SKU comes with an Aluminum Anode Rod. | [9 empty] | No | Not Applicable | Not Applicable | Commercial Water Heating | Water Heating.Electric | 3 | 1 |  |  |  | 238-54649-00 |  |  |  | 238-36612-00 | [6 empty] | Electric | Electric Resistance | 240/208 | 1 |  | Indoor |  | Floor Mounted |  | No | Not Applicable | 150 | Not Applicable |  |  |  | 0.75 | No | [7 empty] | 2.5/2 kW |  |  |  | 10 |  | 10/8 | On/Off | Not Applicable | [6 empty] | 43 | 17 | 19.875 | 19.125 | 45 | 125 | 16 | 17.5625 | [5 empty] | 5.6875 | 15 | [5 empty] | 14 | [6 empty] | 9.6875 |  | 1 | 775 | 900 | UL1453 | Not Applicable | Yes | Yes | No | Not Applicable | [5 empty] | 40301 | COM ELEC LT DUTY
LE110U3-1NCN-264-284 | LE110U | Bradford White | 671632849536 | Active | The ""-264"" indicates that this SKU comes with an Aluminum Anode Rod. | The ""-284"" indicates that this SKU comes with an Incoloy Element. | [8 empty] | No | Not Applicable | Not Applicable | Commercial Water Heating | Water Heating.Electric | 3 | 1 |  |  |  | 238-54649-00 |  |  |  | 238-36612-00 | [6 empty] | Electric | Electric Resistance | 240/208 | 1 |  | Indoor |  | Floor Mounted |  | No | Not Applicable | 150 | Not Applicable |  |  |  | 0.75 | No | [7 empty] | 2.5/2 kW |  |  |  | 10 |  | 10/8 | On/Off | Not Applicable | [6 empty] | 43 | 17 | 19.875 | 19.125 | 45 | 125 | 16 | 17.5625 | [5 empty] | 5.6875 | 15 | [5 empty] | 14 | [6 empty] | 9.6875 |  | 1 | 775 | 900 | UL1453 | Not Applicable | Yes | Yes | No | Not Applicable | [5 empty] | 40301 | COM ELEC LT DUTY
LE110U3-1NCN-284 | LE110U | Bradford White | 671632887774 | Active | The ""-284"" indicates that this SKU comes with an Incoloy Element. | [9 empty] | No | Not Applicable | Not Applicable | Commercial Water Heating | Water Heating.Electric | 3 | 1 |  |  |  | 238-54649-00 |  |  |  | 238-36612-00 | [6 empty] | Electric | Electric Resistance | 240/208 | 1 |  | Indoor |  | Floor Mounted |  | No | Not Applicable | 150 | Not Applicable |  |  |  | 0.75 | No | [7 empty] | 2.5/2 kW |  |  |  | 10 |  | 10/8 | On/Off | Not Applicable | [6 empty] | 43 | 17 | 19.875 | 19.125 | 45 | 125 | 16 | 17.5625 | [5 empty] | 5.6875 | 15 | [5 empty] | 14 | [6 empty] | 9.6875 |  | 1 | 775 | 900 | UL1453 | Not Applicable | Yes | Yes | No | Not Applicable | [5 empty] | 40301 | COM ELEC LT DUTY
LE110U3-1NCN-458 | LE110U | Bradford White | 671632888573 | Active | The ""-458"" indicates that this SKU was designed and certified for Installation in Canada. | [9 empty] | No | Not Applicable | Not Applicable | Commercial Water Heating | Water Heating.Electric | 3 | 1 |  |  |  | 238-54649-00 |  |  |  | 238-36612-00 | [6 empty] | Electric | Electric Resistance | 240/208 | 1 |  | Indoor |  | Floor Mounted |  | No | Not Applicable | 150 | Not Applicable |  |  |  | 0.75 | No | [7 empty] | 2.5/2 kW |  |  |  | 10 |  | 10/8 | On/Off | Not Applicable | [6 empty] | 43 | 17 | 19.875 | 19.125 | 45 | 125 | 16 | 17.5625 | [5 empty] | 5.6875 | 15 | [5 empty] | 14 | [6 empty] | 9.6875 |  | 1 | 775 | 900 | UL1453 | Not Applicable | No | Yes | No | Not Applicable | 238-52552-00 |  |  |  | 238-45656-00 | 40301 | COM ELEC LT DUTY
LE110U3-1NCP | LE110U | Bradford White | 671632815456 | Active | [10 empty] | No | Not Applicable | Not Applicable | Commercial Water Heating | Water Heating.Electric | 3 | 1 |  |  |  | 238-54649-00 |  |  |  | 238-36612-00 | [6 empty] | Electric | Electric Resistance | 240 | 1 |  | Indoor |  | Floor Mounted |  | No | Not Applicable | 150 | Not Applicable |  |  |  | 0.75 | No | [7 empty] | 3 kW |  |  |  | 10 |  | 12 | On/Off | Not Applicable | [6 empty] | 43 | 17 | 19.875 | 19.125 | 45 | 125 | 16 | 17.5625 | [5 empty] | 5.6875 | 15 | [5 empty] | 14 | [6 empty] | 9.6875 |  | 1 | 775 | 900 | UL1453 | Not Applicable | Yes | Yes | No | Not Applicable | [5 empty] | 40301 | COM ELEC LT DUTY
LE110U3-1NCP-458 | LE110U | Bradford White | 671632672592 | Active | The ""-458"" indicates that this SKU was designed and certified for Installation in Canada. | [9 empty] | No | Not Applicable | Not Applicable | Commercial Water Heating | Water Heating.Electric | 3 | 1 |  |  |  | 238-54649-00 |  |  |  | 238-36612-00 | [6 empty] | Electric | Electric Resistance | 240 | 1 |  | Indoor |  | Floor Mounted |  | No | Not Applicable | 150 | Not Applicable |  |  |  | 0.75 | No | [7 empty] | 3 kW |  |  |  | 10 |  | 12 | On/Off | Not Applicable | [6 empty] | 43 | 17 | 19.875 | 19.125 | 45 | 125 | 16 | 17.5625 | [5 empty] | 5.6875 | 15 | [5 empty] | 14 | [6 empty] | 9.6875 |  | 1 | 775 | 900 | UL1453 | Not Applicable | No | Yes | No | Not Applicable | 238-52552-00 |  |  |  | 238-45656-00 | 40301 | COM ELEC LT DUTY
LE110U3-1NCR | LE110U | Bradford White | 671632811854 | Active | [10 empty] | No | Not Applicable | Not Applicable | Commercial Water Heating | Water Heating.Electric | 3 | 1 |  |  |  | 238-54649-00 |  |  |  | 238-36612-00 | [6 empty] | Electric | Electric Resistance | 240/208 | 1 |  | Indoor |  | Floor Mounted |  | No | Not Applicable | 150 | Not Applicable |  |  |  | 0.75 | No | [7 empty] | 3.5/2.5 kW |  |  |  | 10 |  | 14/10 | On/Off | Not Applicable | [6 empty] | 43 | 17 | 19.875 | 19.125 | 45 | 125 | 16 | 17.5625 | [5 empty] | 5.6875 | 15 | [5 empty] | 14 | [6 empty] | 9.6875 |  | 1 | 775 | 900 | UL1453 | Not Applicable | Yes | Yes | No | Not Applicable | [5 empty] | 40301 | COM ELEC LT DUTY
LE110U3-1NCR-264 | LE110U | Bradford White | 671632643530 | Active | The ""-264"" indicates that this SKU comes with an Aluminum Anode Rod. | [9 empty] | No | Not Applicable | Not Applicable | Commercial Water Heating | Water Heating.Electric | 3 | 1 |  |  |  | 238-54649-00 |  |  |  | 238-36612-00 | [6 empty] | Electric | Electric Resistance | 240/208 | 1 |  | Indoor |  | Floor Mounted |  | No | Not Applicable | 150 | Not Applicable |  |  |  | 0.75 | No | [7 empty] | 3.5/2.5 kW |  |  |  | 10 |  | 14/10 | On/Off | Not Applicable | [6 empty] | 43 | 17 | 19.875 | 19.125 | 45 | 125 | 16 | 17.5625 | [5 empty] | 5.6875 | 15 | [5 empty] | 14 | [6 empty] | 9.6875 |  | 1 | 775 | 900 | UL1453 | Not Applicable | Yes | Yes | No | Not Applicable | [5 empty] | 40301 | COM ELEC LT DUTY
LE110U3-1NCR-458 | LE110U | Bradford White | 671632887781 | Active | The ""-458"" indicates that this SKU was designed and certified for Installation in Canada. | [9 empty] | No | Not Applicable | Not Applicable | Commercial Water Heating | Water Heating.Electric | 3 | 1 |  |  |  | 238-54649-00 |  |  |  | 238-36612-00 | [6 empty] | Electric | Electric Resistance | 240/208 | 1 |  | Indoor |  | Floor Mounted |  | No | Not Applicable | 150 | Not Applicable |  |  |  | 0.75 | No | [7 empty] | 3.5/2.5 kW |  |  |  | 10 |  | 14/10 | On/Off | Not Applicable | [6 empty] | 43 | 17 | 19.875 | 19.125 | 45 | 125 | 16 | 17.5625 | [5 empty] | 5.6875 | 15 | [5 empty] | 14 | [6 empty] | 9.6875 |  | 1 | 775 | 900 | UL1453 | Not Applicable | No | Yes | No | Not Applicable | 238-52552-00 |  |  |  | 238-45656-00 | 40301 | COM ELEC LT DUTY
LE110U3-1NCT | LE110U | Bradford White | 671632814701 | Active | [10 empty] | No | Not Applicable | Not Applicable | Commercial Water Heating | Water Heating.Electric | 3 | 1 |  |  |  | 238-54649-00 |  |  |  | 238-36612-00 | [6 empty] | Electric | Electric Resistance | 240/208 | 1 |  | Indoor |  | Floor Mounted |  | No | Not Applicable | 150 | Not Applicable |  |  |  | 0.75 | No | [7 empty] | 4/3 kW |  |  |  | 10 |  | 17/12 | On/Off | Not Applicable | [6 empty] | 43 | 17 | 19.875 | 19.125 | 45 | 125 | 16 | 17.5625 | [5 empty] | 5.6875 | 15 | [5 empty] | 14 | [6 empty] | 9.6875 |  | 1 | 775 | 900 | UL1453 | Not Applicable | Yes | Yes | No | Not Applicable | [5 empty] | 40301 | COM ELEC LT DUTY
LE110U3-1NCT-264 | LE110U | Bradford White | 671632552634 | Active | The ""-264"" indicates that this SKU comes with an Aluminum Anode Rod. | [9 empty] | No | Not Applicable | Not Applicable | Commercial Water Heating | Water Heating.Electric | 3 | 1 |  |  |  | 238-54649-00 |  |  |  | 238-36612-00 | [6 empty] | Electric | Electric Resistance | 240/208 | 1 |  | Indoor |  | Floor Mounted |  | No | Not Applicable | 150 | Not Applicable |  |  |  | 0.75 | No | [7 empty] | 4/3 kW |  |  |  | 10 |  | 17/12 | On/Off | Not Applicable | [6 empty] | 43 | 17 | 19.875 | 19.125 | 45 | 125 | 16 | 17.5625 | [5 empty] | 5.6875 | 15 | [5 empty] | 14 | [6 empty] | 9.6875 |  | 1 | 775 | 900 | UL1453 | Not Applicable | Yes | Yes | No | Not Applicable | [5 empty] | 40301 | COM ELEC LT DUTY
LE110U3-1NCT-264-284 | LE110U | Bradford White | 671632850242 | Active | The ""-264"" indicates that this SKU comes with an Aluminum Anode Rod. | The ""-284"" indicates that this SKU comes with an Incoloy Element. | [8 empty] | No | Not Applicable | Not Applicable | Commercial Water Heating | Water Heating.Electric | 3 | 1 |  |  |  | 238-54649-00 |  |  |  | 238-36612-00 | [6 empty] | Electric | Electric Resistance | 240/208 | 1 |  | Indoor |  | Floor Mounted |  | No | Not Applicable | 150 | Not Applicable |  |  |  | 0.75 | No | [7 empty] | 4/3 kW |  |  |  | 10 |  | 17/12 | On/Off | Not Applicable | [6 empty] | 43 | 17 | 19.875 | 19.125 | 45 | 125 | 16 | 17.5625 | [5 empty] | 5.6875 | 15 | [5 empty] | 14 | [6 empty] | 9.6875 |  | 1 | 775 | 900 | UL1453 | Not Applicable | Yes | Yes | No | Not Applicable | [5 empty] | 40301 | COM ELEC LT DUTY
LE110U3-1NCT-284 | LE110U | Bradford White | 671632854592 | Active | The ""-284"" indicates that this SKU comes with an Incoloy Element. | [9 empty] | No | Not Applicable | Not Applicable | Commercial Water Heating | Water Heating.Electric | 3 | 1 |  |  |  | 238-54649-00 |  |  |  | 238-36612-00 | [6 empty] | Electric | Electric Resistance | 240/208 | 1 |  | Indoor |  | Floor Mounted |  | No | Not Applicable | 150 | Not Applicable |  |  |  | 0.75 | No | [7 empty] | 4/3 kW |  |  |  | 10 |  | 17/12 | On/Off | Not Applicable | [6 empty] | 43 | 17 | 19.875 | 19.125 | 45 | 125 | 16 | 17.5625 | [5 empty] | 5.6875 | 15 | [5 empty] | 14 | [6 empty] | 9.6875 |  | 1 | 775 | 900 | UL1453 | Not Applicable | Yes | Yes | No | Not Applicable | [5 empty] | 40301 | COM ELEC LT DUTY
LE110U3-1NCT-458 | LE110U | Bradford White | 671632912612 | Active | The ""-458"" indicates that this SKU was designed and certified for Installation in Canada. | [9 empty] | No | Not Applicable | Not Applicable | Commercial Water Heating | Water Heating.Electric | 3 | 1 |  |  |  | 238-54649-00 |  |  |  | 238-36612-00 | [6 empty] | Electric | Electric Resistance | 240/208 | 1 |  | Indoor |  | Floor Mounted |  | No | Not Applicable | 150 | Not Applicable |  |  |  | 0.75 | No | [7 empty] | 4/3 kW |  |  |  | 10 |  | 17/12 | On/Off | Not Applicable | [6 empty] | 43 | 17 | 19.875 | 19.125 | 45 | 125 | 16 | 17.5625 | [5 empty] | 5.6875 | 15 | [5 empty] | 14 | [6 empty] | 9.6875 |  | 1 | 775 | 900 | UL1453 | Not Applicable | No | Yes | No | Not Applicable | 238-52552-00 |  |  |  | 238-45656-00 | 40301 | COM ELEC LT DUTY
LE110U3-1NCW | LE110U | Bradford White | 671632816651 | Active | [10 empty] | No | Not Applicable | Not Applicable | Commercial Water Heating | Water Heating.Electric | 3 | 1 |  |  |  | 238-54649-00 |  |  |  | 238-36612-00 | [6 empty] | Electric | Electric Resistance | 240/208 | 1 |  | Indoor |  | Floor Mounted |  | No | Not Applicable | 150 | Not Applicable |  |  |  | 0.75 | No | [7 empty] | 4.5/3.5 kW |  |  |  | 10 |  | 19/14 | On/Off | Not Applicable | [6 empty] | 43 | 17 | 19.875 | 19.125 | 45 | 125 | 16 | 17.5625 | [5 empty] | 5.6875 | 15 | [5 empty] | 14 | [6 empty] | 9.6875 |  | 1 | 775 | 900 | UL1453 | Not Applicable | Yes | Yes | No | Not Applicable | [5 empty] | 40301 | COM ELEC LT DUTY
LE110U3-1NCW-264 | LE110U | Bradford White | 671632329526 | Active | The ""-264"" indicates that this SKU comes with an Aluminum Anode Rod. | [9 empty] | No | Not Applicable | Not Applicable | Commercial Water Heating | Water Heating.Electric | 3 | 1 |  |  |  | 238-54649-00 |  |  |  | 238-36612-00 | [6 empty] | Electric | Electric Resistance | 240/208 | 1 |  | Indoor |  | Floor Mounted |  | No | Not Applicable | 150 | Not Applicable |  |  |  | 0.75 | No | [7 empty] | 4.5/3.5 kW |  |  |  | 10 |  | 19/14 | On/Off | Not Applicable | [6 empty] | 43 | 17 | 19.875 | 19.125 | 45 | 125 | 16 | 17.5625 | [5 empty] | 5.6875 | 15 | [5 empty] | 14 | [6 empty] | 9.6875 |  | 1 | 775 | 900 | UL1453 | Not Applicable | Yes | Yes | No | Not Applicable | [5 empty] | 40301 | COM ELEC LT DUTY
LE110U3-1NCW-458 | LE110U | Bradford White | 671632890996 | Active | The ""-458"" indicates that this SKU was designed and certified for Installation in Canada. | [9 empty] | No | Not Applicable | Not Applicable | Commercial Water Heating | Water Heating.Electric | 3 | 1 |  |  |  | 238-54649-00 |  |  |  | 238-36612-00 | [6 empty] | Electric | Electric Resistance | 240/208 | 1 |  | Indoor |  | Floor Mounted |  | No | Not Applicable | 150 | Not Applicable |  |  |  | 0.75 | No | [7 empty] | 4.5/3.5 kW |  |  |  | 10 |  | 19/14 | On/Off | Not Applicable | [6 empty] | 43 | 17 | 19.875 | 19.125 | 45 | 125 | 16 | 17.5625 | [5 empty] | 5.6875 | 15 | [5 empty] | 14 | [6 empty] | 9.6875 |  | 1 | 775 | 900 | UL1453 | Not Applicable | No | Yes | No | Not Applicable | 238-52552-00 |  |  |  | 238-45656-00 | 40301 | COM ELEC LT DUTY
LE110U3-1NCX | LE110U | Bradford White | 671632130894 | Active | [10 empty] | No | Not Applicable | Not Applicable | Commercial Water Heating | Water Heating.Electric | 3 | 1 |  |  |  | 238-54649-00 |  |  |  | 238-36612-00 | [6 empty] | Electric | Electric Resistance | 240 | 1 |  | Indoor |  | Floor Mounted |  | No | Not Applicable | 150 | Not Applicable |  |  |  | 0.75 | No | [7 empty] | 5 kW |  |  |  | 10 |  | 21 | On/Off | Not Applicable | [6 empty] | 43 | 17 | 19.875 | 19.125 | 45 | 125 | 16 | 17.5625 | [5 empty] | 5.6875 | 15 | [5 empty] | 14 | [6 empty] | 9.6875 |  | 1 | 775 | 900 | UL1453 | Not Applicable | Yes | Yes | No | Not Applicable | [5 empty] | 40301 | COM ELEC LT DUTY
LE110U3-1NCY | LE110U | Bradford White | 671632814060 | Active | [10 empty] | No | Not Applicable | Not Applicable | Commercial Water Heating | Water Heating.Electric | 3 | 1 |  |  |  | 238-54649-00 |  |  |  | 238-36612-00 | [6 empty] | Electric | Electric Resistance | 240/208 | 1 |  | Indoor |  | Floor Mounted |  | No | Not Applicable | 150 | Not Applicable |  |  |  | 0.75 | No | [7 empty] | 5.5/4 kW |  |  |  | 10 |  | 23/17 | On/Off | Not Applicable | [6 empty] | 43 | 17 | 19.875 | 19.125 | 45 | 125 | 16 | 17.5625 | [5 empty] | 5.6875 | 15 | [5 empty] | 14 | [6 empty] | 9.6875 |  | 1 | 775 | 900 | UL1453 | Not Applicable | Yes | Yes | No | Not Applicable | [5 empty] | 40301 | COM ELEC LT DUTY
LE110U3-1NCY-458 | LE110U | Bradford White | 671632917594 | Active | The ""-458"" indicates that this SKU was designed and certified for Installation in Canada. | [9 empty] | No | Not Applicable | Not Applicable | Commercial Water Heating | Water Heating.Electric | 3 | 1 |  |  |  | 238-54649-00 |  |  |  | 238-36612-00 | [6 empty] | Electric | Electric Resistance | 240/208 | 1 |  | Indoor |  | Floor Mounted |  | No | Not Applicable | 150 | Not Applicable |  |  |  | 0.75 | No | [7 empty] | 5.5/4 kW |  |  |  | 10 |  | 23/17 | On/Off | Not Applicable | [6 empty] | 43 | 17 | 19.875 | 19.125 | 45 | 125 | 16 | 17.5625 | [5 empty] | 5.6875 | 15 | [5 empty] | 14 | [6 empty] | 9.6875 |  | 1 | 775 | 900 | UL1453 | Not Applicable | No | Yes | No | Not Applicable | 238-52552-00 |  |  |  | 238-45656-00 | 40301 | COM ELEC LT DUTY
LE110U3-1NCZ | LE110U | Bradford White | 671632815173 | Active | [10 empty] | No | Not Applicable | Not Applicable | Commercial Water Heating | Water Heating.Electric | 3 | 1 |  |  |  | 238-54649-00 |  |  |  | 238-36612-00 | [6 empty] | Electric | Electric Resistance | 240/208 | 1 |  | Indoor |  | Floor Mounted |  | No | Not Applicable | 150 | Not Applicable |  |  |  | 0.75 | No | [7 empty] | 6/4.5 kW |  |  |  | 10 |  | 25/19 | On/Off | Not Applicable | [6 empty] | 43 | 17 | 19.875 | 19.125 | 45 | 125 | 16 | 17.5625 | [5 empty] | 5.6875 | 15 | [5 empty] | 14 | [6 empty] | 9.6875 |  | 1 | 775 | 900 | UL1453 | Not Applicable | Yes | Yes | No | Not Applicable | [5 empty] | 40301 | COM ELEC LT DUTY
LE110U3-1NCZ-264 | LE110U | Bradford White | 671632319992 | Active | The ""-264"" indicates that this SKU comes with an Aluminum Anode Rod. | [9 empty] | No | Not Applicable | Not Applicable | Commercial Water Heating | Water Heating.Electric | 3 | 1 |  |  |  | 238-54649-00 |  |  |  | 238-36612-00 | [6 empty] | Electric | Electric Resistance | 240/208 | 1 |  | Indoor |  | Floor Mounted |  | No | Not Applicable | 150 | Not Applicable |  |  |  | 0.75 | No | [7 empty] | 6/4.5 kW |  |  |  | 10 |  | 25/19 | On/Off | Not Applicable | [6 empty] | 43 | 17 | 19.875 | 19.125 | 45 | 125 | 16 | 17.5625 | [5 empty] | 5.6875 | 15 | [5 empty] | 14 | [6 empty] | 9.6875 |  | 1 | 775 | 900 | UL1453 | Not Applicable | Yes | Yes | No | Not Applicable | [5 empty] | 40301 | COM ELEC LT DUTY
LE110U3-1NCZ-284 | LE110U | Bradford White | 671632894703 | Active | The ""-284"" indicates that this SKU comes with an Incoloy Element. | [9 empty] | No | Not Applicable | Not Applicable | Commercial Water Heating | Water Heating.Electric | 3 | 1 |  |  |  | 238-54649-00 |  |  |  | 238-36612-00 | [6 empty] | Electric | Electric Resistance | 240/208 | 1 |  | Indoor |  | Floor Mounted |  | No | Not Applicable | 150 | Not Applicable |  |  |  | 0.75 | No | [7 empty] | 6/4.5 kW |  |  |  | 10 |  | 25/19 | On/Off | Not Applicable | [6 empty] | 43 | 17 | 19.875 | 19.125 | 45 | 125 | 16 | 17.5625 | [5 empty] | 5.6875 | 15 | [5 empty] | 14 | [6 empty] | 9.6875 |  | 1 | 775 | 900 | UL1453 | Not Applicable | Yes | Yes | No | Not Applicable | [5 empty] | 40301 | COM ELEC LT DUTY
LE110U3-1NCZ-458 | LE110U | Bradford White | 671632127931 | Active | The ""-458"" indicates that this SKU was designed and certified for Installation in Canada. | [9 empty] | No | Not Applicable | Not Applicable | Commercial Water Heating | Water Heating.Electric | 3 | 1 |  |  |  | 238-54649-00 |  |  |  | 238-36612-00 | [6 empty] | Electric | Electric Resistance | 240/208 | 1 |  | Indoor |  | Floor Mounted |  | No | Not Applicable | 150 | Not Applicable |  |  |  | 0.75 | No | [7 empty] | 6/4.5 kW |  |  |  | 10 |  | 25/19 | On/Off | Not Applicable | [6 empty] | 43 | 17 | 19.875 | 19.125 | 45 | 125 | 16 | 17.5625 | [5 empty] | 5.6875 | 15 | [5 empty] | 14 | [6 empty] | 9.6875 |  | 1 | 775 | 900 | UL1453 | Not Applicable | No | Yes | No | Not Applicable | 238-52552-00 |  |  |  | 238-45656-00 | 40301 | COM ELEC LT DUTY
LE110U3-1NEL | LE110U | Bradford White | 671632841240 | Active | [10 empty] | No | Not Applicable | Not Applicable | Commercial Water Heating | Water Heating.Electric | 3 | 1 |  |  |  | 238-54649-00 |  |  |  | 238-36612-00 | [6 empty] | Electric | Electric Resistance | 277 | 1 |  | Indoor |  | Floor Mounted |  | No | Not Applicable | 150 | Not Applicable |  |  |  | 0.75 | No | [7 empty] | 1.5 kW |  |  |  | 10 |  | 6 | On/Off | Not Applicable | [6 empty] | 43 | 17 | 19.875 | 19.125 | 45 | 125 | 16 | 17.5625 | [5 empty] | 5.6875 | 15 | [5 empty] | 14 | [6 empty] | 9.6875 |  | 1 | 775 | 900 | UL1453 | Not Applicable | Yes | Yes | No | Not Applicable | [5 empty] | 40301 | COM ELEC LT DUTY
LE110U3-1NEL-264 | LE110U | Bradford White | 671632818815 | Active | The ""-264"" indicates that this SKU comes with an Aluminum Anode Rod. | [9 empty] | No | Not Applicable | Not Applicable | Commercial Water Heating | Water Heating.Electric | 3 | 1 |  |  |  | 238-54649-00 |  |  |  | 238-36612-00 | [6 empty] | Electric | Electric Resistance | 277 | 1 |  | Indoor |  | Floor Mounted |  | No | Not Applicable | 150 | Not Applicable |  |  |  | 0.75 | No | [7 empty] | 1.5 kW |  |  |  | 10 |  | 6 | On/Off | Not Applicable | [6 empty] | 43 | 17 | 19.875 | 19.125 | 45 | 125 | 16 | 17.5625 | [5 empty] | 5.6875 | 15 | [5 empty] | 14 | [6 empty] | 9.6875 |  | 1 | 775 | 900 | UL1453 | Not Applicable | Yes | Yes | No | Not Applicable | [5 empty] | 40301 | COM ELEC LT DUTY
LE110U3-1NEM | LE110U | Bradford White | 671632816507 | Active | [10 empty] | No | Not Applicable | Not Applicable | Commercial Water Heating | Water Heating.Electric | 3 | 1 |  |  |  | 238-54649-00 |  |  |  | 238-36612-00 | [6 empty] | Electric | Electric Resistance | 277 | 1 |  | Indoor |  | Floor Mounted |  | No | Not Applicable | 150 | Not Applicable |  |  |  | 0.75 | No | [7 empty] | 2 kW |  |  |  | 10 |  | 8 | On/Off | Not Applicable | [6 empty] | 43 | 17 | 19.875 | 19.125 | 45 | 125 | 16 | 17.5625 | [5 empty] | 5.6875 | 15 | [5 empty] | 14 | [6 empty] | 9.6875 |  | 1 | 775 | 900 | UL1453 | Not Applicable | Yes | Yes | No | Not Applicable | [5 empty] | 40301 | COM ELEC LT DUTY
LE110U3-1NEN | LE110U | Bradford White | 671632821280 | Active | [10 empty] | No | Not Applicable | Not Applicable | Commercial Water Heating | Water Heating.Electric | 3 | 1 |  |  |  | 238-54649-00 |  |  |  | 238-36612-00 | [6 empty] | Electric | Electric Resistance | 277 | 1 |  | Indoor |  | Floor Mounted |  | No | Not Applicable | 150 | Not Applicable |  |  |  | 0.75 | No | [7 empty] | 2.5 kW |  |  |  | 10 |  | 10 | On/Off | Not Applicable | [6 empty] | 43 | 17 | 19.875 | 19.125 | 45 | 125 | 16 | 17.5625 | [5 empty] | 5.6875 | 15 | [5 empty] | 14 | [6 empty] | 9.6875 |  | 1 | 775 | 900 | UL1453 | Not Applicable | Yes | Yes | No | Not Applicable | [5 empty] | 40301 | COM ELEC LT DUTY
LE110U3-1NEP | LE110U | Bradford White | 671632819430 | Active | [10 empty] | No | Not Applicable | Not Applicable | Commercial Water Heating | Water Heating.Electric | 3 | 1 |  |  |  | 238-54649-00 |  |  |  | 238-36612-00 | [6 empty] | Electric | Electric Resistance | 277 | 1 |  | Indoor |  | Floor Mounted |  | No | Not Applicable | 150 | Not Applicable |  |  |  | 0.75 | No | [7 empty] | 3 kW |  |  |  | 10 |  | 12 | On/Off | Not Applicable | [6 empty] | 43 | 17 | 19.875 | 19.125 | 45 | 125 | 16 | 17.5625 | [5 empty] | 5.6875 | 15 | [5 empty] | 14 | [6 empty] | 9.6875 |  | 1 | 775 | 900 | UL1453 | Not Applicable | Yes | Yes | No | Not Applicable | [5 empty] | 40301 | COM ELEC LT DUTY
LE110U3-1NEP-264 | LE110U | Bradford White | 671632851980 | Active | The ""-264"" indicates that this SKU comes with an Aluminum Anode Rod. | [9 empty] | No | Not Applicable | Not Applicable | Commercial Water Heating | Water Heating.Electric | 3 | 1 |  |  |  | 238-54649-00 |  |  |  | 238-36612-00 | [6 empty] | Electric | Electric Resistance | 277 | 1 |  | Indoor |  | Floor Mounted |  | No | Not Applicable | 150 | Not Applicable |  |  |  | 0.75 | No | [7 empty] | 3 kW |  |  |  | 10 |  | 12 | On/Off | Not Applicable | [6 empty] | 43 | 17 | 19.875 | 19.125 | 45 | 125 | 16 | 17.5625 | [5 empty] | 5.6875 | 15 | [5 empty] | 14 | [6 empty] | 9.6875 |  | 1 | 775 | 900 | UL1453 | Not Applicable | Yes | Yes | No | Not Applicable | [5 empty] | 40301 | COM ELEC LT DUTY
LE110U3-1NET | LE110U | Bradford White | 671632827930 | Active | [10 empty] | No | Not Applicable | Not Applicable | Commercial Water Heating | Water Heating.Electric | 3 | 1 |  |  |  | 238-54649-00 |  |  |  | 238-36612-00 | [6 empty] | Electric | Electric Resistance | 277 | 1 |  | Indoor |  | Floor Mounted |  | No | Not Applicable | 150 | Not Applicable |  |  |  | 0.75 | No | [7 empty] | 4 kW |  |  |  | 10 |  | 17 | On/Off | Not Applicable | [6 empty] | 43 | 17 | 19.875 | 19.125 | 45 | 125 | 16 | 17.5625 | [5 empty] | 5.6875 | 15 | [5 empty] | 14 | [6 empty] | 9.6875 |  | 1 | 775 | 900 | UL1453 | Not Applicable | Yes | Yes | No | Not Applicable | [5 empty] | 40301 | COM ELEC LT DUTY
LE110U3-1NEW | LE110U | Bradford White | 671632811342 | Active | [10 empty] | No | Not Applicable | Not Applicable | Commercial Water Heating | Water Heating.Electric | 3 | 1 |  |  |  | 238-54649-00 |  |  |  | 238-36612-00 | [6 empty] | Electric | Electric Resistance | 277 | 1 |  | Indoor |  | Floor Mounted |  | No | Not Applicable | 150 | Not Applicable |  |  |  | 0.75 | No | [7 empty] | 4.5 kW |  |  |  | 10 |  | 19 | On/Off | Not Applicable | [6 empty] | 43 | 17 | 19.875 | 19.125 | 45 | 125 | 16 | 17.5625 | [5 empty] | 5.6875 | 15 | [5 empty] | 14 | [6 empty] | 9.6875 |  | 1 | 775 | 900 | UL1453 | Not Applicable | Yes | Yes | No | Not Applicable | [5 empty] | 40301 | COM ELEC LT DUTY
LE110U3-1NEX | LE110U | Bradford White | 671632859559 | Active | [10 empty] | No | Not Applicable | Not Applicable | Commercial Water Heating | Water Heating.Electric | 3 | 1 |  |  |  | 238-54649-00 |  |  |  | 238-36612-00 | [6 empty] | Electric | Electric Resistance | 277 | 1 |  | Indoor |  | Floor Mounted |  | No | Not Applicable | 150 | Not Applicable |  |  |  | 0.75 | No | [7 empty] | 5 kW |  |  |  | 10 |  | 21 | On/Off | Not Applicable | [6 empty] | 43 | 17 | 19.875 | 19.125 | 45 | 125 | 16 | 17.5625 | [5 empty] | 5.6875 | 15 | [5 empty] | 14 | [6 empty] | 9.6875 |  | 1 | 775 | 900 | UL1453 | Not Applicable | Yes | Yes | No | Not Applicable | [5 empty] | 40301 | COM ELEC LT DUTY
LE110U3-1NEZ | LE110U | Bradford White | 671632815180 | Active | [10 empty] | No | Not Applicable | Not Applicable | Commercial Water Heating | Water Heating.Electric | 3 | 1 |  |  |  | 238-54649-00 |  |  |  | 238-36612-00 | [6 empty] | Electric | Electric Resistance | 277 | 1 |  | Indoor |  | Floor Mounted |  | No | Not Applicable | 150 | Not Applicable |  |  |  | 0.75 | No | [7 empty] | 6 kW |  |  |  | 10 |  | 25 | On/Off | Not Applicable | [6 empty] | 43 | 17 | 19.875 | 19.125 | 45 | 125 | 16 | 17.5625 | [5 empty] | 5.6875 | 15 | [5 empty] | 14 | [6 empty] | 9.6875 |  | 1 | 775 | 900 | UL1453 | Not Applicable | Yes | Yes | No | Not Applicable | [5 empty] | 40301 | COM ELEC LT DUTY
LE110U3-1NHL | LE110U | Bradford White | 671632814886 | Active | [10 empty] | No | Not Applicable | Not Applicable | Commercial Water Heating | Water Heating.Electric | 3 | 1 |  |  |  | 238-54649-00 |  |  |  | 238-36612-00 | [6 empty] | Electric | Electric Resistance | 480 | 1 |  | Indoor |  | Floor Mounted |  | No | Not Applicable | 150 | Not Applicable |  |  |  | 0.75 | No | [7 empty] | 1.5 kW |  |  |  | 10 |  | 6 | On/Off | Not Applicable | [6 empty] | 43 | 17 | 19.875 | 19.125 | 45 | 125 | 16 | 17.5625 | [5 empty] | 5.6875 | 15 | [5 empty] | 14 | [6 empty] | 9.6875 |  | 1 | 775 | 900 | UL1453 | Not Applicable | Yes | Yes | No | Not Applicable | [5 empty] | 40301 | COM ELEC LT DUTY
LE110U3-1NHM | LE110U | Bradford White | 671632844135 | Active | [10 empty] | No | Not Applicable | Not Applicable | Commercial Water Heating | Water Heating.Electric | 3 | 1 |  |  |  | 238-54649-00 |  |  |  | 238-36612-00 | [6 empty] | Electric | Electric Resistance | 480 | 1 |  | Indoor |  | Floor Mounted |  | No | Not Applicable | 150 | Not Applicable |  |  |  | 0.75 | No | [7 empty] | 2 kW |  |  |  | 10 |  | 8 | On/Off | Not Applicable | [6 empty] | 43 | 17 | 19.875 | 19.125 | 45 | 125 | 16 | 17.5625 | [5 empty] | 5.6875 | 15 | [5 empty] | 14 | [6 empty] | 9.6875 |  | 1 | 775 | 900 | UL1453 | Not Applicable | Yes | Yes | No | Not Applicable | [5 empty] | 40301 | COM ELEC LT DUTY
LE110U3-1NHN | LE110U | Bradford White | 671632814305 | Active | [10 empty] | No | Not Applicable | Not Applicable | Commercial Water Heating | Water Heating.Electric | 3 | 1 |  |  |  | 238-54649-00 |  |  |  | 238-36612-00 | [6 empty] | Electric | Electric Resistance | 480 | 1 |  | Indoor |  | Floor Mounted |  | No | Not Applicable | 150 | Not Applicable |  |  |  | 0.75 | No | [7 empty] | 2.5 kW |  |  |  | 10 |  | 10 | On/Off | Not Applicable | [6 empty] | 43 | 17 | 19.875 | 19.125 | 45 | 125 | 16 | 17.5625 | [5 empty] | 5.6875 | 15 | [5 empty] | 14 | [6 empty] | 9.6875 |  | 1 | 775 | 900 | UL1453 | Not Applicable | Yes | Yes | No | Not Applicable | [5 empty] | 40301 | COM ELEC LT DUTY
LE110U3-1NHN-264 | LE110U | Bradford White | 671632561360 | Active | The ""-264"" indicates that this SKU comes with an Aluminum Anode Rod. | [9 empty] | No | Not Applicable | Not Applicable | Commercial Water Heating | Water Heating.Electric | 3 | 1 |  |  |  | 238-54649-00 |  |  |  | 238-36612-00 | [6 empty] | Electric | Electric Resistance | 480 | 1 |  | Indoor |  | Floor Mounted |  | No | Not Applicable | 150 | Not Applicable |  |  |  | 0.75 | No | [7 empty] | 2.5 kW |  |  |  | 10 |  | 10 | On/Off | Not Applicable | [6 empty] | 43 | 17 | 19.875 | 19.125 | 45 | 125 | 16 | 17.5625 | [5 empty] | 5.6875 | 15 | [5 empty] | 14 | [6 empty] | 9.6875 |  | 1 | 775 | 900 | UL1453 | Not Applicable | Yes | Yes | No | Not Applicable | [5 empty] | 40301 | COM ELEC LT DUTY
LE110U3-1NHP | LE110U | Bradford White | 671632817436 | Active | [10 empty] | No | Not Applicable | Not Applicable | Commercial Water Heating | Water Heating.Electric | 3 | 1 |  |  |  | 238-54649-00 |  |  |  | 238-36612-00 | [6 empty] | Electric | Electric Resistance | 480 | 1 |  | Indoor |  | Floor Mounted |  | No | Not Applicable | 150 | Not Applicable |  |  |  | 0.75 | No | [7 empty] | 3 kW |  |  |  | 10 |  | 12 | On/Off | Not Applicable | [6 empty] | 43 | 17 | 19.875 | 19.125 | 45 | 125 | 16 | 17.5625 | [5 empty] | 5.6875 | 15 | [5 empty] | 14 | [6 empty] | 9.6875 |  | 1 | 775 | 900 | UL1453 | Not Applicable | Yes | Yes | No | Not Applicable | [5 empty] | 40301 | COM ELEC LT DUTY
LE110U3-1NHT | LE110U | Bradford White | 671632821433 | Active | [10 empty] | No | Not Applicable | Not Applicable | Commercial Water Heating | Water Heating.Electric | 3 | 1 |  |  |  | 238-54649-00 |  |  |  | 238-36612-00 | [6 empty] | Electric | Electric Resistance | 480 | 1 |  | Indoor |  | Floor Mounted |  | No | Not Applicable | 150 | Not Applicable |  |  |  | 0.75 | No | [7 empty] | 4 kW |  |  |  | 10 |  | 17 | On/Off | Not Applicable | [6 empty] | 43 | 17 | 19.875 | 19.125 | 45 | 125 | 16 | 17.5625 | [5 empty] | 5.6875 | 15 | [5 empty] | 14 | [6 empty] | 9.6875 |  | 1 | 775 | 900 | UL1453 | Not Applicable | Yes | Yes | No | Not Applicable | [5 empty] | 40301 | COM ELEC LT DUTY
LE110U3-1NHW | LE110U | Bradford White | 671632825998 | Active | [10 empty] | No | Not Applicable | Not Applicable | Commercial Water Heating | Water Heating.Electric | 3 | 1 |  |  |  | 238-54649-00 |  |  |  | 238-36612-00 | [6 empty] | Electric | Electric Resistance | 480 | 1 |  | Indoor |  | Floor Mounted |  | No | Not Applicable | 150 | Not Applicable |  |  |  | 0.75 | No | [7 empty] | 4.5 kW |  |  |  | 10 |  | 19 | On/Off | Not Applicable | [6 empty] | 43 | 17 | 19.875 | 19.125 | 45 | 125 | 16 | 17.5625 | [5 empty] | 5.6875 | 15 | [5 empty] | 14 | [6 empty] | 9.6875 |  | 1 | 775 | 900 | UL1453 | Not Applicable | Yes | Yes | No | Not Applicable | [5 empty] | 40301 | COM ELEC LT DUTY
LE110U3-1NHX | LE110U | Bradford White | 671632904662 | Active | [10 empty] | No | Not Applicable | Not Applicable | Commercial Water Heating | Water Heating.Electric | 3 | 1 |  |  |  | 238-54649-00 |  |  |  | 238-36612-00 | [6 empty] | Electric | Electric Resistance | 480 | 1 |  | Indoor |  | Floor Mounted |  | No | Not Applicable | 150 | Not Applicable |  |  |  | 0.75 | No | [7 empty] | 5 kW |  |  |  | 10 |  | 21 | On/Off | Not Applicable | [6 empty] | 43 | 17 | 19.875 | 19.125 | 45 | 125 | 16 | 17.5625 | [5 empty] | 5.6875 | 15 | [5 empty] | 14 | [6 empty] | 9.6875 |  | 1 | 775 | 900 | UL1453 | Not Applicable | Yes | Yes | No | Not Applicable | [5 empty] | 40301 | COM ELEC LT DUTY
LE110U3-1NHY | LE110U | Bradford White | 671632911271 | Active | [10 empty] | No | Not Applicable | Not Applicable | Commercial Water Heating | Water Heating.Electric | 3 | 1 |  |  |  | 238-54649-00 |  |  |  | 238-36612-00 | [6 empty] | Electric | Electric Resistance | 480 | 1 |  | Indoor |  | Floor Mounted |  | No | Not Applicable | 150 | Not Applicable |  |  |  | 0.75 | No | [7 empty] | 5.5 kW |  |  |  | 10 |  | 23 | On/Off | Not Applicable | [6 empty] | 43 | 17 | 19.875 | 19.125 | 45 | 125 | 16 | 17.5625 | [5 empty] | 5.6875 | 15 | [5 empty] | 14 | [6 empty] | 9.6875 |  | 1 | 775 | 900 | UL1453 | Not Applicable | Yes | Yes | No | Not Applicable | [5 empty] | 40301 | COM ELEC LT DUTY
LE110U3-1NHZ | LE110U | Bradford White | 671632827275 | Active | [10 empty] | No | Not Applicable | Not Applicable | Commercial Water Heating | Water Heating.Electric | 3 | 1 |  |  |  | 238-54649-00 |  |  |  | 238-36612-00 | [6 empty] | Electric | Electric Resistance | 480 | 1 |  | Indoor |  | Floor Mounted |  | No | Not Applicable | 150 | Not Applicable |  |  |  | 0.75 | No | [7 empty] | 6 kW |  |  |  | 10 |  | 25 | On/Off | Not Applicable | [6 empty] | 43 | 17 | 19.875 | 19.125 | 45 | 125 | 16 | 17.5625 | [5 empty] | 5.6875 | 15 | [5 empty] | 14 | [6 empty] | 9.6875 |  | 1 | 775 | 900 | UL1453 | Not Applicable | Yes | Yes | No | Not Applicable | [5 empty] | 40301 | COM ELEC LT DUTY
LE110U3-1NHZ-264 | LE110U | Bradford White | 671632578658 | Active | The ""-264"" indicates that this SKU comes with an Aluminum Anode Rod. | [9 empty] | No | Not Applicable | Not Applicable | Commercial Water Heating | Water Heating.Electric | 3 | 1 |  |  |  | 238-54649-00 |  |  |  | 238-36612-00 | [6 empty] | Electric | Electric Resistance | 480 | 1 |  | Indoor |  | Floor Mounted |  | No | Not Applicable | 150 | Not Applicable |  |  |  | 0.75 | No | [7 empty] | 6 kW |  |  |  | 10 |  | 25 | On/Off | Not Applicable | [6 empty] | 43 | 17 | 19.875 | 19.125 | 45 | 125 | 16 | 17.5625 | [5 empty] | 5.6875 | 15 | [5 empty] | 14 | [6 empty] | 9.6875 |  | 1 | 775 | 900 | UL1453 | Not Applicable | Yes | Yes | No | Not Applicable | [5 empty] | 40301 | COM ELEC LT DUTY
LE110U3-1NLX | LE110U | Bradford White | 671632853410 | Active | [10 empty] | No | Not Applicable | Not Applicable | Commercial Water Heating | Water Heating.Electric | 3 | 1 |  |  |  | 238-54649-00 |  |  |  | 238-36612-00 | [6 empty] | Electric | Electric Resistance | 208 | 1 |  | Indoor |  | Floor Mounted |  | No | Not Applicable | 150 | Not Applicable |  |  |  | 0.75 | No | [7 empty] | 5 kW |  |  |  | 10 |  | 21 | On/Off | Not Applicable | [6 empty] | 43 | 17 | 19.875 | 19.125 | 45 | 125 | 16 | 17.5625 | [5 empty] | 5.6875 | 15 | [5 empty] | 14 | [6 empty] | 9.6875 |  | 1 | 775 | 900 | UL1453 | Not Applicable | Yes | Yes | No | Not Applicable | [5 empty] | 40301 | COM ELEC LT DUTY
LE110U3-1NLX-458 | LE110U | Bradford White | 671632893317 | Active | The ""-458"" indicates that this SKU was designed and certified for Installation in Canada. | [9 empty] | No | Not Applicable | Not Applicable | Commercial Water Heating | Water Heating.Electric | 3 | 1 |  |  |  | 238-54649-00 |  |  |  | 238-36612-00 | [6 empty] | Electric | Electric Resistance | 208 | 1 |  | Indoor |  | Floor Mounted |  | No | Not Applicable | 150 | Not Applicable |  |  |  | 0.75 | No | [7 empty] | 5 kW |  |  |  | 10 |  | 21 | On/Off | Not Applicable | [6 empty] | 43 | 17 | 19.875 | 19.125 | 45 | 125 | 16 | 17.5625 | [5 empty] | 5.6875 | 15 | [5 empty] | 14 | [6 empty] | 9.6875 |  | 1 | 775 | 900 | UL1453 | Not Applicable | No | Yes | No | Not Applicable | 238-52552-00 |  |  |  | 238-45656-00 | 40301 | COM ELEC LT DUTY
LE110U3-1NLY | LE110U | Bradford White | 671632313570 | Active | [10 empty] | No | Not Applicable | Not Applicable | Commercial Water Heating | Water Heating.Electric | 3 | 1 |  |  |  | 238-54649-00 |  |  |  | 238-36612-00 | [6 empty] | Electric | Electric Resistance | 208 | 1 |  | Indoor |  | Floor Mounted |  | No | Not Applicable | 150 | Not Applicable |  |  |  | 0.75 | No | [7 empty] | 5.5 kW |  |  |  | 10 |  | 23 | On/Off | Not Applicable | [6 empty] | 43 | 17 | 19.875 | 19.125 | 45 | 125 | 16 | 17.5625 | [5 empty] | 5.6875 | 15 | [5 empty] | 14 | [6 empty] | 9.6875 |  | 1 | 775 | 900 | UL1453 | Not Applicable | Yes | Yes | No | Not Applicable | [5 empty] | 40301 | COM ELEC LT DUTY
LE110U3-1NLZ | LE110U | Bradford White | 671632815647 | Active | [10 empty] | No | Not Applicable | Not Applicable | Commercial Water Heating | Water Heating.Electric | 3 | 1 |  |  |  | 238-54649-00 |  |  |  | 238-36612-00 | [6 empty] | Electric | Electric Resistance | 208 | 1 |  | Indoor |  | Floor Mounted |  | No | Not Applicable | 150 | Not Applicable |  |  |  | 0.75 | No | [7 empty] | 6 kW |  |  |  | 10 |  | 25 | On/Off | Not Applicable | [6 empty] | 43 | 17 | 19.875 | 19.125 | 45 | 125 | 16 | 17.5625 | [5 empty] | 5.6875 | 15 | [5 empty] | 14 | [6 empty] | 9.6875 |  | 1 | 775 | 900 | UL1453 | Not Applicable | Yes | Yes | No | Not Applicable | [5 empty] | 40301 | COM ELEC LT DUTY
LE110U3-1NLZ-264 | LE110U | Bradford White | 671632859573 | Active | The ""-264"" indicates that this SKU comes with an Aluminum Anode Rod. | [9 empty] | No | Not Applicable | Not Applicable | Commercial Water Heating | Water Heating.Electric | 3 | 1 |  |  |  | 238-54649-00 |  |  |  | 238-36612-00 | [6 empty] | Electric | Electric Resistance | 208 | 1 |  | Indoor |  | Floor Mounted |  | No | Not Applicable | 150 | Not Applicable |  |  |  | 0.75 | No | [7 empty] | 6 kW |  |  |  | 30 |  | 25 | On/Off | Not Applicable | [6 empty] | 43 | 17 | 19.875 | 19.125 | 45 | 290 | 16 | 17.5625 | [5 empty] | 5.6875 | 15 | [5 empty] | 14 | [6 empty] | 9.6875 |  | 1 | 775 | 900 | UL1453 | Yes | Yes | Yes | No | Not Applicable | [5 empty] | 40301 | COM ELEC LT DUTY
LE110U3-1NLZ-458 | LE110U | Bradford White | 671632131686 | Active | The ""-458"" indicates that this SKU was designed and certified for Installation in Canada. | [9 empty] | No | Not Applicable | Not Applicable | Commercial Water Heating | Water Heating.Electric | 3 | 1 |  |  |  | 238-54649-00 |  |  |  | 238-36612-00 | [6 empty] | Electric | Electric Resistance | 208 | 1 |  | Indoor |  | Floor Mounted |  | No | Not Applicable | 150 | Not Applicable |  |  |  | 0.75 | No | [7 empty] | 6 kW |  |  |  | 10 |  | 25 | On/Off | Not Applicable | [6 empty] | 43 | 17 | 19.875 | 19.125 | 45 | 125 | 16 | 17.5625 | [5 empty] | 5.6875 | 15 | [5 empty] | 14 | [6 empty] | 9.6875 |  | 1 | 775 | 900 | UL1453 | Not Applicable | No | Yes | No | Not Applicable | 238-52552-00 |  |  |  | 238-45656-00 | 40301 | COM ELEC LT DUTY
LE110U5-1NAL | LE110U | Bradford White | 671632853533 | Active | [10 empty] | No | Not Applicable | Not Applicable | Commercial Water Heating | Water Heating.Electric | 5 | 1 |  |  |  | 238-54649-00 |  |  |  | 238-36612-00 | [6 empty] | Electric | Electric Resistance | 120 | 1 |  | Indoor |  | Floor Mounted |  | No | Not Applicable | 150 | Not Applicable |  |  |  | 0.75 | No | [7 empty] | 1.5 kW |  |  |  | 10 |  | 6 | On/Off | Not Applicable | [6 empty] | 43 | 17 | 19.875 | 19.125 | 45 | 125 | 16 | 17.5625 | [5 empty] | 5.6875 | 15 | [5 empty] | 14 | [6 empty] | 9.6875 |  | 1 | 775 | 900 | UL1453 | Not Applicable | Yes | Yes | No | Not Applicable | [5 empty] | 40301 | COM ELEC LT DUTY
LE110U5-1NAL-506-284 | LE110U | Bradford White | 671632890293 | Active | The ""-284"" indicates that this SKU comes with an Incoloy Element. | The ""-506"" indicates that this SKU comes with an A420 Aluminum Anode Rod. | [8 empty] | No | Not Applicable | Not Applicable | Commercial Water Heating | Water Heating.Electric | 5 | 1 |  |  |  | 238-54649-00 |  |  |  | 238-36612-00 | [6 empty] | Electric | Electric Resistance | 120 | 1 |  | Indoor |  | Floor Mounted |  | No | Not Applicable | 150 | Not Applicable |  |  |  | 0.75 | No | [7 empty] | 1.5 kW |  |  |  | 10 |  | 6 | On/Off | Not Applicable | [6 empty] | 43 | 17 | 19.875 | 19.125 | 45 | 125 | 16 | 17.5625 | [5 empty] | 5.6875 | 15 | [5 empty] | 14 | [6 empty] | 9.6875 |  | 1 | 775 | 900 | UL1453 | Not Applicable | Yes | Yes | No | Not Applicable | [5 empty] | 40301 | COM ELEC LT DUTY
LE110U5-1NAM | LE110U | Bradford White | 671632879427 | Active | [10 empty] | No | Not Applicable | Not Applicable | Commercial Water Heating | Water Heating.Electric | 5 | 1 |  |  |  | 238-54649-00 |  |  |  | 238-36612-00 | [6 empty] | Electric | Electric Resistance | 120 | 1 |  | Indoor |  | Floor Mounted |  | No | Not Applicable | 150 | Not Applicable |  |  |  | 0.75 | No | [7 empty] | 2 kW |  |  |  | 10 |  | 8 | On/Off | Not Applicable | [6 empty] | 43 | 17 | 19.875 | 19.125 | 45 | 125 | 16 | 17.5625 | [5 empty] | 5.6875 | 15 | [5 empty] | 14 | [6 empty] | 9.6875 |  | 1 | 775 | 900 | UL1453 | Not Applicable | Yes | Yes | No | Not Applicable | [5 empty] | 40301 | COM ELEC LT DUTY
LE110U5-1NAN | LE110U | Bradford White | 671632821310 | Active | [10 empty] | No | Not Applicable | Not Applicable | Commercial Water Heating | Water Heating.Electric | 5 | 1 |  |  |  | 238-54649-00 |  |  |  | 238-36612-00 | [6 empty] | Electric | Electric Resistance | 120 | 1 |  | Indoor |  | Floor Mounted |  | No | Not Applicable | 150 | Not Applicable |  |  |  | 0.75 | No | [7 empty] | 2.5 kW |  |  |  | 10 |  | 10 | On/Off | Not Applicable | [6 empty] | 43 | 17 | 19.875 | 19.125 | 45 | 125 | 16 | 17.5625 | [5 empty] | 5.6875 | 15 | [5 empty] | 14 | [6 empty] | 9.6875 |  | 1 | 775 | 900 | UL1453 | Not Applicable | Yes | Yes | No | Not Applicable | [5 empty] | 40301 | COM ELEC LT DUTY
LE110U5-1NCM | LE110U | Bradford White | 671632568970 | Active | [10 empty] | No | Not Applicable | Not Applicable | Commercial Water Heating | Water Heating.Electric | 5 | 1 |  |  |  | 238-54649-00 |  |  |  | 238-36612-00 | [6 empty] | Electric | Electric Resistance | 240/208 | 1 |  | Indoor |  | Floor Mounted |  | No | Not Applicable | 150 | Not Applicable |  |  |  | 0.75 | No | [7 empty] | 2/1.5 kW |  |  |  | 10 |  | 8/6 | On/Off | Not Applicable | [6 empty] | 43 | 17 | 19.875 | 19.125 | 45 | 125 | 16 | 17.5625 | [5 empty] | 5.6875 | 15 | [5 empty] | 14 | [6 empty] | 9.6875 |  | 1 | 775 | 900 | UL1453 | Not Applicable | Yes | Yes | No | Not Applicable | [5 empty] | 40301 | COM ELEC LT DUTY
LE110U5-1NCN | LE110U | Bradford White | 671632877430 | Active | [10 empty] | No | Not Applicable | Not Applicable | Commercial Water Heating | Water Heating.Electric | 5 | 1 |  |  |  | 238-54649-00 |  |  |  | 238-36612-00 | [6 empty] | Electric | Electric Resistance | 240/208 | 1 |  | Indoor |  | Floor Mounted |  | No | Not Applicable | 150 | Not Applicable |  |  |  | 0.75 | No | [7 empty] | 2.5/2 kW |  |  |  | 10 |  | 10/8 | On/Off | Not Applicable | [6 empty] | 43 | 17 | 19.875 | 19.125 | 45 | 125 | 16 | 17.5625 | [5 empty] | 5.6875 | 15 | [5 empty] | 14 | [6 empty] | 9.6875 |  | 1 | 775 | 900 | UL1453 | Not Applicable | Yes | Yes | No | Not Applicable | [5 empty] | 40301 | COM ELEC LT DUTY
LE110U5-1NCP | LE110U | Bradford White | 671632138845 | Active | [10 empty] | No | Not Applicable | Not Applicable | Commercial Water Heating | Water Heating.Electric | 5 | 1 |  |  |  | 238-54649-00 |  |  |  | 238-36612-00 | [6 empty] | Electric | Electric Resistance | 240 | 1 |  | Indoor |  | Floor Mounted |  | No | Not Applicable | 150 | Not Applicable |  |  |  | 0.75 | No | [7 empty] | 3 kW |  |  |  | 10 |  | 12 | On/Off | Not Applicable | [6 empty] | 43 | 17 | 19.875 | 19.125 | 45 | 125 | 16 | 17.5625 | [5 empty] | 5.6875 | 15 | [5 empty] | 14 | [6 empty] | 9.6875 |  | 1 | 775 | 900 | UL1453 | Not Applicable | Yes | Yes | No | Not Applicable | [5 empty] | 40301 | COM ELEC LT DUTY
LE110U5-1NCR | LE110U | Bradford White | 671632999460 | Active | [10 empty] | No | Not Applicable | Not Applicable | Commercial Water Heating | Water Heating.Electric | 5 | 1 |  |  |  | 238-54649-00 |  |  |  | 238-36612-00 | [6 empty] | Electric | Electric Resistance | 240/208 | 1 |  | Indoor |  | Floor Mounted |  | No | Not Applicable | 150 | Not Applicable |  |  |  | 0.75 | No | [7 empty] | 3.5/2.5 kW |  |  |  | 10 |  | 14/10 | On/Off | Not Applicable | [6 empty] | 43 | 17 | 19.875 | 19.125 | 45 | 125 | 16 | 17.5625 | [5 empty] | 5.6875 | 15 | [5 empty] | 14 | [6 empty] | 9.6875 |  | 1 | 775 | 900 | UL1453 | Not Applicable | Yes | Yes | No | Not Applicable | [5 empty] | 40301 | COM ELEC LT DUTY
LE110U5-1NCT | LE110U | Bradford White | 671632885077 | Active | [10 empty] | No | Not Applicable | Not Applicable | Commercial Water Heating | Water Heating.Electric | 5 | 1 |  |  |  | 238-54649-00 |  |  |  | 238-36612-00 | [6 empty] | Electric | Electric Resistance | 240/208 | 1 |  | Indoor |  | Floor Mounted |  | No | Not Applicable | 150 | Not Applicable |  |  |  | 0.75 | No | [7 empty] | 4/3 kW |  |  |  | 10 |  | 17/12 | On/Off | Not Applicable | [6 empty] | 43 | 17 | 19.875 | 19.125 | 45 | 125 | 16 | 17.5625 | [5 empty] | 5.6875 | 15 | [5 empty] | 14 | [6 empty] | 9.6875 |  | 1 | 775 | 900 | UL1453 | Not Applicable | Yes | Yes | No | Not Applicable | [5 empty] | 40301 | COM ELEC LT DUTY
LE110U5-1NCW | LE110U | Bradford White | 671632892471 | Active | [10 empty] | No | Not Applicable | Not Applicable | Commercial Water Heating | Water Heating.Electric | 5 | 1 |  |  |  | 238-54649-00 |  |  |  | 238-36612-00 | [6 empty] | Electric | Electric Resistance | 240/208 | 1 |  | Indoor |  | Floor Mounted |  | No | Not Applicable | 150 | Not Applicable |  |  |  | 0.75 | No | [7 empty] | 4.5/3.5 kW |  |  |  | 10 |  | 19/14 | On/Off | Not Applicable | [6 empty] | 43 | 17 | 19.875 | 19.125 | 45 | 125 | 16 | 17.5625 | [5 empty] | 5.6875 | 15 | [5 empty] | 14 | [6 empty] | 9.6875 |  | 1 | 775 | 900 | UL1453 | Not Applicable | Yes | Yes | No | Not Applicable | [5 empty] | 40301 | COM ELEC LT DUTY
LE110U5-1NCY | LE110U | Bradford White | 671632329991 | Active | [10 empty] | No | Not Applicable | Not Applicable | Commercial Water Heating | Water Heating.Electric | 5 | 1 |  |  |  | 238-54649-00 |  |  |  | 238-36612-00 | [6 empty] | Electric | Electric Resistance | 240/208 | 1 |  | Indoor |  | Floor Mounted |  | No | Not Applicable | 150 | Not Applicable |  |  |  | 0.75 | No | [7 empty] | 5.5/4 kW |  |  |  | 10 |  | 23/17 | On/Off | Not Applicable | [6 empty] | 43 | 17 | 19.875 | 19.125 | 45 | 125 | 16 | 17.5625 | [5 empty] | 5.6875 | 15 | [5 empty] | 14 | [6 empty] | 9.6875 |  | 1 | 775 | 900 | UL1453 | Not Applicable | Yes | Yes | No | Not Applicable | [5 empty] | 40301 | COM ELEC LT DUTY
LE110U5-1NCZ | LE110U | Bradford White | 671632129515 | Active | [10 empty] | No | Not Applicable | Not Applicable | Commercial Water Heating | Water Heating.Electric | 5 | 1 |  |  |  | 238-54649-00 |  |  |  | 238-36612-00 | [6 empty] | Electric | Electric Resistance | 240/208 | 1 |  | Indoor |  | Floor Mounted |  | No | Not Applicable | 150 | Not Applicable |  |  |  | 0.75 | No | [7 empty] | 6/4.5 kW |  |  |  | 10 |  | 25/19 | On/Off | Not Applicable | [6 empty] | 43 | 17 | 19.875 | 19.125 | 45 | 125 | 16 | 17.5625 | [5 empty] | 5.6875 | 15 | [5 empty] | 14 | [6 empty] | 9.6875 |  | 1 | 775 | 900 | UL1453 | Not Applicable | Yes | Yes | No | Not Applicable | [5 empty] | 40301 | COM ELEC LT DUTY
LE110U5-1NCZ-264 | LE110U | Bradford White | 671632671373 | Active | The ""-264"" indicates that this SKU comes with an Aluminum Anode Rod. | [9 empty] | No | Not Applicable | Not Applicable | Commercial Water Heating | Water Heating.Electric | 5 | 1 |  |  |  | 238-54649-00 |  |  |  | 238-36612-00 | [6 empty] | Electric | Electric Resistance | 240/208 | 1 |  | Indoor |  | Floor Mounted |  | No | Not Applicable | 150 | Not Applicable |  |  |  | 0.75 | No | [7 empty] | 6/4.5 kW |  |  |  | 10 |  | 25/19 | On/Off | Not Applicable | [6 empty] | 43 | 17 | 19.875 | 19.125 | 45 | 125 | 16 | 17.5625 | [5 empty] | 5.6875 | 15 | [5 empty] | 14 | [6 empty] | 9.6875 |  | 1 | 775 | 900 | UL1453 | Not Applicable | Yes | Yes | No | Not Applicable | [5 empty] | 40301 | COM ELEC LT DUTY
LE110U5-1NEM | LE110U | Bradford White | 671632820726 | Active | [10 empty] | No | Not Applicable | Not Applicable | Commercial Water Heating | Water Heating.Electric | 5 | 1 |  |  |  | 238-54649-00 |  |  |  | 238-36612-00 | [6 empty] | Electric | Electric Resistance | 277 | 1 |  | Indoor |  | Floor Mounted |  | No | Not Applicable | 150 | Not Applicable |  |  |  | 0.75 | No | [7 empty] | 2 kW |  |  |  | 10 |  | 8 | On/Off | Not Applicable | [6 empty] | 43 | 17 | 19.875 | 19.125 | 45 | 125 | 16 | 17.5625 | [5 empty] | 5.6875 | 15 | [5 empty] | 14 | [6 empty] | 9.6875 |  | 1 | 775 | 900 | UL1453 | Not Applicable | Yes | Yes | No | Not Applicable | [5 empty] | 40301 | COM ELEC LT DUTY
LE110U5-1NEP | LE110U | Bradford White | 671632844579 | Active | [10 empty] | No | Not Applicable | Not Applicable | Commercial Water Heating | Water Heating.Electric | 5 | 1 |  |  |  | 238-54649-00 |  |  |  | 238-36612-00 | [6 empty] | Electric | Electric Resistance | 277 | 1 |  | Indoor |  | Floor Mounted |  | No | Not Applicable | 150 | Not Applicable |  |  |  | 0.75 | No | [7 empty] | 3 kW |  |  |  | 10 |  | 12 | On/Off | Not Applicable | [6 empty] | 43 | 17 | 19.875 | 19.125 | 45 | 125 | 16 | 17.5625 | [5 empty] | 5.6875 | 15 | [5 empty] | 14 | [6 empty] | 9.6875 |  | 1 | 775 | 900 | UL1453 | Not Applicable | Yes | Yes | No | Not Applicable | [5 empty] | 40301 | COM ELEC LT DUTY
LE110U5-1NET | LE110U | Bradford White | 671632552832 | Active | [10 empty] | No | Not Applicable | Not Applicable | Commercial Water Heating | Water Heating.Electric | 5 | 1 |  |  |  | 238-54649-00 |  |  |  | 238-36612-00 | [6 empty] | Electric | Electric Resistance | 277 | 1 |  | Indoor |  | Floor Mounted |  | No | Not Applicable | 150 | Not Applicable |  |  |  | 0.75 | No | [7 empty] | 4 kW |  |  |  | 10 |  | 17 | On/Off | Not Applicable | [6 empty] | 43 | 17 | 19.875 | 19.125 | 45 | 125 | 16 | 17.5625 | [5 empty] | 5.6875 | 15 | [5 empty] | 14 | [6 empty] | 9.6875 |  | 1 | 775 | 900 | UL1453 | Not Applicable | Yes | Yes | No | Not Applicable | [5 empty] | 40301 | COM ELEC LT DUTY
LE110U5-1NHN | LE110U | Bradford White | 671632869770 | Active | [10 empty] | No | Not Applicable | Not Applicable | Commercial Water Heating | Water Heating.Electric | 5 | 1 |  |  |  | 238-54649-00 |  |  |  | 238-36612-00 | [6 empty] | Electric | Electric Resistance | 480 | 1 |  | Indoor |  | Floor Mounted |  | No | Not Applicable | 150 | Not Applicable |  |  |  | 0.75 | No | [7 empty] | 2.5 kW |  |  |  | 10 |  | 10 | On/Off | Not Applicable | [6 empty] | 43 | 17 | 19.875 | 19.125 | 45 | 125 | 16 | 17.5625 | [5 empty] | 5.6875 | 15 | [5 empty] | 14 | [6 empty] | 9.6875 |  | 1 | 775 | 900 | UL1453 | Not Applicable | Yes | Yes | No | Not Applicable | [5 empty] | 40301 | COM ELEC LT DUTY
LE110U5-1NHN-264 | LE110U | Bradford White | 671632561353 | Active | The ""-264"" indicates that this SKU comes with an Aluminum Anode Rod. | [9 empty] | No | Not Applicable | Not Applicable | Commercial Water Heating | Water Heating.Electric | 5 | 1 |  |  |  | 238-54649-00 |  |  |  | 238-36612-00 | [6 empty] | Electric | Electric Resistance | 480 | 1 |  | Indoor |  | Floor Mounted |  | No | Not Applicable | 150 | Not Applicable |  |  |  | 0.75 | No | [7 empty] | 2.5 kW |  |  |  | 10 |  | 10 | On/Off | Not Applicable | [6 empty] | 43 | 17 | 19.875 | 19.125 | 45 | 125 | 16 | 17.5625 | [5 empty] | 5.6875 | 15 | [5 empty] | 14 | [6 empty] | 9.6875 |  | 1 | 775 | 900 | UL1453 | Not Applicable | Yes | Yes | No | Not Applicable | [5 empty] | 40301 | COM ELEC LT DUTY
LE110U5-1NHP | LE110U | Bradford White | 671632535064 | Active | [10 empty] | No | Not Applicable | Not Applicable | Commercial Water Heating | Water Heating.Electric | 5 | 1 |  |  |  | 238-54649-00 |  |  |  | 238-36612-00 | [6 empty] | Electric | Electric Resistance | 480 | 1 |  | Indoor |  | Floor Mounted |  | No | Not Applicable | 150 | Not Applicable |  |  |  | 0.75 | No | [7 empty] | 3 kW |  |  |  | 10 |  | 12 | On/Off | Not Applicable | [6 empty] | 43 | 17 | 19.875 | 19.125 | 45 | 125 | 16 | 17.5625 | [5 empty] | 5.6875 | 15 | [5 empty] | 14 | [6 empty] | 9.6875 |  | 1 | 775 | 900 | UL1453 | Not Applicable | Yes | Yes | No | Not Applicable | [5 empty] | 40301 | COM ELEC LT DUTY
LE110U5-1NLZ | LE110U | Bradford White | 671632814442 | Active | [10 empty] | No | Not Applicable | Not Applicable | Commercial Water Heating | Water Heating.Electric | 5 | 1 |  |  |  | 238-54649-00 |  |  |  | 238-36612-00 | [6 empty] | Electric | Electric Resistance | 208 | 1 |  | Indoor |  | Floor Mounted |  | No | Not Applicable | 150 | Not Applicable |  |  |  | 0.75 | No | [7 empty] | 6 kW |  |  |  | 10 |  | 25 | On/Off | Not Applicable | [6 empty] | 43 | 17 | 19.875 | 19.125 | 45 | 125 | 16 | 17.5625 | [5 empty] | 5.6875 | 15 | [5 empty] | 14 | [6 empty] | 9.6875 |  | 1 | 775 | 900 | UL1453 | Not Applicable | Yes | Yes | No | Not Applicable | [5 empty] | 40301 | COM ELEC LT DUTY
LE112T3-1NAL | LE112T | Bradford White | 671632805167 | Active | [10 empty] | No | Not Applicable | Not Applicable | Commercial Water Heating | Water Heating.Electric | 3 | 1 |  |  |  | 238-54649-00 |  |  |  | 238-36612-00 | [6 empty] | Electric | Electric Resistance | 120 | 1 |  | Indoor |  | Floor Mounted |  | No | Not Applicable | 150 | Not Applicable |  |  |  | 0.75 | No | [7 empty] | 1.5 kW |  |  |  | 12 |  | 6 | On/Off | Not Applicable | [6 empty] | 60 | 17.5 | 16.125 | 29.375 | 62 | 159 | 14 | 27.75 |  |  |  |  | 6 | 3.0625 | 21.1875 | [12 empty] | 27.75 |  | 1 | 648 | 630 | UL1453 | Not Applicable | Yes | Yes | No | Not Applicable | [5 empty] | 40301 | COM ELEC LT DUTY
LE112T3-1NAL-284 | LE112T | Bradford White | 671632857302 | Active | The ""-284"" indicates that this SKU comes with an Incoloy Element. | [9 empty] | No | Not Applicable | Not Applicable | Commercial Water Heating | Water Heating.Electric | 3 | 1 |  |  |  | 238-54649-00 |  |  |  | 238-36612-00 | [6 empty] | Electric | Electric Resistance | 120 | 1 |  | Indoor |  | Floor Mounted |  | No | Not Applicable | 150 | Not Applicable |  |  |  | 0.75 | No | [7 empty] | 1.5 kW |  |  |  | 12 |  | 6 | On/Off | Not Applicable | [6 empty] | 60 | 17.5 | 16.125 | 29.375 | 62 | 159 | 14 | 27.75 |  |  |  |  | 6 | 3.0625 | 21.1875 | [12 empty] | 27.75 |  | 1 | 648 | 630 | UL1453 | Not Applicable | Yes | Yes | No | Not Applicable | [5 empty] | 40301 | COM ELEC LT DUTY
LE112T3-1NAL-458 | LE112T | Bradford White | 671632824618 | Active | The ""-458"" indicates that this SKU was designed and certified for Installation in Canada. | [9 empty] | No | Not Applicable | Not Applicable | Commercial Water Heating | Water Heating.Electric | 3 | 1 |  |  |  | 238-54649-00 |  |  |  | 238-36612-00 | [6 empty] | Electric | Electric Resistance | 120 | 1 |  | Indoor |  | Floor Mounted |  | No | Not Applicable | 150 | Not Applicable |  |  |  | 0.75 | No | [7 empty] | 1.5 kW |  |  |  | 12 |  | 6 | On/Off | Not Applicable | [6 empty] | 60 | 17.5 | 16.125 | 29.375 | 62 | 159 | 14 | 27.75 |  |  |  |  | 6 | 3.0625 | 21.1875 | [12 empty] | 27.75 |  | 1 | 648 | 630 | UL1453 | Not Applicable | No | Yes | No | Not Applicable | 238-52552-00 |  |  |  | 238-45656-00 | 40301 | COM ELEC LT DUTY
LE112T3-1NAM | LE112T | Bradford White | 671632912308 | Active | [10 empty] | No | Not Applicable | Not Applicable | Commercial Water Heating | Water Heating.Electric | 3 | 1 |  |  |  | 238-54649-00 |  |  |  | 238-36612-00 | [6 empty] | Electric | Electric Resistance | 120 | 1 |  | Indoor |  | Floor Mounted |  | No | Not Applicable | 150 | Not Applicable |  |  |  | 0.75 | No | [7 empty] | 2 kW |  |  |  | 12 |  | 8 | On/Off | Not Applicable | [6 empty] | 60 | 17.5 | 16.125 | 29.375 | 62 | 159 | 14 | 27.75 |  |  |  |  | 6 | 3.0625 | 21.1875 | [12 empty] | 27.75 |  | 1 | 648 | 630 | UL1453 | Not Applicable | Yes | Yes | No | Not Applicable | [5 empty] | 40301 | COM ELEC LT DUTY
LE112T3-1NAN | LE112T | Bradford White | 671632821297 | Active | [10 empty] | No | Not Applicable | Not Applicable | Commercial Water Heating | Water Heating.Electric | 3 | 1 |  |  |  | 238-54649-00 |  |  |  | 238-36612-00 | [6 empty] | Electric | Electric Resistance | 120 | 1 |  | Indoor |  | Floor Mounted |  | No | Not Applicable | 150 | Not Applicable |  |  |  | 0.75 | No | [7 empty] | 2.5 kW |  |  |  | 12 |  | 10 | On/Off | Not Applicable | [6 empty] | 60 | 17.5 | 16.125 | 29.375 | 62 | 159 | 14 | 27.75 |  |  |  |  | 6 | 3.0625 | 21.1875 | [12 empty] | 27.75 |  | 1 | 648 | 630 | UL1453 | Not Applicable | Yes | Yes | No | Not Applicable | [5 empty] | 40301 | COM ELEC LT DUTY
LE112T3-1NAP | LE112T | Bradford White | 671632891917 | Active | [10 empty] | No | Not Applicable | Not Applicable | Commercial Water Heating | Water Heating.Electric | 3 | 1 |  |  |  | 238-54649-00 |  |  |  | 238-36612-00 | [6 empty] | Electric | Electric Resistance | 120 | 1 |  | Indoor |  | Floor Mounted |  | No | Not Applicable | 150 | Not Applicable |  |  |  | 0.75 | No | [7 empty] | 3 kW |  |  |  | 12 |  | 12 | On/Off | Not Applicable | [6 empty] | 60 | 17.5 | 16.125 | 29.375 | 62 | 159 | 14 | 27.75 |  |  |  |  | 6 | 3.0625 | 21.1875 | [12 empty] | 27.75 |  | 1 | 648 | 630 | UL1453 | Not Applicable | Yes | Yes | No | Not Applicable | [5 empty] | 40301 | COM ELEC LT DUTY
LE112T3-1NAP-458 | LE112T | Bradford White | 671632875122 | Active | The ""-458"" indicates that this SKU was designed and certified for Installation in Canada. | [9 empty] | No | Not Applicable | Not Applicable | Commercial Water Heating | Water Heating.Electric | 3 | 1 |  |  |  | 238-54649-00 |  |  |  | 238-36612-00 | [6 empty] | Electric | Electric Resistance | 120 | 1 |  | Indoor |  | Floor Mounted |  | No | Not Applicable | 150 | Not Applicable |  |  |  | 0.75 | No | [7 empty] | 3 kW |  |  |  | 12 |  | 12 | On/Off | Not Applicable | [6 empty] | 60 | 17.5 | 16.125 | 29.375 | 62 | 159 | 14 | 27.75 |  |  |  |  | 6 | 3.0625 | 21.1875 | [12 empty] | 27.75 |  | 1 | 648 | 630 | UL1453 | Not Applicable | No | Yes | No | Not Applicable | 238-52552-00 |  |  |  | 238-45656-00 | 40301 | COM ELEC LT DUTY
LE112T3-1NCL | LE112T | Bradford White | 671632814121 | Active | [10 empty] | No | Not Applicable | Not Applicable | Commercial Water Heating | Water Heating.Electric | 3 | 1 |  |  |  | 238-54649-00 |  |  |  | 238-36612-00 | [6 empty] | Electric | Electric Resistance | 240/208 | 1 |  | Indoor |  | Floor Mounted |  | No | Not Applicable | 150 | Not Applicable |  |  |  | 0.75 | No | [7 empty] | 1.5/1 kW |  |  |  | 12 |  | 6/4 | On/Off | Not Applicable | [6 empty] | 60 | 17.5 | 16.125 | 29.375 | 62 | 159 | 14 | 27.75 |  |  |  |  | 6 | 3.0625 | 21.1875 | [12 empty] | 27.75 |  | 1 | 648 | 630 | UL1453 | Not Applicable | Yes | Yes | No | Not Applicable | [5 empty] | 40301 | COM ELEC LT DUTY
LE112T3-1NCL-458 | LE112T | Bradford White | 671632888641 | Active | The ""-458"" indicates that this SKU was designed and certified for Installation in Canada. | [9 empty] | No | Not Applicable | Not Applicable | Commercial Water Heating | Water Heating.Electric | 3 | 1 |  |  |  | 238-54649-00 |  |  |  | 238-36612-00 | [6 empty] | Electric | Electric Resistance | 240/208 | 1 |  | Indoor |  | Floor Mounted |  | No | Not Applicable | 150 | Not Applicable |  |  |  | 0.75 | No | [7 empty] | 1.5/1 kW |  |  |  | 12 |  | 6/4 | On/Off | Not Applicable | [6 empty] | 60 | 17.5 | 16.125 | 29.375 | 62 | 159 | 14 | 27.75 |  |  |  |  | 6 | 3.0625 | 21.1875 | [12 empty] | 27.75 |  | 1 | 648 | 630 | UL1453 | Not Applicable | No | Yes | No | Not Applicable | 238-52552-00 |  |  |  | 238-45656-00 | 40301 | COM ELEC LT DUTY
LE112T3-1NCM | LE112T | Bradford White | 671632811823 | Active | [10 empty] | No | Not Applicable | Not Applicable | Commercial Water Heating | Water Heating.Electric | 3 | 1 |  |  |  | 238-54649-00 |  |  |  | 238-36612-00 | [6 empty] | Electric | Electric Resistance | 240/208 | 1 |  | Indoor |  | Floor Mounted |  | No | Not Applicable | 150 | Not Applicable |  |  |  | 0.75 | No | [7 empty] | 2/1.5 kW |  |  |  | 12 |  | 8/6 | On/Off | Not Applicable | [6 empty] | 60 | 17.5 | 16.125 | 29.375 | 62 | 159 | 14 | 27.75 |  |  |  |  | 6 | 3.0625 | 21.1875 | [12 empty] | 27.75 |  | 1 | 648 | 630 | UL1453 | Not Applicable | Yes | Yes | No | Not Applicable | [5 empty] | 40301 | COM ELEC LT DUTY
LE112T3-1NCM-458 | LE112T | Bradford White | 671632888139 | Active | The ""-458"" indicates that this SKU was designed and certified for Installation in Canada. | [9 empty] | No | Not Applicable | Not Applicable | Commercial Water Heating | Water Heating.Electric | 3 | 1 |  |  |  | 238-54649-00 |  |  |  | 238-36612-00 | [6 empty] | Electric | Electric Resistance | 240/208 | 1 |  | Indoor |  | Floor Mounted |  | No | Not Applicable | 150 | Not Applicable |  |  |  | 0.75 | No | [7 empty] | 2/1.5 kW |  |  |  | 12 |  | 8/6 | On/Off | Not Applicable | [6 empty] | 60 | 17.5 | 16.125 | 29.375 | 62 | 159 | 14 | 27.75 |  |  |  |  | 6 | 3.0625 | 21.1875 | [12 empty] | 27.75 |  | 1 | 648 | 630 | UL1453 | Not Applicable | No | Yes | No | Not Applicable | 238-52552-00 |  |  |  | 238-45656-00 | 40301 | COM ELEC LT DUTY
LE112T3-1NCN | LE112T | Bradford White | 671632855391 | Active | [10 empty] | No | Not Applicable | Not Applicable | Commercial Water Heating | Water Heating.Electric | 3 | 1 |  |  |  | 238-54649-00 |  |  |  | 238-36612-00 | [6 empty] | Electric | Electric Resistance | 240/208 | 1 |  | Indoor |  | Floor Mounted |  | No | Not Applicable | 150 | Not Applicable |  |  |  | 0.75 | No | [7 empty] | 2.5/2 kW |  |  |  | 12 |  | 10/8 | On/Off | Not Applicable | [6 empty] | 60 | 17.5 | 16.125 | 29.375 | 62 | 159 | 14 | 27.75 |  |  |  |  | 6 | 3.0625 | 21.1875 | [12 empty] | 27.75 |  | 1 | 648 | 630 | UL1453 | Not Applicable | Yes | Yes | No | Not Applicable | [5 empty] | 40301 | COM ELEC LT DUTY
LE112T3-1NCN-458 | LE112T | Bradford White | 671632552719 | Active | The ""-458"" indicates that this SKU was designed and certified for Installation in Canada. | [9 empty] | No | Not Applicable | Not Applicable | Commercial Water Heating | Water Heating.Electric | 3 | 1 |  |  |  | 238-54649-00 |  |  |  | 238-36612-00 | [6 empty] | Electric | Electric Resistance | 240/208 | 1 |  | Indoor |  | Floor Mounted |  | No | Not Applicable | 150 | Not Applicable |  |  |  | 0.75 | No | [7 empty] | 2.5/2 kW |  |  |  | 12 |  | 10/8 | On/Off | Not Applicable | [6 empty] | 60 | 17.5 | 16.125 | 29.375 | 62 | 159 | 14 | 27.75 |  |  |  |  | 6 | 3.0625 | 21.1875 | [12 empty] | 27.75 |  | 1 | 648 | 630 | UL1453 | Not Applicable | No | Yes | No | Not Applicable | 238-52552-00 |  |  |  | 238-45656-00 | 40301 | COM ELEC LT DUTY
LE112T3-1NCP | LE112T | Bradford White | 671632818501 | Active | [10 empty] | No | Not Applicable | Not Applicable | Commercial Water Heating | Water Heating.Electric | 3 | 1 |  |  |  | 238-54649-00 |  |  |  | 238-36612-00 | [6 empty] | Electric | Electric Resistance | 240 | 1 |  | Indoor |  | Floor Mounted |  | No | Not Applicable | 150 | Not Applicable |  |  |  | 0.75 | No | [7 empty] | 3 kW |  |  |  | 12 |  | 12 | On/Off | Not Applicable | [6 empty] | 60 | 17.5 | 16.125 | 29.375 | 62 | 159 | 14 | 27.75 |  |  |  |  | 6 | 3.0625 | 21.1875 | [12 empty] | 27.75 |  | 1 | 648 | 630 | UL1453 | Not Applicable | Yes | Yes | No | Not Applicable | [5 empty] | 40301 | COM ELEC LT DUTY
LE112T3-1NCP-458 | LE112T | Bradford White | 671632890965 | Active | The ""-458"" indicates that this SKU was designed and certified for Installation in Canada. | [9 empty] | No | Not Applicable | Not Applicable | Commercial Water Heating | Water Heating.Electric | 3 | 1 |  |  |  | 238-54649-00 |  |  |  | 238-36612-00 | [6 empty] | Electric | Electric Resistance | 240 | 1 |  | Indoor |  | Floor Mounted |  | No | Not Applicable | 150 | Not Applicable |  |  |  | 0.75 | No | [7 empty] | 3 kW |  |  |  | 12 |  | 12 | On/Off | Not Applicable | [6 empty] | 60 | 17.5 | 16.125 | 29.375 | 62 | 159 | 14 | 27.75 |  |  |  |  | 6 | 3.0625 | 21.1875 | [12 empty] | 27.75 |  | 1 | 648 | 630 | UL1453 | Not Applicable | No | Yes | No | Not Applicable | 238-52552-00 |  |  |  | 238-45656-00 | 40301 | COM ELEC LT DUTY
LE112T3-1NEL | LE112T | Bradford White | 671632826018 | Active | [10 empty] | No | Not Applicable | Not Applicable | Commercial Water Heating | Water Heating.Electric | 3 | 1 |  |  |  | 238-54649-00 |  |  |  | 238-36612-00 | [6 empty] | Electric | Electric Resistance | 277 | 1 |  | Indoor |  | Floor Mounted |  | No | Not Applicable | 150 | Not Applicable |  |  |  | 0.75 | No | [7 empty] | 1.5 kW |  |  |  | 12 |  | 6 | On/Off | Not Applicable | [6 empty] | 60 | 17.5 | 16.125 | 29.375 | 62 | 159 | 14 | 27.75 |  |  |  |  | 6 | 3.0625 | 21.1875 | [12 empty] | 27.75 |  | 1 | 648 | 630 | UL1453 | Not Applicable | Yes | Yes | No | Not Applicable | [5 empty] | 40301 | COM ELEC LT DUTY
LE112T3-1NEM | LE112T | Bradford White | 671632853076 | Active | [10 empty] | No | Not Applicable | Not Applicable | Commercial Water Heating | Water Heating.Electric | 3 | 1 |  |  |  | 238-54649-00 |  |  |  | 238-36612-00 | [6 empty] | Electric | Electric Resistance | 277 | 1 |  | Indoor |  | Floor Mounted |  | No | Not Applicable | 150 | Not Applicable |  |  |  | 0.75 | No | [7 empty] | 2 kW |  |  |  | 12 |  | 8 | On/Off | Not Applicable | [6 empty] | 60 | 17.5 | 16.125 | 29.375 | 62 | 159 | 14 | 27.75 |  |  |  |  | 6 | 3.0625 | 21.1875 | [12 empty] | 27.75 |  | 1 | 648 | 630 | UL1453 | Not Applicable | Yes | Yes | No | Not Applicable | [5 empty] | 40301 | COM ELEC LT DUTY
LE112T3-1NEN | LE112T | Bradford White | 671632874897 | Active | [10 empty] | No | Not Applicable | Not Applicable | Commercial Water Heating | Water Heating.Electric | 3 | 1 |  |  |  | 238-54649-00 |  |  |  | 238-36612-00 | [6 empty] | Electric | Electric Resistance | 277 | 1 |  | Indoor |  | Floor Mounted |  | No | Not Applicable | 150 | Not Applicable |  |  |  | 0.75 | No | [7 empty] | 2.5 kW |  |  |  | 12 |  | 10 | On/Off | Not Applicable | [6 empty] | 60 | 17.5 | 16.125 | 29.375 | 62 | 159 | 14 | 27.75 |  |  |  |  | 6 | 3.0625 | 21.1875 | [12 empty] | 27.75 |  | 1 | 648 | 630 | UL1453 | Not Applicable | Yes | Yes | No | Not Applicable | [5 empty] | 40301 | COM ELEC LT DUTY
LE112T3-1NEP | LE112T | Bradford White | 671632827374 | Active | [10 empty] | No | Not Applicable | Not Applicable | Commercial Water Heating | Water Heating.Electric | 3 | 1 |  |  |  | 238-54649-00 |  |  |  | 238-36612-00 | [6 empty] | Electric | Electric Resistance | 277 | 1 |  | Indoor |  | Floor Mounted |  | No | Not Applicable | 150 | Not Applicable |  |  |  | 0.75 | No | [7 empty] | 3 kW |  |  |  | 12 |  | 12 | On/Off | Not Applicable | [6 empty] | 60 | 17.5 | 16.125 | 29.375 | 62 | 159 | 14 | 27.75 |  |  |  |  | 6 | 3.0625 | 21.1875 | [12 empty] | 27.75 |  | 1 | 648 | 630 | UL1453 | Not Applicable | Yes | Yes | No | Not Applicable | [5 empty] | 40301 | COM ELEC LT DUTY
LE112T3-1NHL | LE112T | Bradford White | 671632320752 | Active | [10 empty] | No | Not Applicable | Not Applicable | Commercial Water Heating | Water Heating.Electric | 3 | 1 |  |  |  | 238-54649-00 |  |  |  | 238-36612-00 | [6 empty] | Electric | Electric Resistance | 480 | 1 |  | Indoor |  | Floor Mounted |  | No | Not Applicable | 150 | Not Applicable |  |  |  | 0.75 | No | [7 empty] | 1.5 kW |  |  |  | 12 |  | 6 | On/Off | Not Applicable | [6 empty] | 60 | 17.5 | 16.125 | 29.375 | 62 | 159 | 14 | 27.75 |  |  |  |  | 6 | 3.0625 | 21.1875 | [12 empty] | 27.75 |  | 1 | 648 | 630 | UL1453 | Not Applicable | Yes | Yes | No | Not Applicable | [5 empty] | 40301 | COM ELEC LT DUTY
LE112T3-1NHM | LE112T | Bradford White | 671632907083 | Active | [10 empty] | No | Not Applicable | Not Applicable | Commercial Water Heating | Water Heating.Electric | 3 | 1 |  |  |  | 238-54649-00 |  |  |  | 238-36612-00 | [6 empty] | Electric | Electric Resistance | 480 | 1 |  | Indoor |  | Floor Mounted |  | No | Not Applicable | 150 | Not Applicable |  |  |  | 0.75 | No | [7 empty] | 2 kW |  |  |  | 12 |  | 8 | On/Off | Not Applicable | [6 empty] | 60 | 17.5 | 16.125 | 29.375 | 62 | 159 | 14 | 27.75 |  |  |  |  | 6 | 3.0625 | 21.1875 | [12 empty] | 27.75 |  | 1 | 648 | 630 | UL1453 | Not Applicable | Yes | Yes | No | Not Applicable | [5 empty] | 40301 | COM ELEC LT DUTY
LE112T3-1NHN | LE112T | Bradford White | 671632818792 | Active | [10 empty] | No | Not Applicable | Not Applicable | Commercial Water Heating | Water Heating.Electric | 3 | 1 |  |  |  | 238-54649-00 |  |  |  | 238-36612-00 | [6 empty] | Electric | Electric Resistance | 480 | 1 |  | Indoor |  | Floor Mounted |  | No | Not Applicable | 150 | Not Applicable |  |  |  | 0.75 | No | [7 empty] | 2.5 kW |  |  |  | 12 |  | 10 | On/Off | Not Applicable | [6 empty] | 60 | 17.5 | 16.125 | 29.375 | 62 | 159 | 14 | 27.75 |  |  |  |  | 6 | 3.0625 | 21.1875 | [12 empty] | 27.75 |  | 1 | 648 | 630 | UL1453 | Not Applicable | Yes | Yes | No | Not Applicable | [5 empty] | 40301 | COM ELEC LT DUTY
LE112T3-1NHP | LE112T | Bradford White | 671632818044 | Active | [10 empty] | No | Not Applicable | Not Applicable | Commercial Water Heating | Water Heating.Electric | 3 | 1 |  |  |  | 238-54649-00 |  |  |  | 238-36612-00 | [6 empty] | Electric | Electric Resistance | 480 | 1 |  | Indoor |  | Floor Mounted |  | No | Not Applicable | 150 | Not Applicable |  |  |  | 0.75 | No | [7 empty] | 3 kW |  |  |  | 12 |  | 12 | On/Off | Not Applicable | [6 empty] | 60 | 17.5 | 16.125 | 29.375 | 62 | 159 | 14 | 27.75 |  |  |  |  | 6 | 3.0625 | 21.1875 | [12 empty] | 27.75 |  | 1 | 648 | 630 | UL1453 | Not Applicable | Yes | Yes | No | Not Applicable | [5 empty] | 40301 | COM ELEC LT DUTY
LE112T3-1NLM | LE112T | Bradford White | 671632668915 | Active | [10 empty] | No | Not Applicable | Not Applicable | Commercial Water Heating | Water Heating.Electric | 3 | 1 |  |  |  | 238-54649-00 |  |  |  | 238-36612-00 | [6 empty] | Electric | Electric Resistance | 208 | 1 |  | Indoor |  | Floor Mounted |  | No | Not Applicable | 150 | Not Applicable |  |  |  | 0.75 | No | [7 empty] | 2 kW |  |  |  | 12 |  | 8 | On/Off | Not Applicable | [6 empty] | 60 | 17.5 | 16.125 | 29.375 | 62 | 159 | 14 | 27.75 |  |  |  |  | 6 | 3.0625 | 21.1875 | [12 empty] | 27.75 |  | 1 | 648 | 630 | UL1453 | Not Applicable | Yes | Yes | No | Not Applicable | [5 empty] | 40301 | COM ELEC LT DUTY
LE112T3-1NLN | LE112T | Bradford White | 671632833160 | Active | [10 empty] | No | Not Applicable | Not Applicable | Commercial Water Heating | Water Heating.Electric | 3 | 1 |  |  |  | 238-54649-00 |  |  |  | 238-36612-00 | [6 empty] | Electric | Electric Resistance | 208 | 1 |  | Indoor |  | Floor Mounted |  | No | Not Applicable | 150 | Not Applicable |  |  |  | 0.75 | No | [7 empty] | 2.5 kW |  |  |  | 12 |  | 10 | On/Off | Not Applicable | [6 empty] | 60 | 17.5 | 16.125 | 29.375 | 62 | 159 | 14 | 27.75 |  |  |  |  | 6 | 3.0625 | 21.1875 | [12 empty] | 27.75 |  | 1 | 648 | 630 | UL1453 | Not Applicable | Yes | Yes | No | Not Applicable | [5 empty] | 40301 | COM ELEC LT DUTY
LE112T3-1NLN-458 | LE112T | Bradford White | 671632623068 | Active | The ""-458"" indicates that this SKU was designed and certified for Installation in Canada. | [9 empty] | No | Not Applicable | Not Applicable | Commercial Water Heating | Water Heating.Electric | 3 | 1 |  |  |  | 238-54649-00 |  |  |  | 238-36612-00 | [6 empty] | Electric | Electric Resistance | 208 | 1 |  | Indoor |  | Floor Mounted |  | No | Not Applicable | 150 | Not Applicable |  |  |  | 0.75 | No | [7 empty] | 2.5 kW |  |  |  | 12 |  | 10 | On/Off | Not Applicable | [6 empty] | 60 | 17.5 | 16.125 | 29.375 | 62 | 159 | 14 | 27.75 |  |  |  |  | 6 | 3.0625 | 21.1875 | [12 empty] | 27.75 |  | 1 | 648 | 630 | UL1453 | Not Applicable | No | Yes | No | Not Applicable | 238-52552-00 |  |  |  | 238-45656-00 | 40301 | COM ELEC LT DUTY
LE112T3-1NLP | LE112T | Bradford White | 671632840090 | Active | [10 empty] | No | Not Applicable | Not Applicable | Commercial Water Heating | Water Heating.Electric | 3 | 1 |  |  |  | 238-54649-00 |  |  |  | 238-36612-00 | [6 empty] | Electric | Electric Resistance | 208 | 1 |  | Indoor |  | Floor Mounted |  | No | Not Applicable | 150 | Not Applicable |  |  |  | 0.75 | No | [7 empty] | 3 kW |  |  |  | 12 |  | 12 | On/Off | Not Applicable | [6 empty] | 60 | 17.5 | 16.125 | 29.375 | 62 | 159 | 14 | 27.75 |  |  |  |  | 6 | 3.0625 | 21.1875 | [12 empty] | 27.75 |  | 1 | 648 | 630 | UL1453 | Not Applicable | Yes | Yes | No | Not Applicable | [5 empty] | 40301 | COM ELEC LT DUTY
LE112T3-1NLP-264 | LE112T | Bradford White | 671632668717 | Active | The ""-264"" indicates that this SKU comes with an Aluminum Anode Rod. | [9 empty] | No | Not Applicable | Not Applicable | Commercial Water Heating | Water Heating.Electric | 3 | 1 |  |  |  | 238-54649-00 |  |  |  | 238-36612-00 | [6 empty] | Electric | Electric Resistance | 208 | 1 |  | Indoor |  | Floor Mounted |  | No | Not Applicable | 150 | Not Applicable |  |  |  | 0.75 | No | [7 empty] | 3 kW |  |  |  | 12 |  | 12 | On/Off | Not Applicable | [6 empty] | 60 | 17.5 | 16.125 | 29.375 | 62 | 159 | 14 | 27.75 |  |  |  |  | 6 | 3.0625 | 21.1875 | [12 empty] | 27.75 |  | 1 | 648 | 630 | UL1453 | Not Applicable | Yes | Yes | No | Not Applicable | [5 empty] | 40301 | COM ELEC LT DUTY
LE112T3-1NLP-284 | LE112T | Bradford White | 671632558698 | Active | The ""-284"" indicates that this SKU comes with an Incoloy Element. | [9 empty] | No | Not Applicable | Not Applicable | Commercial Water Heating | Water Heating.Electric | 3 | 1 |  |  |  | 238-54649-00 |  |  |  | 238-36612-00 | [6 empty] | Electric | Electric Resistance | 208 | 1 |  | Indoor |  | Floor Mounted |  | No | Not Applicable | 150 | Not Applicable |  |  |  | 0.75 | No | [7 empty] | 3 kW |  |  |  | 12 |  | 12 | On/Off | Not Applicable | [6 empty] | 60 | 17.5 | 16.125 | 29.375 | 62 | 159 | 14 | 27.75 |  |  |  |  | 6 | 3.0625 | 21.1875 | [12 empty] | 27.75 |  | 1 | 648 | 630 | UL1453 | Not Applicable | Yes | Yes | No | Not Applicable | [5 empty] | 40301 | COM ELEC LT DUTY
LE112T3-1NLP-458 | LE112T | Bradford White | 671632890972 | Active | The ""-458"" indicates that this SKU was designed and certified for Installation in Canada. | [9 empty] | No | Not Applicable | Not Applicable | Commercial Water Heating | Water Heating.Electric | 3 | 1 |  |  |  | 238-54649-00 |  |  |  | 238-36612-00 | [6 empty] | Electric | Electric Resistance | 208 | 1 |  | Indoor |  | Floor Mounted |  | No | Not Applicable | 150 | Not Applicable |  |  |  | 0.75 | No | [7 empty] | 3 kW |  |  |  | 12 |  | 12 | On/Off | Not Applicable | [6 empty] | 60 | 17.5 | 16.125 | 29.375 | 62 | 159 | 14 | 27.75 |  |  |  |  | 6 | 3.0625 | 21.1875 | [12 empty] | 27.75 |  | 1 | 648 | 630 | UL1453 | Not Applicable | No | Yes | No | Not Applicable | 238-52552-00 |  |  |  | 238-45656-00 | 40301 | COM ELEC LT DUTY
LE112T5-1NAL | LE112T | Bradford White | 671632879885 | Active | [10 empty] | No | Not Applicable | Not Applicable | Commercial Water Heating | Water Heating.Electric | 5 | 1 |  |  |  | 238-54649-00 |  |  |  | 238-36612-00 | [6 empty] | Electric | Electric Resistance | 120 | 1 |  | Indoor |  | Floor Mounted |  | No | Not Applicable | 150 | Not Applicable |  |  |  | 0.75 | No | [7 empty] | 1.5 kW |  |  |  | 12 |  | 6 | On/Off | Not Applicable | [6 empty] | 60 | 17.5 | 16.125 | 29.375 | 62 | 159 | 14 | 27.75 |  |  |  |  | 6 | 3.0625 | 21.1875 | [12 empty] | 27.75 |  | 1 | 648 | 630 | UL1453 | Not Applicable | Yes | Yes | No | Not Applicable | [5 empty] | 40301 | COM ELEC LT DUTY
LE112T5-1NAP | LE112T | Bradford White | 671632534944 | Active | [10 empty] | No | Not Applicable | Not Applicable | Commercial Water Heating | Water Heating.Electric | 5 | 1 |  |  |  | 238-54649-00 |  |  |  | 238-36612-00 | [6 empty] | Electric | Electric Resistance | 120 | 1 |  | Indoor |  | Floor Mounted |  | No | Not Applicable | 150 | Not Applicable |  |  |  | 0.75 | No | [7 empty] | 3 kW |  |  |  | 12 |  | 12 | On/Off | Not Applicable | [6 empty] | 60 | 17.5 | 16.125 | 29.375 | 62 | 159 | 14 | 27.75 |  |  |  |  | 6 | 3.0625 | 21.1875 | [12 empty] | 27.75 |  | 1 | 648 | 630 | UL1453 | Not Applicable | Yes | Yes | No | Not Applicable | [5 empty] | 40301 | COM ELEC LT DUTY
LE112T5-1NCM | LE112T | Bradford White | 671632669356 | Active | [10 empty] | No | Not Applicable | Not Applicable | Commercial Water Heating | Water Heating.Electric | 5 | 1 |  |  |  | 238-54649-00 |  |  |  | 238-36612-00 | [6 empty] | Electric | Electric Resistance | 240/208 | 1 |  | Indoor |  | Floor Mounted |  | No | Not Applicable | 150 | Not Applicable |  |  |  | 0.75 | No | [7 empty] | 2/1.5 kW |  |  |  | 12 |  | 8/6 | On/Off | Not Applicable | [6 empty] | 60 | 17.5 | 16.125 | 29.375 | 62 | 159 | 14 | 27.75 |  |  |  |  | 6 | 3.0625 | 21.1875 | [12 empty] | 27.75 |  | 1 | 648 | 630 | UL1453 | Not Applicable | Yes | Yes | No | Not Applicable | [5 empty] | 40301 | COM ELEC LT DUTY
LE112T5-1NLP | LE112T | Bradford White | 671632131891 | Active | [10 empty] | No | Not Applicable | Not Applicable | Commercial Water Heating | Water Heating.Electric | 5 | 1 |  |  |  | 238-54649-00 |  |  |  | 238-36612-00 | [6 empty] | Electric | Electric Resistance | 208 | 1 |  | Indoor |  | Floor Mounted |  | No | Not Applicable | 150 | Not Applicable |  |  |  | 0.75 | No | [7 empty] | 3 kW |  |  |  | 12 |  | 12 | On/Off | Not Applicable | [6 empty] | 60 | 17.5 | 16.125 | 29.375 | 62 | 159 | 14 | 27.75 |  |  |  |  | 6 | 3.0625 | 21.1875 | [12 empty] | 27.75 |  | 1 | 648 | 630 | UL1453 | Not Applicable | Yes | Yes | No | Not Applicable | [5 empty] | 40301 | COM ELEC LT DUTY
LE115U3-1NAL | LE115U | Bradford White | 671632805211 | Phase Out | [10 empty] | No | Not Applicable |  | Commercial Water Heating | Water Heating.Electric | 3 | 1 |  |  |  | 238-54649-00 |  |  |  | 238-36612-00 | [6 empty] | Electric | Electric Resistance | 120 | 1 |  | Indoor |  | Floor Mounted |  | No | Not Applicable | 150 | Not Applicable |  |  |  | 0.75 | No | [7 empty] | 1.5 kW |  |  |  | 15 |  | 6 | On/Off | Not Applicable | [6 empty] | 69 | 19 | 21.375 | 21.625 | 72 | 193 | 18 | 20.3125 | [5 empty] | 6.125 | 17.75 | [5 empty] | 16.75 | [6 empty] | 10.125 |  | 1 | 580 | 695 | UL1453 | Not Applicable | No | Yes | No | Not Applicable
LE120L3-1NAJJ | LE120L | Bradford White | 671632820993 | Active | [10 empty] | No | Not Applicable | Not Applicable | Commercial Water Heating | Water Heating.Electric | 3 | 1 |  |  |  | 238-54649-00 |  |  |  | 238-36612-00 | [6 empty] | Electric | Electric Resistance | 120 | 1 |  | Indoor |  | Floor Mounted |  | No | Not Applicable | 150 | Not Applicable |  |  |  | 0.75 | No | [7 empty] | 1 kW |  |  |  | 19 |  | 4 | On/Off | Not Applicable | [6 empty] | 65 | 20.5 | 19 | 29.25 | 68 | 222 | 18 | 24.875 |  |  |  |  | 25.8125 | 25.8125 | 25.8125 | 8 |  |  |  |  | 19.25 | [8 empty] | 1 | 450 | 570 | UL1453 | Yes | Yes | Yes | No | Not Applicable | [5 empty] | 40301 | COM ELEC LT DUTY
LE120L3-1NALL | LE120L | Bradford White | 671632815159 | Active | [10 empty] | No | Not Applicable | Not Applicable | Commercial Water Heating | Water Heating.Electric | 3 | 1 |  |  |  | 238-54649-00 |  |  |  | 238-36612-00 | [6 empty] | Electric | Electric Resistance | 120 | 1 |  | Indoor |  | Floor Mounted |  | No | Not Applicable | 150 | Not Applicable |  |  |  | 0.75 | No | [7 empty] | 1.5 kW |  |  |  | 19 |  | 6 | On/Off | Not Applicable | [6 empty] | 65 | 20.5 | 19 | 29.25 | 68 | 222 | 18 | 24.875 |  |  |  |  | 25.8125 | 25.8125 | 25.8125 | 8 |  |  |  |  | 19.25 | [8 empty] | 1 | 450 | 570 | UL1453 | Yes | Yes | Yes | No | Not Applicable | [5 empty] | 40301 | COM ELEC LT DUTY
LE120L3-1NALL-264 | LE120L | Bradford White | 671632328468 | Active | The ""-264"" indicates that this SKU comes with an Aluminum Anode Rod. | [9 empty] | No | Not Applicable | Not Applicable | Commercial Water Heating | Water Heating.Electric | 3 | 1 |  |  |  | 238-54649-00 |  |  |  | 238-36612-00 | [6 empty] | Electric | Electric Resistance | 120 | 1 |  | Indoor |  | Floor Mounted |  | No | Not Applicable | 150 | Not Applicable |  |  |  | 0.75 | No | [7 empty] | 1.5 kW |  |  |  | 19 |  | 6 | On/Off | Not Applicable | [6 empty] | 65 | 20.5 | 19 | 29.25 | 68 | 222 | 18 | 24.875 |  |  |  |  | 25.8125 | 25.8125 | 25.8125 | 8 |  |  |  |  | 19.25 | [8 empty] | 1 | 450 | 570 | UL1453 | Yes | Yes | Yes | No | Not Applicable | [5 empty] | 40301 | COM ELEC LT DUTY
LE120L3-1NELL | LE120L | Bradford White | 671632814312 | Active | [10 empty] | No | Not Applicable | Not Applicable | Commercial Water Heating | Water Heating.Electric | 3 | 1 |  |  |  | 238-54649-00 |  |  |  | 238-36612-00 | [6 empty] | Electric | Electric Resistance | 277 | 1 |  | Indoor |  | Floor Mounted |  | No | Not Applicable | 150 | Not Applicable |  |  |  | 0.75 | No | [7 empty] | 1.5 kW |  |  |  | 19 |  | 6 | On/Off | Not Applicable | [6 empty] | 65 | 20.5 | 19 | 29.25 | 68 | 222 | 18 | 24.875 |  |  |  |  | 25.8125 | 25.8125 | 25.8125 | 8 |  |  |  |  | 19.25 | [8 empty] | 1 | 450 | 570 | UL1453 | Yes | Yes | Yes | No | Not Applicable | [5 empty] | 40301 | COM ELEC LT DUTY
LE120L3-1NEMM | LE120L | Bradford White | 671632850150 | Active | [10 empty] | No | Not Applicable | Not Applicable | Commercial Water Heating | Water Heating.Electric | 3 | 1 |  |  |  | 238-54649-00 |  |  |  | 238-36612-00 | [6 empty] | Electric | Electric Resistance | 277 | 1 |  | Indoor |  | Floor Mounted |  | No | Not Applicable | 150 | Not Applicable |  |  |  | 0.75 | No | [7 empty] | 2 kW |  |  |  | 19 |  | 8 | On/Off | Not Applicable | [6 empty] | 65 | 20.5 | 19 | 29.25 | 68 | 222 | 18 | 24.875 |  |  |  |  | 25.8125 | 25.8125 | 25.8125 | 8 |  |  |  |  | 19.25 | [8 empty] | 1 | 450 | 570 | UL1453 | Yes | Yes | Yes | No | Not Applicable | [5 empty] | 40301 | COM ELEC LT DUTY
LE120L3-1NENN | LE120L | Bradford White | 671632824113 | Active | [10 empty] | No | Not Applicable | Not Applicable | Commercial Water Heating | Water Heating.Electric | 3 | 1 |  |  |  | 238-54649-00 |  |  |  | 238-36612-00 | [6 empty] | Electric | Electric Resistance | 277 | 1 |  | Indoor |  | Floor Mounted |  | No | Not Applicable | 150 | Not Applicable |  |  |  | 0.75 | No | [7 empty] | 2.5 kW |  |  |  | 19 |  | 10 | On/Off | Not Applicable | [6 empty] | 65 | 20.5 | 19 | 29.25 | 68 | 222 | 18 | 24.875 |  |  |  |  | 25.8125 | 25.8125 | 25.8125 | 8 |  |  |  |  | 19.25 | [8 empty] | 1 | 450 | 570 | UL1453 | Yes | Yes | Yes | No | Not Applicable | [5 empty] | 40301 | COM ELEC LT DUTY
LE120L3-1NEPP | LE120L | Bradford White | 671632817931 | Active | [10 empty] | No | Not Applicable | Not Applicable | Commercial Water Heating | Water Heating.Electric | 3 | 1 |  |  |  | 238-54649-00 |  |  |  | 238-36612-00 | [6 empty] | Electric | Electric Resistance | 277 | 1 |  | Indoor |  | Floor Mounted |  | No | Not Applicable | 150 | Not Applicable |  |  |  | 0.75 | No | [7 empty] | 3 kW |  |  |  | 19 |  | 12 | On/Off | Not Applicable | [6 empty] | 65 | 20.5 | 19 | 29.25 | 68 | 222 | 18 | 24.875 |  |  |  |  | 25.8125 | 25.8125 | 25.8125 | 8 |  |  |  |  | 19.25 | [8 empty] | 1 | 450 | 570 | UL1453 | Yes | Yes | Yes | No | Not Applicable | [5 empty] | 40301 | COM ELEC LT DUTY
LE120L3-1NEPP-264 | LE120L | Bradford White | 671632328475 | Active | The ""-264"" indicates that this SKU comes with an Aluminum Anode Rod. | [9 empty] | No | Not Applicable | Not Applicable | Commercial Water Heating | Water Heating.Electric | 3 | 1 |  |  |  | 238-54649-00 |  |  |  | 238-36612-00 | [6 empty] | Electric | Electric Resistance | 277 | 1 |  | Indoor |  | Floor Mounted |  | No | Not Applicable | 150 | Not Applicable |  |  |  | 0.75 | No | [7 empty] | 3 kW |  |  |  | 19 |  | 12 | On/Off | Not Applicable | [6 empty] | 65 | 20.5 | 19 | 29.25 | 68 | 222 | 18 | 24.875 |  |  |  |  | 25.8125 | 25.8125 | 25.8125 | 8 |  |  |  |  | 19.25 | [8 empty] | 1 | 450 | 570 | UL1453 | Yes | Yes | Yes | No | Not Applicable | [5 empty] | 40301 | COM ELEC LT DUTY
LE120L3-1NETT | LE120L | Bradford White | 671632813223 | Active | [10 empty] | No | Not Applicable | Not Applicable | Commercial Water Heating | Water Heating.Electric | 3 | 1 |  |  |  | 238-54649-00 |  |  |  | 238-36612-00 | [6 empty] | Electric | Electric Resistance | 277 | 1 |  | Indoor |  | Floor Mounted |  | No | Not Applicable | 150 | Not Applicable |  |  |  | 0.75 | No | [7 empty] | 4 kW |  |  |  | 19 |  | 17 | On/Off | Not Applicable | [6 empty] | 65 | 20.5 | 19 | 29.25 | 68 | 222 | 18 | 24.875 |  |  |  |  | 25.8125 | 25.8125 | 25.8125 | 8 |  |  |  |  | 19.25 | [8 empty] | 1 | 450 | 570 | UL1453 | Yes | Yes | Yes | No | Not Applicable | [5 empty] | 40301 | COM ELEC LT DUTY
LE120L3-1NETT-264 | LE120L | Bradford White | 671632536214 | Active | The ""-264"" indicates that this SKU comes with an Aluminum Anode Rod. | [9 empty] | No | Not Applicable | Not Applicable | Commercial Water Heating | Water Heating.Electric | 3 | 1 |  |  |  | 238-54649-00 |  |  |  | 238-36612-00 | [6 empty] | Electric | Electric Resistance | 277 | 1 |  | Indoor |  | Floor Mounted |  | No | Not Applicable | 150 | Not Applicable |  |  |  | 0.75 | No | [7 empty] | 4 kW |  |  |  | 19 |  | 17 | On/Off | Not Applicable | [6 empty] | 65 | 20.5 | 19 | 29.25 | 68 | 222 | 18 | 24.875 |  |  |  |  | 25.8125 | 25.8125 | 25.8125 | 8 |  |  |  |  | 19.25 | [8 empty] | 1 | 450 | 570 | UL1453 | Yes | Yes | Yes | No | Not Applicable | [5 empty] | 40301 | COM ELEC LT DUTY
LE120L3-1NEWW | LE120L | Bradford White | 671632814213 | Active | [10 empty] | No | Not Applicable | Not Applicable | Commercial Water Heating | Water Heating.Electric | 3 | 1 |  |  |  | 238-54649-00 |  |  |  | 238-36612-00 | [6 empty] | Electric | Electric Resistance | 277 | 1 |  | Indoor |  | Floor Mounted |  | No | Not Applicable | 150 | Not Applicable |  |  |  | 0.75 | No | [7 empty] | 4.5 kW |  |  |  | 19 |  | 19 | On/Off | Not Applicable | [6 empty] | 65 | 20.5 | 19 | 29.25 | 68 | 222 | 18 | 24.875 |  |  |  |  | 25.8125 | 25.8125 | 25.8125 | 8 |  |  |  |  | 19.25 | [8 empty] | 1 | 450 | 570 | UL1453 | Yes | Yes | Yes | No | Not Applicable | [5 empty] | 40301 | COM ELEC LT DUTY
LE120L3-1NEXX | LE120L | Bradford White | 671632815302 | Active | [10 empty] | No | Not Applicable | Not Applicable | Commercial Water Heating | Water Heating.Electric | 3 | 1 |  |  |  | 238-54649-00 |  |  |  | 238-36612-00 | [6 empty] | Electric | Electric Resistance | 277 | 1 |  | Indoor |  | Floor Mounted |  | No | Not Applicable | 150 | Not Applicable |  |  |  | 0.75 | No | [7 empty] | 5 kW |  |  |  | 19 |  | 21 | On/Off | Not Applicable | [6 empty] | 65 | 20.5 | 19 | 29.25 | 68 | 222 | 18 | 24.875 |  |  |  |  | 25.8125 | 25.8125 | 25.8125 | 8 |  |  |  |  | 19.25 | [8 empty] | 1 | 450 | 570 | UL1453 | Yes | Yes | Yes | No | Not Applicable | [5 empty] | 40301 | COM ELEC LT DUTY
LE120L3-1NEYY | LE120L | Bradford White | 671632887897 | Active | [10 empty] | No | Not Applicable | Not Applicable | Commercial Water Heating | Water Heating.Electric | 3 | 1 |  |  |  | 238-54649-00 |  |  |  | 238-36612-00 | [6 empty] | Electric | Electric Resistance | 277 | 1 |  | Indoor |  | Floor Mounted |  | No | Not Applicable | 150 | Not Applicable |  |  |  | 0.75 | No | [7 empty] | 5.5 kW |  |  |  | 19 |  | 23 | On/Off | Not Applicable | [6 empty] | 65 | 20.5 | 19 | 29.25 | 68 | 222 | 18 | 24.875 |  |  |  |  | 25.8125 | 25.8125 | 25.8125 | 8 |  |  |  |  | 19.25 | [8 empty] | 1 | 450 | 570 | UL1453 | Yes | Yes | Yes | No | Not Applicable | [5 empty] | 40301 | COM ELEC LT DUTY
LE120L3-1NEZZ | LE120L | Bradford White | 671632826247 | Active | [10 empty] | No | Not Applicable | Not Applicable | Commercial Water Heating | Water Heating.Electric | 3 | 1 |  |  |  | 238-54649-00 |  |  |  | 238-36612-00 | [6 empty] | Electric | Electric Resistance | 277 | 1 |  | Indoor |  | Floor Mounted |  | No | Not Applicable | 150 | Not Applicable |  |  |  | 0.75 | No | [7 empty] | 6 kW |  |  |  | 19 |  | 25 | On/Off | Not Applicable | [6 empty] | 65 | 20.5 | 19 | 29.25 | 68 | 222 | 18 | 24.875 |  |  |  |  | 25.8125 | 25.8125 | 25.8125 | 8 |  |  |  |  | 19.25 | [8 empty] | 1 | 450 | 570 | UL1453 | Yes | Yes | Yes | No | Not Applicable | [5 empty] | 40301 | COM ELEC LT DUTY
LE120L3-3NCLL | LE120L | Bradford White | 671632825929 | Active | [10 empty] | No | Not Applicable | Not Applicable | Commercial Water Heating | Water Heating.Electric | 3 | 1 |  |  |  | 238-54649-00 |  |  |  | 238-36612-00 | [6 empty] | Electric | Electric Resistance | 240/208 | 3 |  | Indoor |  | Floor Mounted |  | No | Not Applicable | 150 | Not Applicable |  |  |  | 0.75 | No | [7 empty] | 1.5/1 kW |  |  |  | 19 |  | 6/4 | On/Off | Not Applicable | [6 empty] | 65 | 20.5 | 19 | 29.25 | 68 | 222 | 18 | 24.875 |  |  |  |  | 25.8125 | 25.8125 | 25.8125 | 8 |  |  |  |  | 19.25 | [8 empty] | 1 | 450 | 570 | UL1453 | Yes | Yes | Yes | No | Not Applicable | [5 empty] | 40301 | COM ELEC LT DUTY
LE120L3-3NCLL-264 | LE120L | Bradford White | 671632874934 | Active | The ""-264"" indicates that this SKU comes with an Aluminum Anode Rod. | [9 empty] | No | Not Applicable | Not Applicable | Commercial Water Heating | Water Heating.Electric | 3 | 1 |  |  |  | 238-54649-00 |  |  |  | 238-36612-00 | [6 empty] | Electric | Electric Resistance | 240/208 | 3 |  | Indoor |  | Floor Mounted |  | No | Not Applicable | 150 | Not Applicable |  |  |  | 0.75 | No | [7 empty] | 1.5/1 kW |  |  |  | 19 |  | 6/4 | On/Off | Not Applicable | [6 empty] | 65 | 20.5 | 19 | 29.25 | 68 | 222 | 18 | 24.875 |  |  |  |  | 25.8125 | 25.8125 | 25.8125 | 8 |  |  |  |  | 19.25 | [8 empty] | 1 | 450 | 570 | UL1453 | Yes | Yes | Yes | No | Not Applicable | [5 empty] | 40301 | COM ELEC LT DUTY
LE120L3-3NCMM | LE120L | Bradford White | 671632817177 | Active | [10 empty] | No | Not Applicable | Not Applicable | Commercial Water Heating | Water Heating.Electric | 3 | 1 |  |  |  | 238-54649-00 |  |  |  | 238-36612-00 | [6 empty] | Electric | Electric Resistance | 240/208 | 3 |  | Indoor |  | Floor Mounted |  | No | Not Applicable | 150 | Not Applicable |  |  |  | 0.75 | No | [7 empty] | 2/1.5 kW |  |  |  | 19 |  | 8/6 | On/Off | Not Applicable | [6 empty] | 65 | 20.5 | 19 | 29.25 | 68 | 222 | 18 | 24.875 |  |  |  |  | 25.8125 | 25.8125 | 25.8125 | 8 |  |  |  |  | 19.25 | [8 empty] | 1 | 450 | 570 | UL1453 | Yes | Yes | Yes | No | Not Applicable | [5 empty] | 40301 | COM ELEC LT DUTY
LE120L3-3NCMM-264 | LE120L | Bradford White | 671632553143 | Active | The ""-264"" indicates that this SKU comes with an Aluminum Anode Rod. | [9 empty] | No | Not Applicable | Not Applicable | Commercial Water Heating | Water Heating.Electric | 3 | 1 |  |  |  | 238-54649-00 |  |  |  | 238-36612-00 | [6 empty] | Electric | Electric Resistance | 240/208 | 3 |  | Indoor |  | Floor Mounted |  | No | Not Applicable | 150 | Not Applicable |  |  |  | 0.75 | No | [7 empty] | 2/1.5 kW |  |  |  | 19 |  | 8/6 | On/Off | Not Applicable | [6 empty] | 65 | 20.5 | 19 | 29.25 | 68 | 222 | 18 | 24.875 |  |  |  |  | 25.8125 | 25.8125 | 25.8125 | 8 |  |  |  |  | 19.25 | [8 empty] | 1 | 450 | 570 | UL1453 | Yes | Yes | Yes | No | Not Applicable | [5 empty] | 40301 | COM ELEC LT DUTY
LE120L3-3NCNN | LE120L | Bradford White | 671632815975 | Active | [10 empty] | No | Not Applicable | Not Applicable | Commercial Water Heating | Water Heating.Electric | 3 | 1 |  |  |  | 238-54649-00 |  |  |  | 238-36612-00 | [6 empty] | Electric | Electric Resistance | 240/208 | 3 |  | Indoor |  | Floor Mounted |  | No | Not Applicable | 150 | Not Applicable |  |  |  | 0.75 | No | [7 empty] | 2.5/2 kW |  |  |  | 19 |  | 10/8 | On/Off | Not Applicable | [6 empty] | 65 | 20.5 | 19 | 29.25 | 68 | 222 | 18 | 24.875 |  |  |  |  | 25.8125 | 25.8125 | 25.8125 | 8 |  |  |  |  | 19.25 | [8 empty] | 1 | 450 | 570 | UL1453 | Yes | Yes | Yes | No | Not Applicable | [5 empty] | 40301 | COM ELEC LT DUTY
LE120L3-3NCNN-264 | LE120L | Bradford White | 671632323364 | Active | The ""-264"" indicates that this SKU comes with an Aluminum Anode Rod. | [9 empty] | No | Not Applicable | Not Applicable | Commercial Water Heating | Water Heating.Electric | 3 | 1 |  |  |  | 238-54649-00 |  |  |  | 238-36612-00 | [6 empty] | Electric | Electric Resistance | 240/208 | 3 |  | Indoor |  | Floor Mounted |  | No | Not Applicable | 150 | Not Applicable |  |  |  | 0.75 | No | [7 empty] | 2.5/2 kW |  |  |  | 19 |  | 10/8 | On/Off | Not Applicable | [6 empty] | 65 | 20.5 | 19 | 29.25 | 68 | 222 | 18 | 24.875 |  |  |  |  | 25.8125 | 25.8125 | 25.8125 | 8 |  |  |  |  | 19.25 | [8 empty] | 1 | 450 | 570 | UL1453 | Yes | Yes | Yes | No | Not Applicable | [5 empty] | 40301 | COM ELEC LT DUTY
LE120L3-3NCNN-284 | LE120L | Bradford White | 671632878246 | Active | The ""-284"" indicates that this SKU comes with an Incoloy Element. | [9 empty] | No | Not Applicable | Not Applicable | Commercial Water Heating | Water Heating.Electric | 3 | 1 |  |  |  | 238-54649-00 |  |  |  | 238-36612-00 | [6 empty] | Electric | Electric Resistance | 240/208 | 3 |  | Indoor |  | Floor Mounted |  | No | Not Applicable | 150 | Not Applicable |  |  |  | 0.75 | No | [7 empty] | 2.5/2 kW |  |  |  | 19 |  | 10/8 | On/Off | Not Applicable | [6 empty] | 65 | 20.5 | 19 | 29.25 | 68 | 222 | 18 | 24.875 |  |  |  |  | 25.8125 | 25.8125 | 25.8125 | 8 |  |  |  |  | 19.25 | [8 empty] | 1 | 450 | 570 | UL1453 | Yes | Yes | Yes | No | Not Applicable | [5 empty] | 40301 | COM ELEC LT DUTY
LE120L3-3NCPP | LE120L | Bradford White | 671632817108 | Active | [10 empty] | No | Not Applicable | Not Applicable | Commercial Water Heating | Water Heating.Electric | 3 | 1 |  |  |  | 238-54649-00 |  |  |  | 238-36612-00 | [6 empty] | Electric | Electric Resistance | 240 | 3 |  | Indoor |  | Floor Mounted |  | No | Not Applicable | 150 | Not Applicable |  |  |  | 0.75 | No | [7 empty] | 3 kW |  |  |  | 19 |  | 12 | On/Off | Not Applicable | [6 empty] | 65 | 20.5 | 19 | 29.25 | 68 | 222 | 18 | 24.875 |  |  |  |  | 25.8125 | 25.8125 | 25.8125 | 8 |  |  |  |  | 19.25 | [8 empty] | 1 | 450 | 570 | UL1453 | Yes | Yes | Yes | No | Not Applicable | [5 empty] | 40301 | COM ELEC LT DUTY
LE120L3-3NCRR | LE120L | Bradford White | 671632822003 | Active | [10 empty] | No | Not Applicable | Not Applicable | Commercial Water Heating | Water Heating.Electric | 3 | 1 |  |  |  | 238-54649-00 |  |  |  | 238-36612-00 | [6 empty] | Electric | Electric Resistance | 240/208 | 3 |  | Indoor |  | Floor Mounted |  | No | Not Applicable | 150 | Not Applicable |  |  |  | 0.75 | No | [7 empty] | 3.5/2.5 kW |  |  |  | 19 |  | 14/10 | On/Off | Not Applicable | [6 empty] | 65 | 20.5 | 19 | 29.25 | 68 | 222 | 18 | 24.875 |  |  |  |  | 25.8125 | 25.8125 | 25.8125 | 8 |  |  |  |  | 19.25 | [8 empty] | 1 | 450 | 570 | UL1453 | Yes | Yes | Yes | No | Not Applicable | [5 empty] | 40301 | COM ELEC LT DUTY
LE120L3-3NCRR-264-284 | LE120L | Bradford White | 671632825349 | Active | The ""-264"" indicates that this SKU comes with an Aluminum Anode Rod. | The ""-284"" indicates that this SKU comes with an Incoloy Element. | [8 empty] | No | Not Applicable | Not Applicable | Commercial Water Heating | Water Heating.Electric | 3 | 1 |  |  |  | 238-54649-00 |  |  |  | 238-36612-00 | [6 empty] | Electric | Electric Resistance | 240/208 | 3 |  | Indoor |  | Floor Mounted |  | No | Not Applicable | 150 | Not Applicable |  |  |  | 0.75 | No | [7 empty] | 3.5/2.5 kW |  |  |  | 19 |  | 14/10 | On/Off | Not Applicable | [6 empty] | 65 | 20.5 | 19 | 29.25 | 68 | 222 | 18 | 24.875 |  |  |  |  | 25.8125 | 25.8125 | 25.8125 | 8 |  |  |  |  | 19.25 | [8 empty] | 1 | 450 | 570 | UL1453 | Yes | Yes | Yes | No | Not Applicable | [5 empty] | 40301 | COM ELEC LT DUTY
LE120L3-3NCTT | LE120L | Bradford White | 671632813674 | Active | [10 empty] | No | Not Applicable | Not Applicable | Commercial Water Heating | Water Heating.Electric | 3 | 1 |  |  |  | 238-54649-00 |  |  |  | 238-36612-00 | [6 empty] | Electric | Electric Resistance | 240/208 | 3 |  | Indoor |  | Floor Mounted |  | No | Not Applicable | 150 | Not Applicable |  |  |  | 0.75 | No | [7 empty] | 4/3 kW |  |  |  | 19 |  | 17/12 | On/Off | Not Applicable | [6 empty] | 65 | 20.5 | 19 | 29.25 | 68 | 222 | 18 | 24.875 |  |  |  |  | 25.8125 | 25.8125 | 25.8125 | 8 |  |  |  |  | 19.25 | [8 empty] | 1 | 450 | 570 | UL1453 | Yes | Yes | Yes | No | Not Applicable | [5 empty] | 40301 | COM ELEC LT DUTY
LE120L3-3NCTT-264 | LE120L | Bradford White | 671632535323 | Active | The ""-264"" indicates that this SKU comes with an Aluminum Anode Rod. | [9 empty] | No | Not Applicable | Not Applicable | Commercial Water Heating | Water Heating.Electric | 3 | 1 |  |  |  | 238-54649-00 |  |  |  | 238-36612-00 | [6 empty] | Electric | Electric Resistance | 240/208 | 3 |  | Indoor |  | Floor Mounted |  | No | Not Applicable | 150 | Not Applicable |  |  |  | 0.75 | No | [7 empty] | 4/3 kW |  |  |  | 19 |  | 17/12 | On/Off | Not Applicable | [6 empty] | 65 | 20.5 | 19 | 29.25 | 68 | 222 | 18 | 24.875 |  |  |  |  | 25.8125 | 25.8125 | 25.8125 | 8 |  |  |  |  | 19.25 | [8 empty] | 1 | 450 | 570 | UL1453 | Yes | Yes | Yes | No | Not Applicable | [5 empty] | 40301 | COM ELEC LT DUTY
LE120L3-3NCTT-264-284 | LE120L | Bradford White | 671632867103 | Active | The ""-264"" indicates that this SKU comes with an Aluminum Anode Rod. | The ""-284"" indicates that this SKU comes with an Incoloy Element. | [8 empty] | No | Not Applicable | Not Applicable | Commercial Water Heating | Water Heating.Electric | 3 | 1 |  |  |  | 238-54649-00 |  |  |  | 238-36612-00 | [6 empty] | Electric | Electric Resistance | 240/208 | 3 |  | Indoor |  | Floor Mounted |  | No | Not Applicable | 150 | Not Applicable |  |  |  | 0.75 | No | [7 empty] | 4/3 kW |  |  |  | 19 |  | 17/12 | On/Off | Not Applicable | [6 empty] | 65 | 20.5 | 19 | 29.25 | 68 | 222 | 18 | 24.875 |  |  |  |  | 25.8125 | 25.8125 | 25.8125 | 8 |  |  |  |  | 19.25 | [8 empty] | 1 | 450 | 570 | UL1453 | Yes | Yes | Yes | No | Not Applicable | [5 empty] | 40301 | COM ELEC LT DUTY
LE120L3-3NCTT-284 | LE120L | Bradford White | 671632889495 | Active | The ""-284"" indicates that this SKU comes with an Incoloy Element. | [9 empty] | No | Not Applicable | Not Applicable | Commercial Water Heating | Water Heating.Electric | 3 | 1 |  |  |  | 238-54649-00 |  |  |  | 238-36612-00 | [6 empty] | Electric | Electric Resistance | 240/208 | 3 |  | Indoor |  | Floor Mounted |  | No | Not Applicable | 150 | Not Applicable |  |  |  | 0.75 | No | [7 empty] | 4/3 kW |  |  |  | 19 |  | 17/12 | On/Off | Not Applicable | [6 empty] | 65 | 20.5 | 19 | 29.25 | 68 | 222 | 18 | 24.875 |  |  |  |  | 25.8125 | 25.8125 | 25.8125 | 8 |  |  |  |  | 19.25 | [8 empty] | 1 | 450 | 570 | UL1453 | Yes | Yes | Yes | No | Not Applicable | [5 empty] | 40301 | COM ELEC LT DUTY
LE120L3-3NCWW | LE120L | Bradford White | 671632805228 | Active | [10 empty] | No | Not Applicable | Not Applicable | Commercial Water Heating | Water Heating.Electric | 3 | 1 |  |  |  | 238-54649-00 |  |  |  | 238-36612-00 | [6 empty] | Electric | Electric Resistance | 240/208 | 3 |  | Indoor |  | Floor Mounted |  | No | Not Applicable | 150 | Not Applicable |  |  |  | 0.75 | No | [7 empty] | 4.5/3.5 kW |  |  |  | 19 |  | 19/14 | On/Off | Not Applicable | [6 empty] | 65 | 20.5 | 19 | 29.25 | 68 | 222 | 18 | 24.875 |  |  |  |  | 25.8125 | 25.8125 | 25.8125 | 8 |  |  |  |  | 19.25 | [8 empty] | 1 | 450 | 570 | UL1453 | Yes | Yes | Yes | No | Not Applicable | [5 empty] | 40301 | COM ELEC LT DUTY
LE120L3-3NCWW-264 | LE120L | Bradford White | 671632333479 | Active | The ""-264"" indicates that this SKU comes with an Aluminum Anode Rod. | [9 empty] | No | Not Applicable | Not Applicable | Commercial Water Heating | Water Heating.Electric | 3 | 1 |  |  |  | 238-54649-00 |  |  |  | 238-36612-00 | [6 empty] | Electric | Electric Resistance | 240/208 | 3 |  | Indoor |  | Floor Mounted |  | No | Not Applicable | 150 | Not Applicable |  |  |  | 0.75 | No | [7 empty] | 4.5/3.5 kW |  |  |  | 19 |  | 19/14 | On/Off | Not Applicable | [6 empty] | 65 | 20.5 | 19 | 29.25 | 68 | 222 | 18 | 24.875 |  |  |  |  | 25.8125 | 25.8125 | 25.8125 | 8 |  |  |  |  | 19.25 | [8 empty] | 1 | 450 | 570 | UL1453 | Yes | Yes | Yes | No | Not Applicable | [5 empty] | 40301 | COM ELEC LT DUTY
LE120L3-3NCWW-264-284 | LE120L | Bradford White | 671632828258 | Active | The ""-264"" indicates that this SKU comes with an Aluminum Anode Rod. | The ""-284"" indicates that this SKU comes with an Incoloy Element. | [8 empty] | No | Not Applicable | Not Applicable | Commercial Water Heating | Water Heating.Electric | 3 | 1 |  |  |  | 238-54649-00 |  |  |  | 238-36612-00 | [6 empty] | Electric | Electric Resistance | 240/208 | 3 |  | Indoor |  | Floor Mounted |  | No | Not Applicable | 150 | Not Applicable |  |  |  | 0.75 | No | [7 empty] | 4.5/3.5 kW |  |  |  | 19 |  | 19/14 | On/Off | Not Applicable | [6 empty] | 65 | 20.5 | 19 | 29.25 | 68 | 222 | 18 | 24.875 |  |  |  |  | 25.8125 | 25.8125 | 25.8125 | 8 |  |  |  |  | 19.25 | [8 empty] | 1 | 450 | 570 | UL1453 | Yes | Yes | Yes | No | Not Applicable | [5 empty] | 40301 | COM ELEC LT DUTY
LE120L3-3NCWW-284 | LE120L | Bradford White | 671632880195 | Active | The ""-284"" indicates that this SKU comes with an Incoloy Element. | [9 empty] | No | Not Applicable | Not Applicable | Commercial Water Heating | Water Heating.Electric | 3 | 1 |  |  |  | 238-54649-00 |  |  |  | 238-36612-00 | [6 empty] | Electric | Electric Resistance | 240/208 | 3 |  | Indoor |  | Floor Mounted |  | No | Not Applicable | 150 | Not Applicable |  |  |  | 0.75 | No | [7 empty] | 4.5/3.5 kW |  |  |  | 19 |  | 19/14 | On/Off | Not Applicable | [6 empty] | 65 | 20.5 | 19 | 29.25 | 68 | 222 | 18 | 24.875 |  |  |  |  | 25.8125 | 25.8125 | 25.8125 | 8 |  |  |  |  | 19.25 | [8 empty] | 1 | 450 | 570 | UL1453 | Yes | Yes | Yes | No | Not Applicable | [5 empty] | 40301 | COM ELEC LT DUTY
LE120L3-3NCWW-403-264 | LE120L | Bradford White | 671632643301 | Active | The ""-264"" indicates that this SKU comes with an Aluminum Anode Rod. | The ""-403"" indicates that this SKU comes with a Top T&P Location. | [8 empty] | No | Not Applicable | Not Applicable | Commercial Water Heating | Water Heating.Electric | 3 | 1 |  |  |  | 238-54649-00 |  |  |  | 238-36612-00 | [6 empty] | Electric | Electric Resistance | 240/208 | 3 |  | Indoor |  | Floor Mounted |  | No | Not Applicable | 150 | Not Applicable |  |  |  | 0.75 | No | [7 empty] | 4.5/3.5 kW |  |  |  | 19 |  | 19/14 | On/Off | Not Applicable | [6 empty] | 65 | 20.5 | 19 | 29.25 | 68 | 222 | 18 | 24.875 |  |  |  |  | 25.8125 | 25.8125 | 25.8125 | 8 |  |  |  |  | 19.25 | [8 empty] | 1 | 450 | 570 | UL1453 | Yes | Yes | Yes | No | Not Applicable | [5 empty] | 40301 | COM ELEC LT DUTY
LE120L3-3NCWW-403-264-284 | LE120L | Bradford White | 671632828319 | Active | The ""-264"" indicates that this SKU comes with an Aluminum Anode Rod. | The ""-284"" indicates that this SKU comes with an Incoloy Element. | The ""-403"" indicates that this SKU comes with a Top T&P Location. | [7 empty] | No | Not Applicable | Not Applicable | Commercial Water Heating | Water Heating.Electric | 3 | 1 |  |  |  | 238-54649-00 |  |  |  | 238-36612-00 | [6 empty] | Electric | Electric Resistance | 240/208 | 3 |  | Indoor |  | Floor Mounted |  | No | Not Applicable | 150 | Not Applicable |  |  |  | 0.75 | No | [7 empty] | 4.5/3.5 kW |  |  |  | 19 |  | 19/14 | On/Off | Not Applicable | [6 empty] | 65 | 20.5 | 19 | 29.25 | 68 | 222 | 18 | 24.875 |  |  |  |  | 25.8125 | 25.8125 | 25.8125 | 8 |  |  |  |  | 19.25 | [8 empty] | 1 | 450 | 570 | UL1453 | Yes | Yes | Yes | No | Not Applicable | [5 empty] | 40301 | COM ELEC LT DUTY
LE120L3-3NCWW-403-284 | LE120L | Bradford White | 671632873722 | Active | The ""-284"" indicates that this SKU comes with an Incoloy Element. | The ""-403"" indicates that this SKU comes with a Top T&P Location. | [8 empty] | No | Not Applicable | Not Applicable | Commercial Water Heating | Water Heating.Electric | 3 | 1 |  |  |  | 238-54649-00 |  |  |  | 238-36612-00 | [6 empty] | Electric | Electric Resistance | 240/208 | 3 |  | Indoor |  | Floor Mounted |  | No | Not Applicable | 150 | Not Applicable |  |  |  | 0.75 | No | [7 empty] | 4.5/3.5 kW |  |  |  | 19 |  | 19/14 | On/Off | Not Applicable | [6 empty] | 65 | 20.5 | 19 | 29.25 | 68 | 222 | 18 | 24.875 |  |  |  |  | 25.8125 | 25.8125 | 25.8125 | 8 |  |  |  |  | 19.25 | [8 empty] | 1 | 450 | 570 | UL1453 | Yes | Yes | Yes | No | Not Applicable | [5 empty] | 40301 | COM ELEC LT DUTY
LE120L3-3NCXX | LE120L | Bradford White | 671632816309 | Active | [10 empty] | No | Not Applicable | Not Applicable | Commercial Water Heating | Water Heating.Electric | 3 | 1 |  |  |  | 238-54649-00 |  |  |  | 238-36612-00 | [6 empty] | Electric | Electric Resistance | 240 | 3 |  | Indoor |  | Floor Mounted |  | No | Not Applicable | 150 | Not Applicable |  |  |  | 0.75 | No | [7 empty] | 5 kW |  |  |  | 19 |  | 21 | On/Off | Not Applicable | [6 empty] | 65 | 20.5 | 19 | 29.25 | 68 | 222 | 18 | 24.875 |  |  |  |  | 25.8125 | 25.8125 | 25.8125 | 8 |  |  |  |  | 19.25 | [8 empty] | 1 | 450 | 570 | UL1453 | Yes | Yes | Yes | No | Not Applicable | [5 empty] | 40301 | COM ELEC LT DUTY
LE120L3-3NCYY | LE120L | Bradford White | 671632815005 | Active | [10 empty] | No | Not Applicable | Not Applicable | Commercial Water Heating | Water Heating.Electric | 3 | 1 |  |  |  | 238-54649-00 |  |  |  | 238-36612-00 | [6 empty] | Electric | Electric Resistance | 240/208 | 3 |  | Indoor |  | Floor Mounted |  | No | Not Applicable | 150 | Not Applicable |  |  |  | 0.75 | No | [7 empty] | 5.5/4 kW |  |  |  | 19 |  | 23/17 | On/Off | Not Applicable | [6 empty] | 65 | 20.5 | 19 | 29.25 | 68 | 222 | 18 | 24.875 |  |  |  |  | 25.8125 | 25.8125 | 25.8125 | 8 |  |  |  |  | 19.25 | [8 empty] | 1 | 450 | 570 | UL1453 | Yes | Yes | Yes | No | Not Applicable | [5 empty] | 40301 | COM ELEC LT DUTY
LE120L3-3NCYY-264 | LE120L | Bradford White | 671632328444 | Active | The ""-264"" indicates that this SKU comes with an Aluminum Anode Rod. | [9 empty] | No | Not Applicable | Not Applicable | Commercial Water Heating | Water Heating.Electric | 3 | 1 |  |  |  | 238-54649-00 |  |  |  | 238-36612-00 | [6 empty] | Electric | Electric Resistance | 240/208 | 3 |  | Indoor |  | Floor Mounted |  | No | Not Applicable | 150 | Not Applicable |  |  |  | 0.75 | No | [7 empty] | 5.5/4 kW |  |  |  | 19 |  | 23/17 | On/Off | Not Applicable | [6 empty] | 65 | 20.5 | 19 | 29.25 | 68 | 222 | 18 | 24.875 |  |  |  |  | 25.8125 | 25.8125 | 25.8125 | 8 |  |  |  |  | 19.25 | [8 empty] | 1 | 450 | 570 | UL1453 | Yes | Yes | Yes | No | Not Applicable | [5 empty] | 40301 | COM ELEC LT DUTY
LE120L3-3NCYY-284 | LE120L | Bradford White | 671632900664 | Active | The ""-284"" indicates that this SKU comes with an Incoloy Element. | [9 empty] | No | Not Applicable | Not Applicable | Commercial Water Heating | Water Heating.Electric | 3 | 1 |  |  |  | 238-54649-00 |  |  |  | 238-36612-00 | [6 empty] | Electric | Electric Resistance | 240/208 | 3 |  | Indoor |  | Floor Mounted |  | No | Not Applicable | 150 | Not Applicable |  |  |  | 0.75 | No | [7 empty] | 5.5/4 kW |  |  |  | 19 |  | 23/17 | On/Off | Not Applicable | [6 empty] | 65 | 20.5 | 19 | 29.25 | 68 | 222 | 18 | 24.875 |  |  |  |  | 25.8125 | 25.8125 | 25.8125 | 8 |  |  |  |  | 19.25 | [8 empty] | 1 | 450 | 570 | UL1453 | Yes | Yes | Yes | No | Not Applicable | [5 empty] | 40301 | COM ELEC LT DUTY
LE120L3-3NCZZ | LE120L | Bradford White | 671632625246 | Active | [10 empty] | No | Not Applicable | Not Applicable | Commercial Water Heating | Water Heating.Electric | 3 | 1 |  |  |  | 238-54649-00 |  |  |  | 238-36612-00 | [6 empty] | Electric | Electric Resistance | 240/208 | 3 |  | Indoor |  | Floor Mounted |  | No | Not Applicable | 150 | Not Applicable |  |  |  | 0.75 | No | [7 empty] | 6/4.5 kW |  |  |  | 19 |  | 25/19 | On/Off | Not Applicable | [6 empty] | 65 | 20.5 | 19 | 29.25 | 68 | 222 | 18 | 24.875 |  |  |  |  | 25.8125 | 25.8125 | 25.8125 | 8 |  |  |  |  | 19.25 | [8 empty] | 1 | 450 | 570 | UL1453 | Yes | Yes | Yes | No | Not Applicable | [5 empty] | 40301 | COM ELEC LT DUTY
LE120L3-3NCZZ-264 | LE120L | Bradford White | 671632646517 | Active | The ""-264"" indicates that this SKU comes with an Aluminum Anode Rod. | [9 empty] | No | Not Applicable | Not Applicable | Commercial Water Heating | Water Heating.Electric | 3 | 1 |  |  |  | 238-54649-00 |  |  |  | 238-36612-00 | [6 empty] | Electric | Electric Resistance | 240/208 | 3 |  | Indoor |  | Floor Mounted |  | No | Not Applicable | 150 | Not Applicable |  |  |  | 0.75 | No | [7 empty] | 6/4.5 kW |  |  |  | 19 |  | 25/19 | On/Off | Not Applicable | [6 empty] | 65 | 20.5 | 19 | 29.25 | 68 | 222 | 18 | 24.875 |  |  |  |  | 25.8125 | 25.8125 | 25.8125 | 8 |  |  |  |  | 19.25 | [8 empty] | 1 | 450 | 570 | UL1453 | Yes | Yes | Yes | No | Not Applicable | [5 empty] | 40301 | COM ELEC LT DUTY
LE120L3-3NHLL | LE120L | Bradford White | 671632841127 | Active | [10 empty] | No | Not Applicable | Not Applicable | Commercial Water Heating | Water Heating.Electric | 3 | 1 |  |  |  | 238-54649-00 |  |  |  | 238-36612-00 | [6 empty] | Electric | Electric Resistance | 480 | 3 |  | Indoor |  | Floor Mounted |  | No | Not Applicable | 150 | Not Applicable |  |  |  | 0.75 | No | [7 empty] | 1.5 kW |  |  |  | 19 |  | 6 | On/Off | Not Applicable | [6 empty] | 65 | 20.5 | 19 | 29.25 | 68 | 222 | 18 | 24.875 |  |  |  |  | 25.8125 | 25.8125 | 25.8125 | 8 |  |  |  |  | 19.25 | [8 empty] | 1 | 450 | 570 | UL1453 | Yes | Yes | Yes | No | Not Applicable | [5 empty] | 40301 | COM ELEC LT DUTY
LE120L3-3NHMM | LE120L | Bradford White | 671632817030 | Active | [10 empty] | No | Not Applicable | Not Applicable | Commercial Water Heating | Water Heating.Electric | 3 | 1 |  |  |  | 238-54649-00 |  |  |  | 238-36612-00 | [6 empty] | Electric | Electric Resistance | 480 | 3 |  | Indoor |  | Floor Mounted |  | No | Not Applicable | 150 | Not Applicable |  |  |  | 0.75 | No | [7 empty] | 2 kW |  |  |  | 19 |  | 8 | On/Off | Not Applicable | [6 empty] | 65 | 20.5 | 19 | 29.25 | 68 | 222 | 18 | 24.875 |  |  |  |  | 25.8125 | 25.8125 | 25.8125 | 8 |  |  |  |  | 19.25 | [8 empty] | 1 | 450 | 570 | UL1453 | Yes | Yes | Yes | No | Not Applicable | [5 empty] | 40301 | COM ELEC LT DUTY
LE120L3-3NHNN | LE120L | Bradford White | 671632821587 | Active | [10 empty] | No | Not Applicable | Not Applicable | Commercial Water Heating | Water Heating.Electric | 3 | 1 |  |  |  | 238-54649-00 |  |  |  | 238-36612-00 | [6 empty] | Electric | Electric Resistance | 480 | 3 |  | Indoor |  | Floor Mounted |  | No | Not Applicable | 150 | Not Applicable |  |  |  | 0.75 | No | [7 empty] | 2.5 kW |  |  |  | 19 |  | 10 | On/Off | Not Applicable | [6 empty] | 65 | 20.5 | 19 | 29.25 | 68 | 222 | 18 | 24.875 |  |  |  |  | 25.8125 | 25.8125 | 25.8125 | 8 |  |  |  |  | 19.25 | [8 empty] | 1 | 450 | 570 | UL1453 | Yes | Yes | Yes | No | Not Applicable | [5 empty] | 40301 | COM ELEC LT DUTY
LE120L3-3NHPP | LE120L | Bradford White | 671632814602 | Active | [10 empty] | No | Not Applicable | Not Applicable | Commercial Water Heating | Water Heating.Electric | 3 | 1 |  |  |  | 238-54649-00 |  |  |  | 238-36612-00 | [6 empty] | Electric | Electric Resistance | 480 | 3 |  | Indoor |  | Floor Mounted |  | No | Not Applicable | 150 | Not Applicable |  |  |  | 0.75 | No | [7 empty] | 3 kW |  |  |  | 19 |  | 12 | On/Off | Not Applicable | [6 empty] | 65 | 20.5 | 19 | 29.25 | 68 | 222 | 18 | 24.875 |  |  |  |  | 25.8125 | 25.8125 | 25.8125 | 8 |  |  |  |  | 19.25 | [8 empty] | 1 | 450 | 570 | UL1453 | Yes | Yes | Yes | No | Not Applicable | [5 empty] | 40301 | COM ELEC LT DUTY
LE120L3-3NHPP-264 | LE120L | Bradford White | 671632856459 | Active | The ""-264"" indicates that this SKU comes with an Aluminum Anode Rod. | [9 empty] | No | Not Applicable | Not Applicable | Commercial Water Heating | Water Heating.Electric | 3 | 1 |  |  |  | 238-54649-00 |  |  |  | 238-36612-00 | [6 empty] | Electric | Electric Resistance | 480 | 3 |  | Indoor |  | Floor Mounted |  | No | Not Applicable | 150 | Not Applicable |  |  |  | 0.75 | No | [7 empty] | 3 kW |  |  |  | 19 |  | 12 | On/Off | Not Applicable | [6 empty] | 65 | 20.5 | 19 | 29.25 | 68 | 222 | 18 | 24.875 |  |  |  |  | 25.8125 | 25.8125 | 25.8125 | 8 |  |  |  |  | 19.25 | [8 empty] | 1 | 450 | 570 | UL1453 | Yes | Yes | Yes | No | Not Applicable | [5 empty] | 40301 | COM ELEC LT DUTY
LE120L3-3NHPP-403-264 | LE120L | Bradford White | 671632856633 | Active | The ""-264"" indicates that this SKU comes with an Aluminum Anode Rod. | The ""-403"" indicates that this SKU comes with a Top T&P Location. | [8 empty] | No | Not Applicable | Not Applicable | Commercial Water Heating | Water Heating.Electric | 3 | 1 |  |  |  | 238-54649-00 |  |  |  | 238-36612-00 | [6 empty] | Electric | Electric Resistance | 480 | 3 |  | Indoor |  | Floor Mounted |  | No | Not Applicable | 150 | Not Applicable |  |  |  | 0.75 | No | [7 empty] | 3 kW |  |  |  | 19 |  | 12 | On/Off | Not Applicable | [6 empty] | 65 | 20.5 | 19 | 29.25 | 68 | 222 | 18 | 24.875 |  |  |  |  | 25.8125 | 25.8125 | 25.8125 | 8 |  |  |  |  | 19.25 | [8 empty] | 1 | 450 | 570 | UL1453 | Yes | Yes | Yes | No | Not Applicable | [5 empty] | 40301 | COM ELEC LT DUTY
LE120L3-3NHTT | LE120L | Bradford White | 671632828210 | Active | [10 empty] | No | Not Applicable | Not Applicable | Commercial Water Heating | Water Heating.Electric | 3 | 1 |  |  |  | 238-54649-00 |  |  |  | 238-36612-00 | [6 empty] | Electric | Electric Resistance | 480 | 3 |  | Indoor |  | Floor Mounted |  | No | Not Applicable | 150 | Not Applicable |  |  |  | 0.75 | No | [7 empty] | 4 kW |  |  |  | 19 |  | 17 | On/Off | Not Applicable | [6 empty] | 65 | 20.5 | 19 | 29.25 | 68 | 222 | 18 | 24.875 |  |  |  |  | 25.8125 | 25.8125 | 25.8125 | 8 |  |  |  |  | 19.25 | [8 empty] | 1 | 450 | 570 | UL1453 | Yes | Yes | Yes | No | Not Applicable | [5 empty] | 40301 | COM ELEC LT DUTY
LE120L3-3NHWW | LE120L | Bradford White | 671632817023 | Active | [10 empty] | No | Not Applicable | Not Applicable | Commercial Water Heating | Water Heating.Electric | 3 | 1 |  |  |  | 238-54649-00 |  |  |  | 238-36612-00 | [6 empty] | Electric | Electric Resistance | 480 | 3 |  | Indoor |  | Floor Mounted |  | No | Not Applicable | 150 | Not Applicable |  |  |  | 0.75 | No | [7 empty] | 4.5 kW |  |  |  | 19 |  | 19 | On/Off | Not Applicable | [6 empty] | 65 | 20.5 | 19 | 29.25 | 68 | 222 | 18 | 24.875 |  |  |  |  | 25.8125 | 25.8125 | 25.8125 | 8 |  |  |  |  | 19.25 | [8 empty] | 1 | 450 | 570 | UL1453 | Yes | Yes | Yes | No | Not Applicable | [5 empty] | 40301 | COM ELEC LT DUTY
LE120L3-3NHWW-264 | LE120L | Bradford White | 671632622665 | Active | The ""-264"" indicates that this SKU comes with an Aluminum Anode Rod. | [9 empty] | No | Not Applicable | Not Applicable | Commercial Water Heating | Water Heating.Electric | 3 | 1 |  |  |  | 238-54649-00 |  |  |  | 238-36612-00 | [6 empty] | Electric | Electric Resistance | 480 | 3 |  | Indoor |  | Floor Mounted |  | No | Not Applicable | 150 | Not Applicable |  |  |  | 0.75 | No | [7 empty] | 4.5 kW |  |  |  | 19 |  | 19 | On/Off | Not Applicable | [6 empty] | 65 | 20.5 | 19 | 29.25 | 68 | 222 | 18 | 24.875 |  |  |  |  | 25.8125 | 25.8125 | 25.8125 | 8 |  |  |  |  | 19.25 | [8 empty] | 1 | 450 | 570 | UL1453 | Yes | Yes | Yes | No | Not Applicable | [5 empty] | 40301 | COM ELEC LT DUTY
LE120L3-3NHXX | LE120L | Bradford White | 671632818747 | Active | [10 empty] | No | Not Applicable | Not Applicable | Commercial Water Heating | Water Heating.Electric | 3 | 1 |  |  |  | 238-54649-00 |  |  |  | 238-36612-00 | [6 empty] | Electric | Electric Resistance | 480 | 3 |  | Indoor |  | Floor Mounted |  | No | Not Applicable | 150 | Not Applicable |  |  |  | 0.75 | No | [7 empty] | 5 kW |  |  |  | 19 |  | 21 | On/Off | Not Applicable | [6 empty] | 65 | 20.5 | 19 | 29.25 | 68 | 222 | 18 | 24.875 |  |  |  |  | 25.8125 | 25.8125 | 25.8125 | 8 |  |  |  |  | 19.25 | [8 empty] | 1 | 450 | 570 | UL1453 | Yes | Yes | Yes | No | Not Applicable | [5 empty] | 40301 | COM ELEC LT DUTY
LE120L3-3NHYY | LE120L | Bradford White | 671632315840 | Active | [10 empty] | No | Not Applicable | Not Applicable | Commercial Water Heating | Water Heating.Electric | 3 | 1 |  |  |  | 238-54649-00 |  |  |  | 238-36612-00 | [6 empty] | Electric | Electric Resistance | 480 | 3 |  | Indoor |  | Floor Mounted |  | No | Not Applicable | 150 | Not Applicable |  |  |  | 0.75 | No | [7 empty] | 5.5 kW |  |  |  | 19 |  | 23 | On/Off | Not Applicable | [6 empty] | 65 | 20.5 | 19 | 29.25 | 68 | 222 | 18 | 24.875 |  |  |  |  | 25.8125 | 25.8125 | 25.8125 | 8 |  |  |  |  | 19.25 | [8 empty] | 1 | 450 | 570 | UL1453 | Yes | Yes | Yes | No | Not Applicable | [5 empty] | 40301 | COM ELEC LT DUTY
LE120L3-3NHZZ | LE120L | Bradford White | 671632818570 | Active | [10 empty] | No | Not Applicable | Not Applicable | Commercial Water Heating | Water Heating.Electric | 3 | 1 |  |  |  | 238-54649-00 |  |  |  | 238-36612-00 | [6 empty] | Electric | Electric Resistance | 480 | 3 |  | Indoor |  | Floor Mounted |  | No | Not Applicable | 150 | Not Applicable |  |  |  | 0.75 | No | [7 empty] | 6 kW |  |  |  | 19 |  | 25 | On/Off | Not Applicable | [6 empty] | 65 | 20.5 | 19 | 29.25 | 68 | 222 | 18 | 24.875 |  |  |  |  | 25.8125 | 25.8125 | 25.8125 | 8 |  |  |  |  | 19.25 | [8 empty] | 1 | 450 | 570 | UL1453 | Yes | Yes | Yes | No | Not Applicable | [5 empty] | 40301 | COM ELEC LT DUTY
LE120L3-3NHZZ-264 | LE120L | Bradford White | 671632314799 | Active | The ""-264"" indicates that this SKU comes with an Aluminum Anode Rod. | [9 empty] | No | Not Applicable | Not Applicable | Commercial Water Heating | Water Heating.Electric | 3 | 1 |  |  |  | 238-54649-00 |  |  |  | 238-36612-00 | [6 empty] | Electric | Electric Resistance | 480 | 3 |  | Indoor |  | Floor Mounted |  | No | Not Applicable | 150 | Not Applicable |  |  |  | 0.75 | No | [7 empty] | 6 kW |  |  |  | 19 |  | 25 | On/Off | Not Applicable | [6 empty] | 65 | 20.5 | 19 | 29.25 | 68 | 222 | 18 | 24.875 |  |  |  |  | 25.8125 | 25.8125 | 25.8125 | 8 |  |  |  |  | 19.25 | [8 empty] | 1 | 450 | 570 | UL1453 | Yes | Yes | Yes | No | Not Applicable | [5 empty] | 40301 | COM ELEC LT DUTY
LE120L3-3NHZZ-403 | LE120L | Bradford White | 671632559374 | Active | The ""-403"" indicates that this SKU comes with a Top T&P Location. | [9 empty] | No | Not Applicable | Not Applicable | Commercial Water Heating | Water Heating.Electric | 3 | 1 |  |  |  | 238-54649-00 |  |  |  | 238-36612-00 | [6 empty] | Electric | Electric Resistance | 480 | 3 |  | Indoor |  | Floor Mounted |  | No | Not Applicable | 150 | Not Applicable |  |  |  | 0.75 | No | [7 empty] | 6 kW |  |  |  | 19 |  | 25 | On/Off | Not Applicable | [6 empty] | 65 | 20.5 | 19 | 29.25 | 68 | 222 | 18 | 24.875 |  |  |  |  | 25.8125 | 25.8125 | 25.8125 | 8 |  |  |  |  | 19.25 | [8 empty] | 1 | 450 | 570 | UL1453 | Yes | Yes | Yes | No | Not Applicable | [5 empty] | 40301 | COM ELEC LT DUTY
LE120L3-3NLWW | LE120L | Bradford White | 671632810932 | Active | [10 empty] | No | Not Applicable | Not Applicable | Commercial Water Heating | Water Heating.Electric | 3 | 1 |  |  |  | 238-54649-00 |  |  |  | 238-36612-00 | [6 empty] | Electric | Electric Resistance | 208 | 3 |  | Indoor |  | Floor Mounted |  | No | Not Applicable | 150 | Not Applicable |  |  |  | 0.75 | No | [7 empty] | 4.5 kW |  |  |  | 19 |  | 19 | On/Off | Not Applicable | [6 empty] | 65 | 20.5 | 19 | 29.25 | 68 | 222 | 18 | 24.875 |  |  |  |  | 25.8125 | 25.8125 | 25.8125 | 8 |  |  |  |  | 19.25 | [8 empty] | 1 | 450 | 570 | UL1453 | Yes | Yes | Yes | No | Not Applicable | [5 empty] | 40301 | COM ELEC LT DUTY
LE120L3-3NLWW-264 | LE120L | Bradford White | 671632335053 | Active | The ""-264"" indicates that this SKU comes with an Aluminum Anode Rod. | [9 empty] | No | Not Applicable | Not Applicable | Commercial Water Heating | Water Heating.Electric | 3 | 1 |  |  |  | 238-54649-00 |  |  |  | 238-36612-00 | [6 empty] | Electric | Electric Resistance | 208 | 3 |  | Indoor |  | Floor Mounted |  | No | Not Applicable | 150 | Not Applicable |  |  |  | 0.75 | No | [7 empty] | 4.5 kW |  |  |  | 19 |  | 19 | On/Off | Not Applicable | [6 empty] | 65 | 20.5 | 19 | 29.25 | 68 | 222 | 18 | 24.875 |  |  |  |  | 25.8125 | 25.8125 | 25.8125 | 8 |  |  |  |  | 19.25 | [8 empty] | 1 | 450 | 570 | UL1453 | Yes | Yes | Yes | No | Not Applicable | [5 empty] | 40301 | COM ELEC LT DUTY
LE120L3-3NLWW-284 | LE120L | Bradford White | 671632323135 | Active | The ""-284"" indicates that this SKU comes with an Incoloy Element. | [9 empty] | No | Not Applicable | Not Applicable | Commercial Water Heating | Water Heating.Electric | 3 | 1 |  |  |  | 238-54649-00 |  |  |  | 238-36612-00 | [6 empty] | Electric | Electric Resistance | 208 | 3 |  | Indoor |  | Floor Mounted |  | No | Not Applicable | 150 | Not Applicable |  |  |  | 0.75 | No | [7 empty] | 4.5 kW |  |  |  | 19 |  | 19 | On/Off | Not Applicable | [6 empty] | 65 | 20.5 | 19 | 29.25 | 68 | 222 | 18 | 24.875 |  |  |  |  | 25.8125 | 25.8125 | 25.8125 | 8 |  |  |  |  | 19.25 | [8 empty] | 1 | 450 | 570 | UL1453 | Yes | Yes | Yes | No | Not Applicable | [5 empty] | 40301 | COM ELEC LT DUTY
LE120L3-3NLWW-403-264-284 | LE120L | Bradford White | 671632869718 | Active | The ""-264"" indicates that this SKU comes with an Aluminum Anode Rod. | The ""-284"" indicates that this SKU comes with an Incoloy Element. | The ""-403"" indicates that this SKU comes with a Top T&P Location. | [7 empty] | No | Not Applicable | Not Applicable | Commercial Water Heating | Water Heating.Electric | 3 | 1 |  |  |  | 238-54649-00 |  |  |  | 238-36612-00 | [6 empty] | Electric | Electric Resistance | 208 | 3 |  | Indoor |  | Floor Mounted |  | No | Not Applicable | 150 | Not Applicable |  |  |  | 0.75 | No | [7 empty] | 4.5 kW |  |  |  | 19 |  | 19 | On/Off | Not Applicable | [6 empty] | 65 | 20.5 | 19 | 29.25 | 68 | 222 | 18 | 24.875 |  |  |  |  | 25.8125 | 25.8125 | 25.8125 | 8 |  |  |  |  | 19.25 | [8 empty] | 1 | 450 | 570 | UL1453 | Yes | Yes | Yes | No | Not Applicable | [5 empty] | 40301 | COM ELEC LT DUTY
LE120L3-3NLXX | LE120L | Bradford White | 671632813179 | Active | [10 empty] | No | Not Applicable | Not Applicable | Commercial Water Heating | Water Heating.Electric | 3 | 1 |  |  |  | 238-54649-00 |  |  |  | 238-36612-00 | [6 empty] | Electric | Electric Resistance | 208 | 3 |  | Indoor |  | Floor Mounted |  | No | Not Applicable | 150 | Not Applicable |  |  |  | 0.75 | No | [7 empty] | 5 kW |  |  |  | 19 |  | 21 | On/Off | Not Applicable | [6 empty] | 65 | 20.5 | 19 | 29.25 | 68 | 222 | 18 | 24.875 |  |  |  |  | 25.8125 | 25.8125 | 25.8125 | 8 |  |  |  |  | 19.25 | [8 empty] | 1 | 450 | 570 | UL1453 | Yes | Yes | Yes | No | Not Applicable | [5 empty] | 40301 | COM ELEC LT DUTY
LE120L3-3NLXX-264 | LE120L | Bradford White | 671632826087 | Active | The ""-264"" indicates that this SKU comes with an Aluminum Anode Rod. | [9 empty] | No | Not Applicable | Not Applicable | Commercial Water Heating | Water Heating.Electric | 3 | 1 |  |  |  | 238-54649-00 |  |  |  | 238-36612-00 | [6 empty] | Electric | Electric Resistance | 208 | 3 |  | Indoor |  | Floor Mounted |  | No | Not Applicable | 150 | Not Applicable |  |  |  | 0.75 | No | [7 empty] | 5 kW |  |  |  | 19 |  | 21 | On/Off | Not Applicable | [6 empty] | 65 | 20.5 | 19 | 29.25 | 68 | 222 | 18 | 24.875 |  |  |  |  | 25.8125 | 25.8125 | 25.8125 | 8 |  |  |  |  | 19.25 | [8 empty] | 1 | 450 | 570 | UL1453 | Yes | Yes | Yes | No | Not Applicable | [5 empty] | 40301 | COM ELEC LT DUTY
LE120L3-3NLYY | LE120L | Bradford White | 671632814671 | Active | [10 empty] | No | Not Applicable | Not Applicable | Commercial Water Heating | Water Heating.Electric | 3 | 1 |  |  |  | 238-54649-00 |  |  |  | 238-36612-00 | [6 empty] | Electric | Electric Resistance | 208 | 3 |  | Indoor |  | Floor Mounted |  | No | Not Applicable | 150 | Not Applicable |  |  |  | 0.75 | No | [7 empty] | 5.5 kW |  |  |  | 19 |  | 23 | On/Off | Not Applicable | [6 empty] | 65 | 20.5 | 19 | 29.25 | 68 | 222 | 18 | 24.875 |  |  |  |  | 25.8125 | 25.8125 | 25.8125 | 8 |  |  |  |  | 19.25 | [8 empty] | 1 | 450 | 570 | UL1453 | Yes | Yes | Yes | No | Not Applicable | [5 empty] | 40301 | COM ELEC LT DUTY
LE120L5-1NALL | LE120L | Bradford White | 671632134380 | Active | [10 empty] | No | Not Applicable | Not Applicable | Commercial Water Heating | Water Heating.Electric | 5 | 1 |  |  |  | 238-54649-00 |  |  |  | 238-36612-00 | [6 empty] | Electric | Electric Resistance | 120 | 1 |  | Indoor |  | Floor Mounted |  | No | Not Applicable | 150 | Not Applicable |  |  |  | 0.75 | No | [7 empty] | 1.5 kW |  |  |  | 19 |  | 6 | On/Off | Not Applicable | [6 empty] | 65 | 20.5 | 19 | 29.25 | 68 | 222 | 18 | 24.875 |  |  |  |  | 25.8125 | 25.8125 | 25.8125 | 8 |  |  |  |  | 19.25 | [8 empty] | 1 | 450 | 570 | UL1453 | Yes | Yes | Yes | No | Not Applicable | [5 empty] | 40301 | COM ELEC LT DUTY
LE120L5-1NETT | LE120L | Bradford White | 671632851706 | Active | [10 empty] | No | Not Applicable | Not Applicable | Commercial Water Heating | Water Heating.Electric | 5 | 1 |  |  |  | 238-54649-00 |  |  |  | 238-36612-00 | [6 empty] | Electric | Electric Resistance | 277 | 1 |  | Indoor |  | Floor Mounted |  | No | Not Applicable | 150 | Not Applicable |  |  |  | 0.75 | No | [7 empty] | 4 kW |  |  |  | 19 |  | 17 | On/Off | Not Applicable | [6 empty] | 65 | 20.5 | 19 | 29.25 | 68 | 222 | 18 | 24.875 |  |  |  |  | 25.8125 | 25.8125 | 25.8125 | 8 |  |  |  |  | 19.25 | [8 empty] | 1 | 450 | 570 | UL1453 | Yes | Yes | Yes | No | Not Applicable | [5 empty] | 40301 | COM ELEC LT DUTY
LE120L5-1NEWW | LE120L | Bradford White | 671632827428 | Active | [10 empty] | No | Not Applicable | Not Applicable | Commercial Water Heating | Water Heating.Electric | 5 | 1 |  |  |  | 238-54649-00 |  |  |  | 238-36612-00 | [6 empty] | Electric | Electric Resistance | 277 | 1 |  | Indoor |  | Floor Mounted |  | No | Not Applicable | 150 | Not Applicable |  |  |  | 0.75 | No | [7 empty] | 4.5 kW |  |  |  | 19 |  | 19 | On/Off | Not Applicable | [6 empty] | 65 | 20.5 | 19 | 29.25 | 68 | 222 | 18 | 24.875 |  |  |  |  | 25.8125 | 25.8125 | 25.8125 | 8 |  |  |  |  | 19.25 | [8 empty] | 1 | 450 | 570 | UL1453 | Yes | Yes | Yes | No | Not Applicable | [5 empty] | 40301 | COM ELEC LT DUTY
LE120L5-3NCMM | LE120L | Bradford White | 671632321261 | Active | [10 empty] | No | Not Applicable | Not Applicable | Commercial Water Heating | Water Heating.Electric | 5 | 1 |  |  |  | 238-54649-00 |  |  |  | 238-36612-00 | [6 empty] | Electric | Electric Resistance | 240/208 | 3 |  | Indoor |  | Floor Mounted |  | No | Not Applicable | 150 | Not Applicable |  |  |  | 0.75 | No | [7 empty] | 2/1.5 kW |  |  |  | 19 |  | 8/6 | On/Off | Not Applicable | [6 empty] | 65 | 20.5 | 19 | 29.25 | 68 | 222 | 18 | 24.875 |  |  |  |  | 25.8125 | 25.8125 | 25.8125 | 8 |  |  |  |  | 19.25 | [8 empty] | 1 | 450 | 570 | UL1453 | Yes | Yes | Yes | No | Not Applicable | [5 empty] | 40301 | COM ELEC LT DUTY
LE120L5-3NCNN | LE120L | Bradford White | 671632914326 | Active | [10 empty] | No | Not Applicable | Not Applicable | Commercial Water Heating | Water Heating.Electric | 5 | 1 |  |  |  | 238-54649-00 |  |  |  | 238-36612-00 | [6 empty] | Electric | Electric Resistance | 240/208 | 3 |  | Indoor |  | Floor Mounted |  | No | Not Applicable | 150 | Not Applicable |  |  |  | 0.75 | No | [7 empty] | 2.5/2 kW |  |  |  | 19 |  | 10/8 | On/Off | Not Applicable | [6 empty] | 65 | 20.5 | 19 | 29.25 | 68 | 222 | 18 | 24.875 |  |  |  |  | 25.8125 | 25.8125 | 25.8125 | 8 |  |  |  |  | 19.25 | [8 empty] | 1 | 450 | 570 | UL1453 | Yes | Yes | Yes | No | Not Applicable | [5 empty] | 40301 | COM ELEC LT DUTY
LE120L5-3NCTT | LE120L | Bradford White | 671632905201 | Active | [10 empty] | No | Not Applicable | Not Applicable | Commercial Water Heating | Water Heating.Electric | 5 | 1 |  |  |  | 238-54649-00 |  |  |  | 238-36612-00 | [6 empty] | Electric | Electric Resistance | 240/208 | 3 |  | Indoor |  | Floor Mounted |  | No | Not Applicable | 150 | Not Applicable |  |  |  | 0.75 | No | [7 empty] | 4/3 kW |  |  |  | 19 |  | 17/12 | On/Off | Not Applicable | [6 empty] | 65 | 20.5 | 19 | 29.25 | 68 | 222 | 18 | 24.875 |  |  |  |  | 25.8125 | 25.8125 | 25.8125 | 8 |  |  |  |  | 19.25 | [8 empty] | 1 | 450 | 570 | UL1453 | Yes | Yes | Yes | No | Not Applicable | [5 empty] | 40301 | COM ELEC LT DUTY
LE120L5-3NCTT-264 | LE120L | Bradford White | 671632558407 | Active | The ""-264"" indicates that this SKU comes with an Aluminum Anode Rod. | [9 empty] | No | Not Applicable | Not Applicable | Commercial Water Heating | Water Heating.Electric | 5 | 1 |  |  |  | 238-54649-00 |  |  |  | 238-36612-00 | [6 empty] | Electric | Electric Resistance | 240/208 | 3 |  | Indoor |  | Floor Mounted |  | No | Not Applicable | 150 | Not Applicable |  |  |  | 0.75 | No | [7 empty] | 4/3 kW |  |  |  | 19 |  | 17/12 | On/Off | Not Applicable | [6 empty] | 65 | 20.5 | 19 | 29.25 | 68 | 222 | 18 | 24.875 |  |  |  |  | 25.8125 | 25.8125 | 25.8125 | 8 |  |  |  |  | 19.25 | [8 empty] | 1 | 450 | 570 | UL1453 | Yes | Yes | Yes | No | Not Applicable | [5 empty] | 40301 | COM ELEC LT DUTY
LE120L5-3NCWW | LE120L | Bradford White | 671632810376 | Active | [10 empty] | No | Not Applicable | Not Applicable | Commercial Water Heating | Water Heating.Electric | 5 | 1 |  |  |  | 238-54649-00 |  |  |  | 238-36612-00 | [6 empty] | Electric | Electric Resistance | 240/208 | 3 |  | Indoor |  | Floor Mounted |  | No | Not Applicable | 150 | Not Applicable |  |  |  | 0.75 | No | [7 empty] | 4.5/3.5 kW |  |  |  | 19 |  | 19/14 | On/Off | Not Applicable | [6 empty] | 65 | 20.5 | 19 | 29.25 | 68 | 222 | 18 | 24.875 |  |  |  |  | 25.8125 | 25.8125 | 25.8125 | 8 |  |  |  |  | 19.25 | [8 empty] | 1 | 450 | 570 | UL1453 | Yes | Yes | Yes | No | Not Applicable | [5 empty] | 40301 | COM ELEC LT DUTY
LE120L5-3NCYY-264 | LE120L | Bradford White | 671632558414 | Active | The ""-264"" indicates that this SKU comes with an Aluminum Anode Rod. | [9 empty] | No | Not Applicable | Not Applicable | Commercial Water Heating | Water Heating.Electric | 5 | 1 |  |  |  | 238-54649-00 |  |  |  | 238-36612-00 | [6 empty] | Electric | Electric Resistance | 240/208 | 3 |  | Indoor |  | Floor Mounted |  | No | Not Applicable | 150 | Not Applicable |  |  |  | 0.75 | No | [7 empty] | 5.5/4 kW |  |  |  | 19 |  | 23/17 | On/Off | Not Applicable | [6 empty] | 65 | 20.5 | 19 | 29.25 | 68 | 222 | 18 | 24.875 |  |  |  |  | 25.8125 | 25.8125 | 25.8125 | 8 |  |  |  |  | 19.25 | [8 empty] | 1 | 450 | 570 | UL1453 | Yes | Yes | Yes | No | Not Applicable | [5 empty] | 40301 | COM ELEC LT DUTY
LE120L5-3NHMM | LE120L | Bradford White | 671632846122 | Active | [10 empty] | No | Not Applicable | Not Applicable | Commercial Water Heating | Water Heating.Electric | 5 | 1 |  |  |  | 238-54649-00 |  |  |  | 238-36612-00 | [6 empty] | Electric | Electric Resistance | 480 | 3 |  | Indoor |  | Floor Mounted |  | No | Not Applicable | 150 | Not Applicable |  |  |  | 0.75 | No | [7 empty] | 2 kW |  |  |  | 19 |  | 8 | On/Off | Not Applicable | [6 empty] | 65 | 20.5 | 19 | 29.25 | 68 | 222 | 18 | 24.875 |  |  |  |  | 25.8125 | 25.8125 | 25.8125 | 8 |  |  |  |  | 19.25 | [8 empty] | 1 | 450 | 570 | UL1453 | Yes | Yes | Yes | No | Not Applicable | [5 empty] | 40301 | COM ELEC LT DUTY
LE120L5-3NHPP | LE120L | Bradford White | 671632861477 | Active | [10 empty] | No | Not Applicable | Not Applicable | Commercial Water Heating | Water Heating.Electric | 5 | 1 |  |  |  | 238-54649-00 |  |  |  | 238-36612-00 | [6 empty] | Electric | Electric Resistance | 480 | 3 |  | Indoor |  | Floor Mounted |  | No | Not Applicable | 150 | Not Applicable |  |  |  | 0.75 | No | [7 empty] | 3 kW |  |  |  | 19 |  | 12 | On/Off | Not Applicable | [6 empty] | 65 | 20.5 | 19 | 29.25 | 68 | 222 | 18 | 24.875 |  |  |  |  | 25.8125 | 25.8125 | 25.8125 | 8 |  |  |  |  | 19.25 | [8 empty] | 1 | 450 | 570 | UL1453 | Yes | Yes | Yes | No | Not Applicable | [5 empty] | 40301 | COM ELEC LT DUTY
LE120L5-3NHTT | LE120L | Bradford White | 671632913398 | Active | [10 empty] | No | Not Applicable | Not Applicable | Commercial Water Heating | Water Heating.Electric | 5 | 1 |  |  |  | 238-54649-00 |  |  |  | 238-36612-00 | [6 empty] | Electric | Electric Resistance | 480 | 3 |  | Indoor |  | Floor Mounted |  | No | Not Applicable | 150 | Not Applicable |  |  |  | 0.75 | No | [7 empty] | 4 kW |  |  |  | 19 |  | 17 | On/Off | Not Applicable | [6 empty] | 65 | 20.5 | 19 | 29.25 | 68 | 222 | 18 | 24.875 |  |  |  |  | 25.8125 | 25.8125 | 25.8125 | 8 |  |  |  |  | 19.25 | [8 empty] | 1 | 450 | 570 | UL1453 | Yes | Yes | Yes | No | Not Applicable | [5 empty] | 40301 | COM ELEC LT DUTY
LE120L5-3NHWW | LE120L | Bradford White | 671632900312 | Active | [10 empty] | No | Not Applicable | Not Applicable | Commercial Water Heating | Water Heating.Electric | 5 | 1 |  |  |  | 238-54649-00 |  |  |  | 238-36612-00 | [6 empty] | Electric | Electric Resistance | 480 | 3 |  | Indoor |  | Floor Mounted |  | No | Not Applicable | 150 | Not Applicable |  |  |  | 0.75 | No | [7 empty] | 4.5 kW |  |  |  | 19 |  | 19 | On/Off | Not Applicable | [6 empty] | 65 | 20.5 | 19 | 29.25 | 68 | 222 | 18 | 24.875 |  |  |  |  | 25.8125 | 25.8125 | 25.8125 | 8 |  |  |  |  | 19.25 | [8 empty] | 1 | 450 | 570 | UL1453 | Yes | Yes | Yes | No | Not Applicable | [5 empty] | 40301 | COM ELEC LT DUTY
LE120L5-3NHZZ | LE120L | Bradford White | 671632884315 | Active | [10 empty] | No | Not Applicable | Not Applicable | Commercial Water Heating | Water Heating.Electric | 5 | 1 |  |  |  | 238-54649-00 |  |  |  | 238-36612-00 | [6 empty] | Electric | Electric Resistance | 480 | 3 |  | Indoor |  | Floor Mounted |  | No | Not Applicable | 150 | Not Applicable |  |  |  | 0.75 | No | [7 empty] | 6 kW |  |  |  | 19 |  | 25 | On/Off | Not Applicable | [6 empty] | 65 | 20.5 | 19 | 29.25 | 68 | 222 | 18 | 24.875 |  |  |  |  | 25.8125 | 25.8125 | 25.8125 | 8 |  |  |  |  | 19.25 | [8 empty] | 1 | 450 | 570 | UL1453 | Yes | Yes | Yes | No | Not Applicable | [5 empty] | 40301 | COM ELEC LT DUTY
LE120L5-3NLWW | LE120L | Bradford White | 671632810390 | Active | [10 empty] | No | Not Applicable | Not Applicable | Commercial Water Heating | Water Heating.Electric | 5 | 1 |  |  |  | 238-54649-00 |  |  |  | 238-36612-00 | [6 empty] | Electric | Electric Resistance | 208 | 3 |  | Indoor |  | Floor Mounted |  | No | Not Applicable | 150 | Not Applicable |  |  |  | 0.75 | No | [7 empty] | 4.5 kW |  |  |  | 19 |  | 19 | On/Off | Not Applicable | [6 empty] | 65 | 20.5 | 19 | 29.25 | 68 | 222 | 18 | 24.875 |  |  |  |  | 25.8125 | 25.8125 | 25.8125 | 8 |  |  |  |  | 19.25 | [8 empty] | 1 | 450 | 570 | UL1453 | Yes | Yes | Yes | No | Not Applicable | [5 empty] | 40301 | COM ELEC LT DUTY
LE120L5-3NLXX | LE120L | Bradford White | 671632861668 | Active | [10 empty] | No | Not Applicable | Not Applicable | Commercial Water Heating | Water Heating.Electric | 5 | 1 |  |  |  | 238-54649-00 |  |  |  | 238-36612-00 | [6 empty] | Electric | Electric Resistance | 208 | 3 |  | Indoor |  | Floor Mounted |  | No | Not Applicable | 150 | Not Applicable |  |  |  | 0.75 | No | [7 empty] | 5 kW |  |  |  | 19 |  | 21 | On/Off | Not Applicable | [6 empty] | 65 | 20.5 | 19 | 29.25 | 68 | 222 | 18 | 24.875 |  |  |  |  | 25.8125 | 25.8125 | 25.8125 | 8 |  |  |  |  | 19.25 | [8 empty] | 1 | 450 | 570 | UL1453 | Yes | Yes | Yes | No | Not Applicable | [5 empty] | 40301 | COM ELEC LT DUTY
LE120U3-1NAL | LE120U | Bradford White | 671632805259 | Active | [10 empty] | No | Not Applicable | Not Applicable | Commercial Water Heating | Water Heating.Electric | 3 | 1 |  |  |  | 238-54649-00 |  |  |  | 238-36612-00 | [6 empty] | Electric | Electric Resistance | 120 | 1 |  | Indoor |  | Floor Mounted |  | No | Not Applicable | 150 | Not Applicable |  |  |  | 0.75 | No | [7 empty] | 1.5 kW |  |  |  | 19 |  | 6 | On/Off | Not Applicable | [6 empty] | 61 | 20.5 | 19 | 26.25 | 63 | 218 | 18 | 24.875 | [5 empty] | 3.125 | 18.5 | [5 empty] | 18.5 | [6 empty] | 18.5 |  | 1 | 600 | 600 | UL1453 | Yes | Yes | Yes | No | Not Applicable | [5 empty] | 40301 | COM ELEC LT DUTY
LE120U3-1NAL-264 | LE120U | Bradford White | 671632314348 | Active | The ""-264"" indicates that this SKU comes with an Aluminum Anode Rod. | [9 empty] | No | Not Applicable | Not Applicable | Commercial Water Heating | Water Heating.Electric | 3 | 1 |  |  |  | 238-54649-00 |  |  |  | 238-36612-00 | [6 empty] | Electric | Electric Resistance | 120 | 1 |  | Indoor |  | Floor Mounted |  | No | Not Applicable | 150 | Not Applicable |  |  |  | 0.75 | No | [7 empty] | 1.5 kW |  |  |  | 19 |  | 6 | On/Off | Not Applicable | [6 empty] | 61 | 20.5 | 19 | 26.25 | 63 | 218 | 18 | 24.875 | [5 empty] | 3.125 | 18.5 | [5 empty] | 18.5 | [6 empty] | 18.5 |  | 1 | 600 | 600 | UL1453 | Yes | Yes | Yes | No | Not Applicable | [5 empty] | 40301 | COM ELEC LT DUTY
LE120U3-1NAL-264-284 | LE120U | Bradford White | 671632821013 | Active | The ""-264"" indicates that this SKU comes with an Aluminum Anode Rod. | The ""-284"" indicates that this SKU comes with an Incoloy Element. | [8 empty] | No | Not Applicable | Not Applicable | Commercial Water Heating | Water Heating.Electric | 3 | 1 |  |  |  | 238-54649-00 |  |  |  | 238-36612-00 | [6 empty] | Electric | Electric Resistance | 120 | 1 |  | Indoor |  | Floor Mounted |  | No | Not Applicable | 150 | Not Applicable |  |  |  | 0.75 | No | [7 empty] | 1.5 kW |  |  |  | 19 |  | 6 | On/Off | Not Applicable | [6 empty] | 61 | 20.5 | 19 | 26.25 | 63 | 218 | 18 | 24.875 | [5 empty] | 3.125 | 18.5 | [5 empty] | 18.5 | [6 empty] | 18.5 |  | 1 | 600 | 600 | UL1453 | Yes | Yes | Yes | No | Not Applicable | [5 empty] | 40301 | COM ELEC LT DUTY
LE120U3-1NAL-284 | LE120U | Bradford White | 671632878543 | Active | The ""-284"" indicates that this SKU comes with an Incoloy Element. | [9 empty] | No | Not Applicable | Not Applicable | Commercial Water Heating | Water Heating.Electric | 3 | 1 |  |  |  | 238-54649-00 |  |  |  | 238-36612-00 | [6 empty] | Electric | Electric Resistance | 120 | 1 |  | Indoor |  | Floor Mounted |  | No | Not Applicable | 150 | Not Applicable |  |  |  | 0.75 | No | [7 empty] | 1.5 kW |  |  |  | 19 |  | 6 | On/Off | Not Applicable | [6 empty] | 61 | 20.5 | 19 | 26.25 | 63 | 218 | 18 | 24.875 | [5 empty] | 3.125 | 18.5 | [5 empty] | 18.5 | [6 empty] | 18.5 |  | 1 | 600 | 600 | UL1453 | Yes | Yes | Yes | No | Not Applicable | [5 empty] | 40301 | COM ELEC LT DUTY
LE120U3-1NAL-506 | LE120U | Bradford White | 671632617340 | Active | The ""-506"" indicates that this SKU comes with an A420 Aluminum Anode Rod. | [9 empty] | No | Not Applicable | Not Applicable | Commercial Water Heating | Water Heating.Electric | 3 | 1 |  |  |  | 238-54649-00 |  |  |  | 238-36612-00 | [6 empty] | Electric | Electric Resistance | 120 | 1 |  | Indoor |  | Floor Mounted |  | No | Not Applicable | 150 | Not Applicable |  |  |  | 0.75 | No | [7 empty] | 1.5 kW |  |  |  | 19 |  | 6 | On/Off | Not Applicable | [6 empty] | 61 | 20.5 | 19 | 26.25 | 63 | 218 | 18 | 24.875 | [5 empty] | 3.125 | 18.5 | [5 empty] | 18.5 | [6 empty] | 18.5 |  | 1 | 600 | 600 | UL1453 | Yes | Yes | Yes | No | Not Applicable | [5 empty] | 40301 | COM ELEC LT DUTY
LE120U3-1NAL-506-284 | LE120U | Bradford White | 671632858934 | Active | The ""-284"" indicates that this SKU comes with an Incoloy Element. | The ""-506"" indicates that this SKU comes with an A420 Aluminum Anode Rod. | [8 empty] | No | Not Applicable | Not Applicable | Commercial Water Heating | Water Heating.Electric | 3 | 1 |  |  |  | 238-54649-00 |  |  |  | 238-36612-00 | [6 empty] | Electric | Electric Resistance | 120 | 1 |  | Indoor |  | Floor Mounted |  | No | Not Applicable | 150 | Not Applicable |  |  |  | 0.75 | No | [7 empty] | 1.5 kW |  |  |  | 19 |  | 6 | On/Off | Not Applicable | [6 empty] | 61 | 20.5 | 19 | 26.25 | 63 | 218 | 18 | 24.875 | [5 empty] | 3.125 | 18.5 | [5 empty] | 18.5 | [6 empty] | 18.5 |  | 1 | 600 | 600 | UL1453 | Yes | Yes | Yes | No | Not Applicable | [5 empty] | 40301 | COM ELEC LT DUTY
LE120U3-1NAM | LE120U | Bradford White | 671632823017 | Active | [10 empty] | No | Not Applicable | Not Applicable | Commercial Water Heating | Water Heating.Electric | 3 | 1 |  |  |  | 238-54649-00 |  |  |  | 238-36612-00 | [6 empty] | Electric | Electric Resistance | 120 | 1 |  | Indoor |  | Floor Mounted |  | No | Not Applicable | 150 | Not Applicable |  |  |  | 0.75 | No | [7 empty] | 2 kW |  |  |  | 19 |  | 8 | On/Off | Not Applicable | [6 empty] | 61 | 20.5 | 19 | 26.25 | 63 | 218 | 18 | 24.875 | [5 empty] | 3.125 | 18.5 | [5 empty] | 18.5 | [6 empty] | 18.5 |  | 1 | 600 | 600 | UL1453 | Yes | Yes | Yes | No | Not Applicable | [5 empty] | 40301 | COM ELEC LT DUTY
LE120U3-1NAM-264 | LE120U | Bradford White | 671632672332 | Active | The ""-264"" indicates that this SKU comes with an Aluminum Anode Rod. | [9 empty] | No | Not Applicable | Not Applicable | Commercial Water Heating | Water Heating.Electric | 3 | 1 |  |  |  | 238-54649-00 |  |  |  | 238-36612-00 | [6 empty] | Electric | Electric Resistance | 120 | 1 |  | Indoor |  | Floor Mounted |  | No | Not Applicable | 150 | Not Applicable |  |  |  | 0.75 | No | [7 empty] | 2 kW |  |  |  | 19 |  | 8 | On/Off | Not Applicable | [6 empty] | 61 | 20.5 | 19 | 26.25 | 63 | 218 | 18 | 24.875 | [5 empty] | 3.125 | 18.5 | [5 empty] | 18.5 | [6 empty] | 18.5 |  | 1 | 600 | 600 | UL1453 | Yes | Yes | Yes | No | Not Applicable | [5 empty] | 40301 | COM ELEC LT DUTY
LE120U3-1NAM-506 | LE120U | Bradford White | 671632867325 | Active | The ""-506"" indicates that this SKU comes with an A420 Aluminum Anode Rod. | [9 empty] | No | Not Applicable | Not Applicable | Commercial Water Heating | Water Heating.Electric | 3 | 1 |  |  |  | 238-54649-00 |  |  |  | 238-36612-00 | [6 empty] | Electric | Electric Resistance | 120 | 1 |  | Indoor |  | Floor Mounted |  | No | Not Applicable | 150 | Not Applicable |  |  |  | 0.75 | No | [7 empty] | 2 kW |  |  |  | 19 |  | 8 | On/Off | Not Applicable | [6 empty] | 61 | 20.5 | 19 | 26.25 | 63 | 218 | 18 | 24.875 | [5 empty] | 3.125 | 18.5 | [5 empty] | 18.5 | [6 empty] | 18.5 |  | 1 | 600 | 600 | UL1453 | Yes | Yes | Yes | No | Not Applicable | [5 empty] | 40301 | COM ELEC LT DUTY
LE120U3-1NAN | LE120U | Bradford White | 671632811052 | Active | [10 empty] | No | Not Applicable | Not Applicable | Commercial Water Heating | Water Heating.Electric | 3 | 1 |  |  |  | 238-54649-00 |  |  |  | 238-36612-00 | [6 empty] | Electric | Electric Resistance | 120 | 1 |  | Indoor |  | Floor Mounted |  | No | Not Applicable | 150 | Not Applicable |  |  |  | 0.75 | No | [7 empty] | 2.5 kW |  |  |  | 19 |  | 10 | On/Off | Not Applicable | [6 empty] | 61 | 20.5 | 19 | 26.25 | 63 | 218 | 18 | 24.875 | [5 empty] | 3.125 | 18.5 | [5 empty] | 18.5 | [6 empty] | 18.5 |  | 1 | 600 | 600 | UL1453 | Yes | Yes | Yes | No | Not Applicable | [5 empty] | 40301 | COM ELEC LT DUTY
LE120U3-1NAN-506 | LE120U | Bradford White | 671632867165 | Active | The ""-506"" indicates that this SKU comes with an A420 Aluminum Anode Rod. | [9 empty] | No | Not Applicable | Not Applicable | Commercial Water Heating | Water Heating.Electric | 3 | 1 |  |  |  | 238-54649-00 |  |  |  | 238-36612-00 | [6 empty] | Electric | Electric Resistance | 120 | 1 |  | Indoor |  | Floor Mounted |  | No | Not Applicable | 150 | Not Applicable |  |  |  | 0.75 | No | [7 empty] | 2.5 kW |  |  |  | 19 |  | 10 | On/Off | Not Applicable | [6 empty] | 61 | 20.5 | 19 | 26.25 | 63 | 218 | 18 | 24.875 | [5 empty] | 3.125 | 18.5 | [5 empty] | 18.5 | [6 empty] | 18.5 |  | 1 | 600 | 600 | UL1453 | Yes | Yes | Yes | No | Not Applicable | [5 empty] | 40301 | COM ELEC LT DUTY
LE120U3-1NAP | LE120U | Bradford White | 671632818211 | Active | [10 empty] | No | Not Applicable | Not Applicable | Commercial Water Heating | Water Heating.Electric | 3 | 1 |  |  |  | 238-54649-00 |  |  |  | 238-36612-00 | [6 empty] | Electric | Electric Resistance | 120 | 1 |  | Indoor |  | Floor Mounted |  | No | Not Applicable | 150 | Not Applicable |  |  |  | 0.75 | No | [7 empty] | 3 kW |  |  |  | 19 |  | 12 | On/Off | Not Applicable | [6 empty] | 61 | 20.5 | 19 | 26.25 | 63 | 218 | 18 | 24.875 | [5 empty] | 3.125 | 18.5 | [5 empty] | 18.5 | [6 empty] | 18.5 |  | 1 | 600 | 600 | UL1453 | Yes | Yes | Yes | No | Not Applicable | [5 empty] | 40301 | COM ELEC LT DUTY
LE120U3-1NCL | LE120U | Bradford White | 671632815081 | Active | [10 empty] | No | Not Applicable | Not Applicable | Commercial Water Heating | Water Heating.Electric | 3 | 1 |  |  |  | 238-54649-00 |  |  |  | 238-36612-00 | [6 empty] | Electric | Electric Resistance | 240/208 | 1 |  | Indoor |  | Floor Mounted |  | No | Not Applicable | 150 | Not Applicable |  |  |  | 0.75 | No | [7 empty] | 1.5/1 kW |  |  |  | 19 |  | 6/4 | On/Off | Not Applicable | [6 empty] | 61 | 20.5 | 19 | 26.25 | 63 | 218 | 18 | 24.875 | [5 empty] | 3.125 | 18.5 | [5 empty] | 18.5 | [6 empty] | 18.5 |  | 1 | 600 | 600 | UL1453 | Yes | Yes | Yes | No | Not Applicable | [5 empty] | 40301 | COM ELEC LT DUTY
LE120U3-1NCM | LE120U | Bradford White | 671632812042 | Active | [10 empty] | No | Not Applicable | Not Applicable | Commercial Water Heating | Water Heating.Electric | 3 | 1 |  |  |  | 238-54649-00 |  |  |  | 238-36612-00 | [6 empty] | Electric | Electric Resistance | 240/208 | 1 |  | Indoor |  | Floor Mounted |  | No | Not Applicable | 150 | Not Applicable |  |  |  | 0.75 | No | [7 empty] | 2/1.5 kW |  |  |  | 19 |  | 8/6 | On/Off | Not Applicable | [6 empty] | 61 | 20.5 | 19 | 26.25 | 63 | 218 | 18 | 24.875 | [5 empty] | 3.125 | 18.5 | [5 empty] | 18.5 | [6 empty] | 18.5 |  | 1 | 600 | 600 | UL1453 | Yes | Yes | Yes | No | Not Applicable | [5 empty] | 40301 | COM ELEC LT DUTY
LE120U3-1NCM-264 | LE120U | Bradford White | 671632574896 | Active | The ""-264"" indicates that this SKU comes with an Aluminum Anode Rod. | [9 empty] | No | Not Applicable | Not Applicable | Commercial Water Heating | Water Heating.Electric | 3 | 1 |  |  |  | 238-54649-00 |  |  |  | 238-36612-00 | [6 empty] | Electric | Electric Resistance | 240/208 | 1 |  | Indoor |  | Floor Mounted |  | No | Not Applicable | 150 | Not Applicable |  |  |  | 0.75 | No | [7 empty] | 2/1.5 kW |  |  |  | 19 |  | 8/6 | On/Off | Not Applicable | [6 empty] | 61 | 20.5 | 19 | 26.25 | 63 | 218 | 18 | 24.875 | [5 empty] | 3.125 | 18.5 | [5 empty] | 18.5 | [6 empty] | 18.5 |  | 1 | 600 | 600 | UL1453 | Yes | Yes | Yes | No | Not Applicable | [5 empty] | 40301 | COM ELEC LT DUTY
LE120U3-1NCN | LE120U | Bradford White | 671632811946 | Active | [10 empty] | No | Not Applicable | Not Applicable | Commercial Water Heating | Water Heating.Electric | 3 | 1 |  |  |  | 238-54649-00 |  |  |  | 238-36612-00 | [6 empty] | Electric | Electric Resistance | 240/208 | 1 |  | Indoor |  | Floor Mounted |  | No | Not Applicable | 150 | Not Applicable |  |  |  | 0.75 | No | [7 empty] | 2.5/2 kW |  |  |  | 19 |  | 10/8 | On/Off | Not Applicable | [6 empty] | 61 | 20.5 | 19 | 26.25 | 63 | 218 | 18 | 24.875 | [5 empty] | 3.125 | 18.5 | [5 empty] | 18.5 | [6 empty] | 18.5 |  | 1 | 600 | 600 | UL1453 | Yes | Yes | Yes | No | Not Applicable | [5 empty] | 40301 | COM ELEC LT DUTY
LE120U3-1NCP | LE120U | Bradford White | 671632812684 | Active | [10 empty] | No | Not Applicable | Not Applicable | Commercial Water Heating | Water Heating.Electric | 3 | 1 |  |  |  | 238-54649-00 |  |  |  | 238-36612-00 | [6 empty] | Electric | Electric Resistance | 240 | 1 |  | Indoor |  | Floor Mounted |  | No | Not Applicable | 150 | Not Applicable |  |  |  | 0.75 | No | [7 empty] | 3 kW |  |  |  | 19 |  | 12 | On/Off | Not Applicable | [6 empty] | 61 | 20.5 | 19 | 26.25 | 63 | 218 | 18 | 24.875 | [5 empty] | 3.125 | 18.5 | [5 empty] | 18.5 | [6 empty] | 18.5 |  | 1 | 600 | 600 | UL1453 | Yes | Yes | Yes | No | Not Applicable | [5 empty] | 40301 | COM ELEC LT DUTY
LE120U3-1NCP-264-284 | LE120U | Bradford White | 671632846160 | Active | The ""-264"" indicates that this SKU comes with an Aluminum Anode Rod. | The ""-284"" indicates that this SKU comes with an Incoloy Element. | [8 empty] | No | Not Applicable | Not Applicable | Commercial Water Heating | Water Heating.Electric | 3 | 1 |  |  |  | 238-54649-00 |  |  |  | 238-36612-00 | [6 empty] | Electric | Electric Resistance | 240 | 1 |  | Indoor |  | Floor Mounted |  | No | Not Applicable | 150 | Not Applicable |  |  |  | 0.75 | No | [7 empty] | 3 kW |  |  |  | 19 |  | 12 | On/Off | Not Applicable | [6 empty] | 61 | 20.5 | 19 | 26.25 | 63 | 218 | 18 | 24.875 | [5 empty] | 3.125 | 18.5 | [5 empty] | 18.5 | [6 empty] | 18.5 |  | 1 | 600 | 600 | UL1453 | Yes | Yes | Yes | No | Not Applicable | [5 empty] | 40301 | COM ELEC LT DUTY
LE120U3-1NCR | LE120U | Bradford White | 671632811755 | Active | [10 empty] | No | Not Applicable | Not Applicable | Commercial Water Heating | Water Heating.Electric | 3 | 1 |  |  |  | 238-54649-00 |  |  |  | 238-36612-00 | [6 empty] | Electric | Electric Resistance | 240/208 | 1 |  | Indoor |  | Floor Mounted |  | No | Not Applicable | 150 | Not Applicable |  |  |  | 0.75 | No | [7 empty] | 3.5/2.5 kW |  |  |  | 19 |  | 14/10 | On/Off | Not Applicable | [6 empty] | 61 | 20.5 | 19 | 26.25 | 63 | 218 | 18 | 24.875 | [5 empty] | 3.125 | 18.5 | [5 empty] | 18.5 | [6 empty] | 18.5 |  | 1 | 600 | 600 | UL1453 | Yes | Yes | Yes | No | Not Applicable | [5 empty] | 40301 | COM ELEC LT DUTY
LE120U3-1NCR-264 | LE120U | Bradford White | 671632648924 | Active | The ""-264"" indicates that this SKU comes with an Aluminum Anode Rod. | [9 empty] | No | Not Applicable | Not Applicable | Commercial Water Heating | Water Heating.Electric | 3 | 1 |  |  |  | 238-54649-00 |  |  |  | 238-36612-00 | [6 empty] | Electric | Electric Resistance | 240/208 | 1 |  | Indoor |  | Floor Mounted |  | No | Not Applicable | 150 | Not Applicable |  |  |  | 0.75 | No | [7 empty] | 3.5/2.5 kW |  |  |  | 19 |  | 14/10 | On/Off | Not Applicable | [6 empty] | 61 | 20.5 | 19 | 26.25 | 63 | 218 | 18 | 24.875 | [5 empty] | 3.125 | 18.5 | [5 empty] | 18.5 | [6 empty] | 18.5 |  | 1 | 600 | 600 | UL1453 | Yes | Yes | Yes | No | Not Applicable | [5 empty] | 40301 | COM ELEC LT DUTY
LE120U3-1NCR-264-284 | LE120U | Bradford White | 671632847815 | Active | The ""-264"" indicates that this SKU comes with an Aluminum Anode Rod. | The ""-284"" indicates that this SKU comes with an Incoloy Element. | [8 empty] | No | Not Applicable | Not Applicable | Commercial Water Heating | Water Heating.Electric | 3 | 1 |  |  |  | 238-54649-00 |  |  |  | 238-36612-00 | [6 empty] | Electric | Electric Resistance | 240/208 | 1 |  | Indoor |  | Floor Mounted |  | No | Not Applicable | 150 | Not Applicable |  |  |  | 0.75 | No | [7 empty] | 3.5/2.5 kW |  |  |  | 19 |  | 14/10 | On/Off | Not Applicable | [6 empty] | 61 | 20.5 | 19 | 26.25 | 63 | 218 | 18 | 24.875 | [5 empty] | 3.125 | 18.5 | [5 empty] | 18.5 | [6 empty] | 18.5 |  | 1 | 600 | 600 | UL1453 | Yes | Yes | Yes | No | Not Applicable | [5 empty] | 40301 | COM ELEC LT DUTY
LE120U3-1NCR-284 | LE120U | Bradford White | 671632876440 | Active | The ""-284"" indicates that this SKU comes with an Incoloy Element. | [9 empty] | No | Not Applicable | Not Applicable | Commercial Water Heating | Water Heating.Electric | 3 | 1 |  |  |  | 238-54649-00 |  |  |  | 238-36612-00 | [6 empty] | Electric | Electric Resistance | 240/208 | 1 |  | Indoor |  | Floor Mounted |  | No | Not Applicable | 150 | Not Applicable |  |  |  | 0.75 | No | [7 empty] | 3.5/2.5 kW |  |  |  | 19 |  | 14/10 | On/Off | Not Applicable | [6 empty] | 61 | 20.5 | 19 | 26.25 | 63 | 218 | 18 | 24.875 | [5 empty] | 3.125 | 18.5 | [5 empty] | 18.5 | [6 empty] | 18.5 |  | 1 | 600 | 600 | UL1453 | Yes | Yes | Yes | No | Not Applicable | [5 empty] | 40301 | COM ELEC LT DUTY
LE120U3-1NCT | LE120U | Bradford White | 671632812707 | Active | [10 empty] | No | Not Applicable | Not Applicable | Commercial Water Heating | Water Heating.Electric | 3 | 1 |  |  |  | 238-54649-00 |  |  |  | 238-36612-00 | [6 empty] | Electric | Electric Resistance | 240/208 | 1 |  | Indoor |  | Floor Mounted |  | No | Not Applicable | 150 | Not Applicable |  |  |  | 0.75 | No | [7 empty] | 4/3 kW |  |  |  | 19 |  | 17/12 | On/Off | Not Applicable | [6 empty] | 61 | 20.5 | 19 | 26.25 | 63 | 218 | 18 | 24.875 | [5 empty] | 3.125 | 18.5 | [5 empty] | 18.5 | [6 empty] | 18.5 |  | 1 | 600 | 600 | UL1453 | Yes | Yes | Yes | No | Not Applicable | [5 empty] | 40301 | COM ELEC LT DUTY
LE120U3-1NCT-264 | LE120U | Bradford White | 671632313525 | Active | The ""-264"" indicates that this SKU comes with an Aluminum Anode Rod. | [9 empty] | No | Not Applicable | Not Applicable | Commercial Water Heating | Water Heating.Electric | 3 | 1 |  |  |  | 238-54649-00 |  |  |  | 238-36612-00 | [6 empty] | Electric | Electric Resistance | 240/208 | 1 |  | Indoor |  | Floor Mounted |  | No | Not Applicable | 150 | Not Applicable |  |  |  | 0.75 | No | [7 empty] | 4/3 kW |  |  |  | 19 |  | 17/12 | On/Off | Not Applicable | [6 empty] | 61 | 20.5 | 19 | 26.25 | 63 | 218 | 18 | 24.875 | [5 empty] | 3.125 | 18.5 | [5 empty] | 18.5 | [6 empty] | 18.5 |  | 1 | 600 | 600 | UL1453 | Yes | Yes | Yes | No | Not Applicable | [5 empty] | 40301 | COM ELEC LT DUTY
LE120U3-1NCT-264-284 | LE120U | Bradford White | 671632815661 | Active | The ""-264"" indicates that this SKU comes with an Aluminum Anode Rod. | The ""-284"" indicates that this SKU comes with an Incoloy Element. | [8 empty] | No | Not Applicable | Not Applicable | Commercial Water Heating | Water Heating.Electric | 3 | 1 |  |  |  | 238-54649-00 |  |  |  | 238-36612-00 | [6 empty] | Electric | Electric Resistance | 240/208 | 1 |  | Indoor |  | Floor Mounted |  | No | Not Applicable | 150 | Not Applicable |  |  |  | 0.75 | No | [7 empty] | 4/3 kW |  |  |  | 19 |  | 17/12 | On/Off | Not Applicable | [6 empty] | 61 | 20.5 | 19 | 26.25 | 63 | 218 | 18 | 24.875 | [5 empty] | 3.125 | 18.5 | [5 empty] | 18.5 | [6 empty] | 18.5 |  | 1 | 600 | 600 | UL1453 | Yes | Yes | Yes | No | Not Applicable | [5 empty] | 40301 | COM ELEC LT DUTY
LE120U3-1NCT-284 | LE120U | Bradford White | 671632875672 | Active | The ""-284"" indicates that this SKU comes with an Incoloy Element. | [9 empty] | No | Not Applicable | Not Applicable | Commercial Water Heating | Water Heating.Electric | 3 | 1 |  |  |  | 238-54649-00 |  |  |  | 238-36612-00 | [6 empty] | Electric | Electric Resistance | 240/208 | 1 |  | Indoor |  | Floor Mounted |  | No | Not Applicable | 150 | Not Applicable |  |  |  | 0.75 | No | [7 empty] | 4/3 kW |  |  |  | 19 |  | 17/12 | On/Off | Not Applicable | [6 empty] | 61 | 20.5 | 19 | 26.25 | 63 | 218 | 18 | 24.875 | [5 empty] | 3.125 | 18.5 | [5 empty] | 18.5 | [6 empty] | 18.5 |  | 1 | 600 | 600 | UL1453 | Yes | Yes | Yes | No | Not Applicable | [5 empty] | 40301 | COM ELEC LT DUTY
LE120U3-1NCT-506-284 | LE120U | Bradford White | 671632851867 | Active | The ""-284"" indicates that this SKU comes with an Incoloy Element. | The ""-506"" indicates that this SKU comes with an A420 Aluminum Anode Rod. | [8 empty] | No | Not Applicable | Not Applicable | Commercial Water Heating | Water Heating.Electric | 3 | 1 |  |  |  | 238-54649-00 |  |  |  | 238-36612-00 | [6 empty] | Electric | Electric Resistance | 240/208 | 1 |  | Indoor |  | Floor Mounted |  | No | Not Applicable | 150 | Not Applicable |  |  |  | 0.75 | No | [7 empty] | 4/3 kW |  |  |  | 19 |  | 17/12 | On/Off | Not Applicable | [6 empty] | 61 | 20.5 | 19 | 26.25 | 63 | 218 | 18 | 24.875 | [5 empty] | 3.125 | 18.5 | [5 empty] | 18.5 | [6 empty] | 18.5 |  | 1 | 600 | 600 | UL1453 | Yes | Yes | Yes | No | Not Applicable | [5 empty] | 40301 | COM ELEC LT DUTY
LE120U3-1NCW | LE120U | Bradford White | 671632810949 | Active | [10 empty] | No | Not Applicable | Not Applicable | Commercial Water Heating | Water Heating.Electric | 3 | 1 |  |  |  | 238-54649-00 |  |  |  | 238-36612-00 | [6 empty] | Electric | Electric Resistance | 240/208 | 1 |  | Indoor |  | Floor Mounted |  | No | Not Applicable | 150 | Not Applicable |  |  |  | 0.75 | No | [7 empty] | 4.5/3.5 kW |  |  |  | 19 |  | 19/14 | On/Off | Not Applicable | [6 empty] | 61 | 20.5 | 19 | 26.25 | 63 | 218 | 18 | 24.875 | [5 empty] | 3.125 | 18.5 | [5 empty] | 18.5 | [6 empty] | 18.5 |  | 1 | 600 | 600 | UL1453 | Yes | Yes | Yes | No | Not Applicable | [5 empty] | 40301 | COM ELEC LT DUTY
LE120U3-1NCW-264 | LE120U | Bradford White | 671632575329 | Active | The ""-264"" indicates that this SKU comes with an Aluminum Anode Rod. | [9 empty] | No | Not Applicable | Not Applicable | Commercial Water Heating | Water Heating.Electric | 3 | 1 |  |  |  | 238-54649-00 |  |  |  | 238-36612-00 | [6 empty] | Electric | Electric Resistance | 240/208 | 1 |  | Indoor |  | Floor Mounted |  | No | Not Applicable | 150 | Not Applicable |  |  |  | 0.75 | No | [7 empty] | 4.5/3.5 kW |  |  |  | 19 |  | 19/14 | On/Off | Not Applicable | [6 empty] | 61 | 20.5 | 19 | 26.25 | 63 | 218 | 18 | 24.875 | [5 empty] | 3.125 | 18.5 | [5 empty] | 18.5 | [6 empty] | 18.5 |  | 1 | 600 | 600 | UL1453 | Yes | Yes | Yes | No | Not Applicable | [5 empty] | 40301 | COM ELEC LT DUTY
LE120U3-1NCW-506-284 | LE120U | Bradford White | 671632867134 | Active | The ""-284"" indicates that this SKU comes with an Incoloy Element. | The ""-506"" indicates that this SKU comes with an A420 Aluminum Anode Rod. | [8 empty] | No | Not Applicable | Not Applicable | Commercial Water Heating | Water Heating.Electric | 3 | 1 |  |  |  | 238-54649-00 |  |  |  | 238-36612-00 | [6 empty] | Electric | Electric Resistance | 240/208 | 1 |  | Indoor |  | Floor Mounted |  | No | Not Applicable | 150 | Not Applicable |  |  |  | 0.75 | No | [7 empty] | 4.5/3.5 kW |  |  |  | 19 |  | 19/14 | On/Off | Not Applicable | [6 empty] | 61 | 20.5 | 19 | 26.25 | 63 | 218 | 18 | 24.875 | [5 empty] | 3.125 | 18.5 | [5 empty] | 18.5 | [6 empty] | 18.5 |  | 1 | 600 | 600 | UL1453 | Yes | Yes | Yes | No | Not Applicable | [5 empty] | 40301 | COM ELEC LT DUTY
LE120U3-1NCX | LE120U | Bradford White | 671632816378 | Active | [10 empty] | No | Not Applicable | Not Applicable | Commercial Water Heating | Water Heating.Electric | 3 | 1 |  |  |  | 238-54649-00 |  |  |  | 238-36612-00 | [6 empty] | Electric | Electric Resistance | 240 | 1 |  | Indoor |  | Floor Mounted |  | No | Not Applicable | 150 | Not Applicable |  |  |  | 0.75 | No | [7 empty] | 5 kW |  |  |  | 19 |  | 21 | On/Off | Not Applicable | [6 empty] | 61 | 20.5 | 19 | 26.25 | 63 | 218 | 18 | 24.875 | [5 empty] | 3.125 | 18.5 | [5 empty] | 18.5 | [6 empty] | 18.5 |  | 1 | 600 | 600 | UL1453 | Yes | Yes | Yes | No | Not Applicable | [5 empty] | 40301 | COM ELEC LT DUTY
LE120U3-1NCY | LE120U | Bradford White | 671632811953 | Active | [10 empty] | No | Not Applicable | Not Applicable | Commercial Water Heating | Water Heating.Electric | 3 | 1 |  |  |  | 238-54649-00 |  |  |  | 238-36612-00 | [6 empty] | Electric | Electric Resistance | 240/208 | 1 |  | Indoor |  | Floor Mounted |  | No | Not Applicable | 150 | Not Applicable |  |  |  | 0.75 | No | [7 empty] | 5.5/4 kW |  |  |  | 19 |  | 23/17 | On/Off | Not Applicable | [6 empty] | 61 | 20.5 | 19 | 26.25 | 63 | 218 | 18 | 24.875 | [5 empty] | 3.125 | 18.5 | [5 empty] | 18.5 | [6 empty] | 18.5 |  | 1 | 600 | 600 | UL1453 | Yes | Yes | Yes | No | Not Applicable | [5 empty] | 40301 | COM ELEC LT DUTY
LE120U3-1NCY-264 | LE120U | Bradford White | 671632322664 | Active | The ""-264"" indicates that this SKU comes with an Aluminum Anode Rod. | [9 empty] | No | Not Applicable | Not Applicable | Commercial Water Heating | Water Heating.Electric | 3 | 1 |  |  |  | 238-54649-00 |  |  |  | 238-36612-00 | [6 empty] | Electric | Electric Resistance | 240/208 | 1 |  | Indoor |  | Floor Mounted |  | No | Not Applicable | 150 | Not Applicable |  |  |  | 0.75 | No | [7 empty] | 5.5/4 kW |  |  |  | 19 |  | 23/17 | On/Off | Not Applicable | [6 empty] | 61 | 20.5 | 19 | 26.25 | 63 | 218 | 18 | 24.875 | [5 empty] | 3.125 | 18.5 | [5 empty] | 18.5 | [6 empty] | 18.5 |  | 1 | 600 | 600 | UL1453 | Yes | Yes | Yes | No | Not Applicable | [5 empty] | 40301 | COM ELEC LT DUTY
LE120U3-1NCY-264-284 | LE120U | Bradford White | 671632825400 | Active | The ""-264"" indicates that this SKU comes with an Aluminum Anode Rod. | The ""-284"" indicates that this SKU comes with an Incoloy Element. | [8 empty] | No | Not Applicable | Not Applicable | Commercial Water Heating | Water Heating.Electric | 3 | 1 |  |  |  | 238-54649-00 |  |  |  | 238-36612-00 | [6 empty] | Electric | Electric Resistance | 240/208 | 1 |  | Indoor |  | Floor Mounted |  | No | Not Applicable | 150 | Not Applicable |  |  |  | 0.75 | No | [7 empty] | 5.5/4 kW |  |  |  | 19 |  | 23/17 | On/Off | Not Applicable | [6 empty] | 61 | 20.5 | 19 | 26.25 | 63 | 218 | 18 | 24.875 | [5 empty] | 3.125 | 18.5 | [5 empty] | 18.5 | [6 empty] | 18.5 |  | 1 | 600 | 600 | UL1453 | Yes | Yes | Yes | No | Not Applicable | [5 empty] | 40301 | COM ELEC LT DUTY
LE120U3-1NCZ | LE120U | Bradford White | 671632810895 | Active | [10 empty] | No | Not Applicable | Not Applicable | Commercial Water Heating | Water Heating.Electric | 3 | 1 |  |  |  | 238-54649-00 |  |  |  | 238-36612-00 | [6 empty] | Electric | Electric Resistance | 240/208 | 1 |  | Indoor |  | Floor Mounted |  | No | Not Applicable | 150 | Not Applicable |  |  |  | 0.75 | No | [7 empty] | 6/4.5 kW |  |  |  | 19 |  | 25/19 | On/Off | Not Applicable | [6 empty] | 61 | 20.5 | 19 | 26.25 | 63 | 218 | 18 | 24.875 | [5 empty] | 3.125 | 18.5 | [5 empty] | 18.5 | [6 empty] | 18.5 |  | 1 | 600 | 600 | UL1453 | Yes | Yes | Yes | No | Not Applicable | [5 empty] | 40301 | COM ELEC LT DUTY
LE120U3-1NCZ-264 | LE120U | Bradford White | 671632336487 | Active | The ""-264"" indicates that this SKU comes with an Aluminum Anode Rod. | [9 empty] | No | Not Applicable | Not Applicable | Commercial Water Heating | Water Heating.Electric | 3 | 1 |  |  |  | 238-54649-00 |  |  |  | 238-36612-00 | [6 empty] | Electric | Electric Resistance | 240/208 | 1 |  | Indoor |  | Floor Mounted |  | No | Not Applicable | 150 | Not Applicable |  |  |  | 0.75 | No | [7 empty] | 6/4.5 kW |  |  |  | 19 |  | 25/19 | On/Off | Not Applicable | [6 empty] | 61 | 20.5 | 19 | 26.25 | 63 | 218 | 18 | 24.875 | [5 empty] | 3.125 | 18.5 | [5 empty] | 18.5 | [6 empty] | 18.5 |  | 1 | 600 | 600 | UL1453 | Yes | Yes | Yes | No | Not Applicable | [5 empty] | 40301 | COM ELEC LT DUTY
LE120U3-1NCZ-264-284 | LE120U | Bradford White | 671632816682 | Active | The ""-264"" indicates that this SKU comes with an Aluminum Anode Rod. | The ""-284"" indicates that this SKU comes with an Incoloy Element. | [8 empty] | No | Not Applicable | Not Applicable | Commercial Water Heating | Water Heating.Electric | 3 | 1 |  |  |  | 238-54649-00 |  |  |  | 238-36612-00 | [6 empty] | Electric | Electric Resistance | 240/208 | 1 |  | Indoor |  | Floor Mounted |  | No | Not Applicable | 150 | Not Applicable |  |  |  | 0.75 | No | [7 empty] | 6/4.5 kW |  |  |  | 19 |  | 25/19 | On/Off | Not Applicable | [6 empty] | 61 | 20.5 | 19 | 26.25 | 63 | 218 | 18 | 24.875 | [5 empty] | 3.125 | 18.5 | [5 empty] | 18.5 | [6 empty] | 18.5 |  | 1 | 600 | 600 | UL1453 | Yes | Yes | Yes | No | Not Applicable | [5 empty] | 40301 | COM ELEC LT DUTY
LE120U3-1NCZ-284 | LE120U | Bradford White | 671632880225 | Active | The ""-284"" indicates that this SKU comes with an Incoloy Element. | [9 empty] | No | Not Applicable | Not Applicable | Commercial Water Heating | Water Heating.Electric | 3 | 1 |  |  |  | 238-54649-00 |  |  |  | 238-36612-00 | [6 empty] | Electric | Electric Resistance | 240/208 | 1 |  | Indoor |  | Floor Mounted |  | No | Not Applicable | 150 | Not Applicable |  |  |  | 0.75 | No | [7 empty] | 6/4.5 kW |  |  |  | 19 |  | 25/19 | On/Off | Not Applicable | [6 empty] | 61 | 20.5 | 19 | 26.25 | 63 | 218 | 18 | 24.875 | [5 empty] | 3.125 | 18.5 | [5 empty] | 18.5 | [6 empty] | 18.5 |  | 1 | 600 | 600 | UL1453 | Yes | Yes | Yes | No | Not Applicable | [5 empty] | 40301 | COM ELEC LT DUTY
LE120U3-1NCZ-506 | LE120U | Bradford White | 671632904518 | Active | The ""-506"" indicates that this SKU comes with an A420 Aluminum Anode Rod. | [9 empty] | No | Not Applicable | Not Applicable | Commercial Water Heating | Water Heating.Electric | 3 | 1 |  |  |  | 238-54649-00 |  |  |  | 238-36612-00 | [6 empty] | Electric | Electric Resistance | 240/208 | 1 |  | Indoor |  | Floor Mounted |  | No | Not Applicable | 150 | Not Applicable |  |  |  | 0.75 | No | [7 empty] | 6/4.5 kW |  |  |  | 19 |  | 25/19 | On/Off | Not Applicable | [6 empty] | 61 | 20.5 | 19 | 26.25 | 63 | 218 | 18 | 24.875 | [5 empty] | 3.125 | 18.5 | [5 empty] | 18.5 | [6 empty] | 18.5 |  | 1 | 600 | 600 | UL1453 | Yes | Yes | Yes | No | Not Applicable | [5 empty] | 40301 | COM ELEC LT DUTY
LE120U3-1NCZ-506-284 | LE120U | Bradford White | 671632888795 | Active | The ""-284"" indicates that this SKU comes with an Incoloy Element. | The ""-506"" indicates that this SKU comes with an A420 Aluminum Anode Rod. | [8 empty] | No | Not Applicable | Not Applicable | Commercial Water Heating | Water Heating.Electric | 3 | 1 |  |  |  | 238-54649-00 |  |  |  | 238-36612-00 | [6 empty] | Electric | Electric Resistance | 240/208 | 1 |  | Indoor |  | Floor Mounted |  | No | Not Applicable | 150 | Not Applicable |  |  |  | 0.75 | No | [7 empty] | 6/4.5 kW |  |  |  | 19 |  | 25/19 | On/Off | Not Applicable | [6 empty] | 61 | 20.5 | 19 | 26.25 | 63 | 218 | 18 | 24.875 | [5 empty] | 3.125 | 18.5 | [5 empty] | 18.5 | [6 empty] | 18.5 |  | 1 | 600 | 600 | UL1453 | Yes | Yes | Yes | No | Not Applicable | [5 empty] | 40301 | COM ELEC LT DUTY
LE120U3-1NEL | LE120U | Bradford White | 671632824472 | Active | [10 empty] | No | Not Applicable | Not Applicable | Commercial Water Heating | Water Heating.Electric | 3 | 1 |  |  |  | 238-54649-00 |  |  |  | 238-36612-00 | [6 empty] | Electric | Electric Resistance | 277 | 1 |  | Indoor |  | Floor Mounted |  | No | Not Applicable | 150 | Not Applicable |  |  |  | 0.75 | No | [7 empty] | 1.5 kW |  |  |  | 19 |  | 6 | On/Off | Not Applicable | [6 empty] | 61 | 20.5 | 19 | 26.25 | 63 | 218 | 18 | 24.875 | [5 empty] | 3.125 | 18.5 | [5 empty] | 18.5 | [6 empty] | 18.5 |  | 1 | 600 | 600 | UL1453 | Yes | Yes | Yes | No | Not Applicable | [5 empty] | 40301 | COM ELEC LT DUTY
LE120U3-1NEM | LE120U | Bradford White | 671632818440 | Active | [10 empty] | No | Not Applicable | Not Applicable | Commercial Water Heating | Water Heating.Electric | 3 | 1 |  |  |  | 238-54649-00 |  |  |  | 238-36612-00 | [6 empty] | Electric | Electric Resistance | 277 | 1 |  | Indoor |  | Floor Mounted |  | No | Not Applicable | 150 | Not Applicable |  |  |  | 0.75 | No | [7 empty] | 2 kW |  |  |  | 19 |  | 8 | On/Off | Not Applicable | [6 empty] | 61 | 20.5 | 19 | 26.25 | 63 | 218 | 18 | 24.875 | [5 empty] | 3.125 | 18.5 | [5 empty] | 18.5 | [6 empty] | 18.5 |  | 1 | 600 | 600 | UL1453 | Yes | Yes | Yes | No | Not Applicable | [5 empty] | 40301 | COM ELEC LT DUTY
LE120U3-1NEN | LE120U | Bradford White | 671632820856 | Active | [10 empty] | No | Not Applicable | Not Applicable | Commercial Water Heating | Water Heating.Electric | 3 | 1 |  |  |  | 238-54649-00 |  |  |  | 238-36612-00 | [6 empty] | Electric | Electric Resistance | 277 | 1 |  | Indoor |  | Floor Mounted |  | No | Not Applicable | 150 | Not Applicable |  |  |  | 0.75 | No | [7 empty] | 2.5 kW |  |  |  | 19 |  | 10 | On/Off | Not Applicable | [6 empty] | 61 | 20.5 | 19 | 26.25 | 63 | 218 | 18 | 24.875 | [5 empty] | 3.125 | 18.5 | [5 empty] | 18.5 | [6 empty] | 18.5 |  | 1 | 600 | 600 | UL1453 | Yes | Yes | Yes | No | Not Applicable | [5 empty] | 40301 | COM ELEC LT DUTY
LE120U3-1NEP | LE120U | Bradford White | 671632812905 | Active | [10 empty] | No | Not Applicable | Not Applicable | Commercial Water Heating | Water Heating.Electric | 3 | 1 |  |  |  | 238-54649-00 |  |  |  | 238-36612-00 | [6 empty] | Electric | Electric Resistance | 277 | 1 |  | Indoor |  | Floor Mounted |  | No | Not Applicable | 150 | Not Applicable |  |  |  | 0.75 | No | [7 empty] | 3 kW |  |  |  | 19 |  | 12 | On/Off | Not Applicable | [6 empty] | 61 | 20.5 | 19 | 26.25 | 63 | 218 | 18 | 24.875 | [5 empty] | 3.125 | 18.5 | [5 empty] | 18.5 | [6 empty] | 18.5 |  | 1 | 600 | 600 | UL1453 | Yes | Yes | Yes | No | Not Applicable | [5 empty] | 40301 | COM ELEC LT DUTY
LE120U3-1NEP-264 | LE120U | Bradford White | 671632325702 | Active | The ""-264"" indicates that this SKU comes with an Aluminum Anode Rod. | [9 empty] | No | Not Applicable | Not Applicable | Commercial Water Heating | Water Heating.Electric | 3 | 1 |  |  |  | 238-54649-00 |  |  |  | 238-36612-00 | [6 empty] | Electric | Electric Resistance | 277 | 1 |  | Indoor |  | Floor Mounted |  | No | Not Applicable | 150 | Not Applicable |  |  |  | 0.75 | No | [7 empty] | 3 kW |  |  |  | 19 |  | 12 | On/Off | Not Applicable | [6 empty] | 61 | 20.5 | 19 | 26.25 | 63 | 218 | 18 | 24.875 | [5 empty] | 3.125 | 18.5 | [5 empty] | 18.5 | [6 empty] | 18.5 |  | 1 | 600 | 600 | UL1453 | Yes | Yes | Yes | No | Not Applicable | [5 empty] | 40301 | COM ELEC LT DUTY
LE120U3-1NEP-506 | LE120U | Bradford White | 671632867097 | Active | The ""-506"" indicates that this SKU comes with an A420 Aluminum Anode Rod. | [9 empty] | No | Not Applicable | Not Applicable | Commercial Water Heating | Water Heating.Electric | 3 | 1 |  |  |  | 238-54649-00 |  |  |  | 238-36612-00 | [6 empty] | Electric | Electric Resistance | 277 | 1 |  | Indoor |  | Floor Mounted |  | No | Not Applicable | 150 | Not Applicable |  |  |  | 0.75 | No | [7 empty] | 3 kW |  |  |  | 19 |  | 12 | On/Off | Not Applicable | [6 empty] | 61 | 20.5 | 19 | 26.25 | 63 | 218 | 18 | 24.875 | [5 empty] | 3.125 | 18.5 | [5 empty] | 18.5 | [6 empty] | 18.5 |  | 1 | 600 | 600 | UL1453 | Yes | Yes | Yes | No | Not Applicable | [5 empty] | 40301 | COM ELEC LT DUTY
LE120U3-1NET | LE120U | Bradford White | 671632816019 | Active | [10 empty] | No | Not Applicable | Not Applicable | Commercial Water Heating | Water Heating.Electric | 3 | 1 |  |  |  | 238-54649-00 |  |  |  | 238-36612-00 | [6 empty] | Electric | Electric Resistance | 277 | 1 |  | Indoor |  | Floor Mounted |  | No | Not Applicable | 150 | Not Applicable |  |  |  | 0.75 | No | [7 empty] | 4 kW |  |  |  | 19 |  | 17 | On/Off | Not Applicable | [6 empty] | 61 | 20.5 | 19 | 26.25 | 63 | 218 | 18 | 24.875 | [5 empty] | 3.125 | 18.5 | [5 empty] | 18.5 | [6 empty] | 18.5 |  | 1 | 600 | 600 | UL1453 | Yes | Yes | Yes | No | Not Applicable | [5 empty] | 40301 | COM ELEC LT DUTY
LE120U3-1NET-264 | LE120U | Bradford White | 671632322732 | Active | The ""-264"" indicates that this SKU comes with an Aluminum Anode Rod. | [9 empty] | No | Not Applicable | Not Applicable | Commercial Water Heating | Water Heating.Electric | 3 | 1 |  |  |  | 238-54649-00 |  |  |  | 238-36612-00 | [6 empty] | Electric | Electric Resistance | 277 | 1 |  | Indoor |  | Floor Mounted |  | No | Not Applicable | 150 | Not Applicable |  |  |  | 0.75 | No | [7 empty] | 4 kW |  |  |  | 19 |  | 17 | On/Off | Not Applicable | [6 empty] | 61 | 20.5 | 19 | 26.25 | 63 | 218 | 18 | 24.875 | [5 empty] | 3.125 | 18.5 | [5 empty] | 18.5 | [6 empty] | 18.5 |  | 1 | 600 | 600 | UL1453 | Yes | Yes | Yes | No | Not Applicable | [5 empty] | 40301 | COM ELEC LT DUTY
LE120U3-1NEW | LE120U | Bradford White | 671632816538 | Active | [10 empty] | No | Not Applicable | Not Applicable | Commercial Water Heating | Water Heating.Electric | 3 | 1 |  |  |  | 238-54649-00 |  |  |  | 238-36612-00 | [6 empty] | Electric | Electric Resistance | 277 | 1 |  | Indoor |  | Floor Mounted |  | No | Not Applicable | 150 | Not Applicable |  |  |  | 0.75 | No | [7 empty] | 4.5 kW |  |  |  | 19 |  | 19 | On/Off | Not Applicable | [6 empty] | 51 | 20.5 | 19 | 26.25 | 53 | 208 | 18 | 24.875 | [5 empty] | 3.125 | 18.5 | [5 empty] | 18.5 | [6 empty] | 18.5 |  | 1 | 600 | 600 | UL1453 | Yes | Yes | Yes | No | Not Applicable | [5 empty] | 40301 | COM ELEC LT DUTY
LE120U3-1NEX | LE120U | Bradford White | 671632865116 | Active | [10 empty] | No | Not Applicable | Not Applicable | Commercial Water Heating | Water Heating.Electric | 3 | 1 |  |  |  | 238-54649-00 |  |  |  | 238-36612-00 | [6 empty] | Electric | Electric Resistance | 277 | 1 |  | Indoor |  | Floor Mounted |  | No | Not Applicable | 150 | Not Applicable |  |  |  | 0.75 | No | [7 empty] | 5 kW |  |  |  | 19 |  | 21 | On/Off | Not Applicable | [6 empty] | 61 | 20.5 | 19 | 26.25 | 63 | 218 | 18 | 24.875 | [5 empty] | 3.125 | 18.5 | [5 empty] | 18.5 | [6 empty] | 18.5 |  | 1 | 600 | 600 | UL1453 | Yes | Yes | Yes | No | Not Applicable | [5 empty] | 40301 | COM ELEC LT DUTY
LE120U3-1NEZ | LE120U | Bradford White | 671632810628 | Active | [10 empty] | No | Not Applicable | Not Applicable | Commercial Water Heating | Water Heating.Electric | 3 | 1 |  |  |  | 238-54649-00 |  |  |  | 238-36612-00 | [6 empty] | Electric | Electric Resistance | 277 | 1 |  | Indoor |  | Floor Mounted |  | No | Not Applicable | 150 | Not Applicable |  |  |  | 0.75 | No | [7 empty] | 6 kW |  |  |  | 19 |  | 25 | On/Off | Not Applicable | [6 empty] | 61 | 20.5 | 19 | 26.25 | 63 | 218 | 18 | 24.875 | [5 empty] | 3.125 | 18.5 | [5 empty] | 18.5 | [6 empty] | 18.5 |  | 1 | 600 | 600 | UL1453 | Yes | Yes | Yes | No | Not Applicable | [5 empty] | 40301 | COM ELEC LT DUTY
LE120U3-1NHL | LE120U | Bradford White | 671632828999 | Active | [10 empty] | No | Not Applicable | Not Applicable | Commercial Water Heating | Water Heating.Electric | 3 | 1 |  |  |  | 238-54649-00 |  |  |  | 238-36612-00 | [6 empty] | Electric | Electric Resistance | 480 | 1 |  | Indoor |  | Floor Mounted |  | No | Not Applicable | 150 | Not Applicable |  |  |  | 0.75 | No | [7 empty] | 1.5 kW |  |  |  | 19 |  | 6 | On/Off | Not Applicable | [6 empty] | 61 | 20.5 | 19 | 26.25 | 63 | 218 | 18 | 24.875 | [5 empty] | 3.125 | 18.5 | [5 empty] | 18.5 | [6 empty] | 18.5 |  | 1 | 600 | 600 | UL1453 | Yes | Yes | Yes | No | Not Applicable | [5 empty] | 40301 | COM ELEC LT DUTY
LE120U3-1NHM | LE120U | Bradford White | 671632827305 | Active | [10 empty] | No | Not Applicable | Not Applicable | Commercial Water Heating | Water Heating.Electric | 3 | 1 |  |  |  | 238-54649-00 |  |  |  | 238-36612-00 | [6 empty] | Electric | Electric Resistance | 480 | 1 |  | Indoor |  | Floor Mounted |  | No | Not Applicable | 150 | Not Applicable |  |  |  | 0.75 | No | [7 empty] | 2 kW |  |  |  | 19 |  | 8 | On/Off | Not Applicable | [6 empty] | 61 | 20.5 | 19 | 26.25 | 63 | 218 | 18 | 24.875 | [5 empty] | 3.125 | 18.5 | [5 empty] | 18.5 | [6 empty] | 18.5 |  | 1 | 600 | 600 | UL1453 | Yes | Yes | Yes | No | Not Applicable | [5 empty] | 40301 | COM ELEC LT DUTY
LE120U3-1NHN | LE120U | Bradford White | 671632827619 | Active | [10 empty] | No | Not Applicable | Not Applicable | Commercial Water Heating | Water Heating.Electric | 3 | 1 |  |  |  | 238-54649-00 |  |  |  | 238-36612-00 | [6 empty] | Electric | Electric Resistance | 480 | 1 |  | Indoor |  | Floor Mounted |  | No | Not Applicable | 150 | Not Applicable |  |  |  | 0.75 | No | [7 empty] | 2.5 kW |  |  |  | 19 |  | 10 | On/Off | Not Applicable | [6 empty] | 61 | 20.5 | 19 | 26.25 | 63 | 218 | 18 | 24.875 | [5 empty] | 3.125 | 18.5 | [5 empty] | 18.5 | [6 empty] | 18.5 |  | 1 | 600 | 600 | UL1453 | Yes | Yes | Yes | No | Not Applicable | [5 empty] | 40301 | COM ELEC LT DUTY
LE120U3-1NHP | LE120U | Bradford White | 671632815296 | Active | [10 empty] | No | Not Applicable | Not Applicable | Commercial Water Heating | Water Heating.Electric | 3 | 1 |  |  |  | 238-54649-00 |  |  |  | 238-36612-00 | [6 empty] | Electric | Electric Resistance | 480 | 1 |  | Indoor |  | Floor Mounted |  | No | Not Applicable | 150 | Not Applicable |  |  |  | 0.75 | No | [7 empty] | 3 kW |  |  |  | 19 |  | 12 | On/Off | Not Applicable | [6 empty] | 61 | 20.5 | 19 | 26.25 | 63 | 218 | 18 | 24.875 | [5 empty] | 3.125 | 18.5 | [5 empty] | 18.5 | [6 empty] | 18.5 |  | 1 | 600 | 600 | UL1453 | Yes | Yes | Yes | No | Not Applicable | [5 empty] | 40301 | COM ELEC LT DUTY
LE120U3-1NHT | LE120U | Bradford White | 671632817115 | Active | [10 empty] | No | Not Applicable | Not Applicable | Commercial Water Heating | Water Heating.Electric | 3 | 1 |  |  |  | 238-54649-00 |  |  |  | 238-36612-00 | [6 empty] | Electric | Electric Resistance | 480 | 1 |  | Indoor |  | Floor Mounted |  | No | Not Applicable | 150 | Not Applicable |  |  |  | 0.75 | No | [7 empty] | 4 kW |  |  |  | 19 |  | 17 | On/Off | Not Applicable | [6 empty] | 61 | 20.5 | 19 | 26.25 | 63 | 218 | 18 | 24.875 | [5 empty] | 3.125 | 18.5 | [5 empty] | 18.5 | [6 empty] | 18.5 |  | 1 | 600 | 600 | UL1453 | Yes | Yes | Yes | No | Not Applicable | [5 empty] | 40301 | COM ELEC LT DUTY
LE120U3-1NHT-264 | LE120U | Bradford White | 671632573554 | Active | The ""-264"" indicates that this SKU comes with an Aluminum Anode Rod. | [9 empty] | No | Not Applicable | Not Applicable | Commercial Water Heating | Water Heating.Electric | 3 | 1 |  |  |  | 238-54649-00 |  |  |  | 238-36612-00 | [6 empty] | Electric | Electric Resistance | 480 | 1 |  | Indoor |  | Floor Mounted |  | No | Not Applicable | 150 | Not Applicable |  |  |  | 0.75 | No | [7 empty] | 4 kW |  |  |  | 19 |  | 17 | On/Off | Not Applicable | [6 empty] | 61 | 20.5 | 19 | 26.25 | 63 | 218 | 18 | 24.875 | [5 empty] | 3.125 | 18.5 | [5 empty] | 18.5 | [6 empty] | 18.5 |  | 1 | 600 | 600 | UL1453 | Yes | Yes | Yes | No | Not Applicable | [5 empty] | 40301 | COM ELEC LT DUTY
LE120U3-1NHW | LE120U | Bradford White | 671632822010 | Active | [10 empty] | No | Not Applicable | Not Applicable | Commercial Water Heating | Water Heating.Electric | 3 | 1 |  |  |  | 238-54649-00 |  |  |  | 238-36612-00 | [6 empty] | Electric | Electric Resistance | 480 | 1 |  | Indoor |  | Floor Mounted |  | No | Not Applicable | 150 | Not Applicable |  |  |  | 0.75 | No | [7 empty] | 4.5 kW |  |  |  | 19 |  | 19 | On/Off | Not Applicable | [6 empty] | 61 | 20.5 | 19 | 26.25 | 63 | 218 | 18 | 24.875 | [5 empty] | 3.125 | 18.5 | [5 empty] | 18.5 | [6 empty] | 18.5 |  | 1 | 600 | 600 | UL1453 | Yes | Yes | Yes | No | Not Applicable | [5 empty] | 40301 | COM ELEC LT DUTY
LE120U3-1NHW-264 | LE120U | Bradford White | 671632553112 | Active | The ""-264"" indicates that this SKU comes with an Aluminum Anode Rod. | [9 empty] | No | Not Applicable | Not Applicable | Commercial Water Heating | Water Heating.Electric | 3 | 1 |  |  |  | 238-54649-00 |  |  |  | 238-36612-00 | [6 empty] | Electric | Electric Resistance | 480 | 1 |  | Indoor |  | Floor Mounted |  | No | Not Applicable | 150 | Not Applicable |  |  |  | 0.75 | No | [7 empty] | 4.5 kW |  |  |  | 19 |  | 19 | On/Off | Not Applicable | [6 empty] | 61 | 20.5 | 19 | 26.25 | 63 | 218 | 18 | 24.875 | [5 empty] | 3.125 | 18.5 | [5 empty] | 18.5 | [6 empty] | 18.5 |  | 1 | 600 | 600 | UL1453 | Yes | Yes | Yes | No | Not Applicable | [5 empty] | 40301 | COM ELEC LT DUTY
LE120U3-1NHW-264-284 | LE120U | Bradford White | 671632847723 | Active | The ""-264"" indicates that this SKU comes with an Aluminum Anode Rod. | The ""-284"" indicates that this SKU comes with an Incoloy Element. | [8 empty] | No | Not Applicable | Not Applicable | Commercial Water Heating | Water Heating.Electric | 3 | 1 |  |  |  | 238-54649-00 |  |  |  | 238-36612-00 | [6 empty] | Electric | Electric Resistance | 480 | 1 |  | Indoor |  | Floor Mounted |  | No | Not Applicable | 150 | Not Applicable |  |  |  | 0.75 | No | [7 empty] | 4.5 kW |  |  |  | 19 |  | 19 | On/Off | Not Applicable | [6 empty] | 61 | 20.5 | 19 | 26.25 | 63 | 218 | 18 | 24.875 | [5 empty] | 3.125 | 18.5 | [5 empty] | 18.5 | [6 empty] | 18.5 |  | 1 | 600 | 600 | UL1453 | Yes | Yes | Yes | No | Not Applicable | [5 empty] | 40301 | COM ELEC LT DUTY
LE120U3-1NHW-506 | LE120U | Bradford White | 671632634538 | Active | The ""-506"" indicates that this SKU comes with an A420 Aluminum Anode Rod. | [9 empty] | No | Not Applicable | Not Applicable | Commercial Water Heating | Water Heating.Electric | 3 | 1 |  |  |  | 238-54649-00 |  |  |  | 238-36612-00 | [6 empty] | Electric | Electric Resistance | 480 | 1 |  | Indoor |  | Floor Mounted |  | No | Not Applicable | 150 | Not Applicable |  |  |  | 0.75 | No | [7 empty] | 4.5 kW |  |  |  | 19 |  | 19 | On/Off | Not Applicable | [6 empty] | 61 | 20.5 | 19 | 26.25 | 63 | 218 | 18 | 24.875 | [5 empty] | 3.125 | 18.5 | [5 empty] | 18.5 | [6 empty] | 18.5 |  | 1 | 600 | 600 | UL1453 | Yes | Yes | Yes | No | Not Applicable | [5 empty] | 40301 | COM ELEC LT DUTY
LE120U3-1NHX | LE120U | Bradford White | 671632901357 | Active | [10 empty] | No | Not Applicable | Not Applicable | Commercial Water Heating | Water Heating.Electric | 3 | 1 |  |  |  | 238-54649-00 |  |  |  | 238-36612-00 | [6 empty] | Electric | Electric Resistance | 480 | 1 |  | Indoor |  | Floor Mounted |  | No | Not Applicable | 150 | Not Applicable |  |  |  | 0.75 | No | [7 empty] | 5 kW |  |  |  | 19 |  | 21 | On/Off | Not Applicable | [6 empty] | 61 | 20.5 | 19 | 26.25 | 63 | 218 | 18 | 24.875 | [5 empty] | 3.125 | 18.5 | [5 empty] | 18.5 | [6 empty] | 18.5 |  | 1 | 600 | 600 | UL1453 | Yes | Yes | Yes | No | Not Applicable | [5 empty] | 40301 | COM ELEC LT DUTY
LE120U3-1NHY | LE120U | Bradford White | 671632909919 | Active | [10 empty] | No | Not Applicable | Not Applicable | Commercial Water Heating | Water Heating.Electric | 3 | 1 |  |  |  | 238-54649-00 |  |  |  | 238-36612-00 | [6 empty] | Electric | Electric Resistance | 480 | 1 |  | Indoor |  | Floor Mounted |  | No | Not Applicable | 150 | Not Applicable |  |  |  | 0.75 | No | [7 empty] | 5.5 kW |  |  |  | 19 |  | 23 | On/Off | Not Applicable | [6 empty] | 61 | 20.5 | 19 | 26.25 | 63 | 218 | 18 | 24.875 | [5 empty] | 3.125 | 18.5 | [5 empty] | 18.5 | [6 empty] | 18.5 |  | 1 | 600 | 600 | UL1453 | Yes | Yes | Yes | No | Not Applicable | [5 empty] | 40301 | COM ELEC LT DUTY
LE120U3-1NHZ | LE120U | Bradford White | 671632815142 | Active | [10 empty] | No | Not Applicable | Not Applicable | Commercial Water Heating | Water Heating.Electric | 3 | 1 |  |  |  | 238-54649-00 |  |  |  | 238-36612-00 | [6 empty] | Electric | Electric Resistance | 480 | 1 |  | Indoor |  | Floor Mounted |  | No | Not Applicable | 150 | Not Applicable |  |  |  | 0.75 | No | [7 empty] | 6 kW |  |  |  | 19 |  | 25 | On/Off | Not Applicable | [6 empty] | 61 | 20.5 | 19 | 26.25 | 63 | 218 | 18 | 24.875 | [5 empty] | 3.125 | 18.5 | [5 empty] | 18.5 | [6 empty] | 18.5 |  | 1 | 600 | 600 | UL1453 | Yes | Yes | Yes | No | Not Applicable | [5 empty] | 40301 | COM ELEC LT DUTY
LE120U3-1NLN | LE120U | Bradford White | 671632873319 | Active | [10 empty] | No | Not Applicable | Not Applicable | Commercial Water Heating | Water Heating.Electric | 3 | 1 |  |  |  | 238-54649-00 |  |  |  | 238-36612-00 | [6 empty] | Electric | Electric Resistance | 208 | 1 |  | Indoor |  | Floor Mounted |  | No | Not Applicable | 150 | Not Applicable |  |  |  | 0.75 | No | [7 empty] | 2.5 kW |  |  |  | 19 |  | 10 | On/Off | Not Applicable | [6 empty] | 61 | 20.5 | 19 | 26.25 | 63 | 218 | 18 | 24.875 | [5 empty] | 3.125 | 18.5 | [5 empty] | 18.5 | [6 empty] | 18.5 |  | 1 | 600 | 600 | UL1453 | Yes | Yes | Yes | No | Not Applicable | [5 empty] | 40301 | COM ELEC LT DUTY
LE120U3-1NLW | LE120U | Bradford White | 671632897148 | Active | [10 empty] | No | Not Applicable | Not Applicable | Commercial Water Heating | Water Heating.Electric | 3 | 1 |  |  |  | 238-54649-00 |  |  |  | 238-36612-00 | [6 empty] | Electric | Electric Resistance | 208 | 1 |  | Indoor |  | Floor Mounted |  | No | Not Applicable | 150 | Not Applicable |  |  |  | 0.75 | No | [7 empty] | 4.5 kW |  |  |  | 19 |  | 19 | On/Off | Not Applicable | [6 empty] | 61 | 20.5 | 19 | 26.25 | 63 | 218 | 18 | 24.875 | [5 empty] | 3.125 | 18.5 | [5 empty] | 18.5 | [6 empty] | 18.5 |  | 1 | 600 | 600 | UL1453 | Yes | Yes | Yes | No | Not Applicable | [5 empty] | 40301 | COM ELEC LT DUTY
LE120U3-1NLX | LE120U | Bradford White | 671632813148 | Active | [10 empty] | No | Not Applicable | Not Applicable | Commercial Water Heating | Water Heating.Electric | 3 | 1 |  |  |  | 238-54649-00 |  |  |  | 238-36612-00 | [6 empty] | Electric | Electric Resistance | 208 | 1 |  | Indoor |  | Floor Mounted |  | No | Not Applicable | 150 | Not Applicable |  |  |  | 0.75 | No | [7 empty] | 5 kW |  |  |  | 19 |  | 21 | On/Off | Not Applicable | [6 empty] | 61 | 20.5 | 19 | 26.25 | 63 | 218 | 18 | 24.875 | [5 empty] | 3.125 | 18.5 | [5 empty] | 18.5 | [6 empty] | 18.5 |  | 1 | 600 | 600 | UL1453 | Yes | Yes | Yes | No | Not Applicable | [5 empty] | 40301 | COM ELEC LT DUTY
LE120U3-1NLY | LE120U | Bradford White | 671632904884 | Active | [10 empty] | No | Not Applicable | Not Applicable | Commercial Water Heating | Water Heating.Electric | 3 | 1 |  |  |  | 238-54649-00 |  |  |  | 238-36612-00 | [6 empty] | Electric | Electric Resistance | 208 | 1 |  | Indoor |  | Floor Mounted |  | No | Not Applicable | 150 | Not Applicable |  |  |  | 0.75 | No | [7 empty] | 5.5 kW |  |  |  | 19 |  | 23 | On/Off | Not Applicable | [6 empty] | 61 | 20.5 | 19 | 26.25 | 63 | 218 | 18 | 24.875 | [5 empty] | 3.125 | 18.5 | [5 empty] | 18.5 | [6 empty] | 18.5 |  | 1 | 600 | 600 | UL1453 | Yes | Yes | Yes | No | Not Applicable | [5 empty] | 40301 | COM ELEC LT DUTY
LE120U3-1NLY-264 | LE120U | Bradford White | 671632574360 | Active | The ""-264"" indicates that this SKU comes with an Aluminum Anode Rod. | [9 empty] | No | Not Applicable | Not Applicable | Commercial Water Heating | Water Heating.Electric | 3 | 1 |  |  |  | 238-54649-00 |  |  |  | 238-36612-00 | [6 empty] | Electric | Electric Resistance | 208 | 1 |  | Indoor |  | Floor Mounted |  | No | Not Applicable | 150 | Not Applicable |  |  |  | 0.75 | No | [7 empty] | 5.5 kW |  |  |  | 19 |  | 23 | On/Off | Not Applicable | [6 empty] | 61 | 20.5 | 19 | 26.25 | 63 | 218 | 18 | 24.875 | [5 empty] | 3.125 | 18.5 | [5 empty] | 18.5 | [6 empty] | 18.5 |  | 1 | 600 | 600 | UL1453 | Yes | Yes | Yes | No | Not Applicable | [5 empty] | 40301 | COM ELEC LT DUTY
LE120U3-1NLZ | LE120U | Bradford White | 671632810789 | Active | [10 empty] | No | Not Applicable | Not Applicable | Commercial Water Heating | Water Heating.Electric | 3 | 1 |  |  |  | 238-54649-00 |  |  |  | 238-36612-00 | [6 empty] | Electric | Electric Resistance | 208 | 1 |  | Indoor |  | Floor Mounted |  | No | Not Applicable | 150 | Not Applicable |  |  |  | 0.75 | No | [7 empty] | 6 kW |  |  |  | 19 |  | 25 | On/Off | Not Applicable | [6 empty] | 61 | 20.5 | 19 | 26.25 | 63 | 218 | 18 | 24.875 | [5 empty] | 3.125 | 18.5 | [5 empty] | 18.5 | [6 empty] | 18.5 |  | 1 | 600 | 600 | UL1453 | Yes | Yes | Yes | No | Not Applicable | [5 empty] | 40301 | COM ELEC LT DUTY
LE120U5-1NAL | LE120U | Bradford White | 671632868056 | Active | [10 empty] | No | Not Applicable | Not Applicable | Commercial Water Heating | Water Heating.Electric | 5 | 1 |  |  |  | 238-54649-00 |  |  |  | 238-36612-00 | [6 empty] | Electric | Electric Resistance | 120 | 1 |  | Indoor |  | Floor Mounted |  | No | Not Applicable | 150 | Not Applicable |  |  |  | 0.75 | No | [7 empty] | 1.5 kW |  |  |  | 19 |  | 6 | On/Off | Not Applicable | [6 empty] | 61 | 20.5 | 19 | 26.25 | 63 | 218 | 18 | 24.875 | [5 empty] | 3.125 | 18.5 | [5 empty] | 18.5 | [6 empty] | 18.5 |  | 1 | 600 | 600 | UL1453 | Yes | Yes | Yes | No | Not Applicable | [5 empty] | 40301 | COM ELEC LT DUTY
LE120U5-1NAM | LE120U | Bradford White | 671632843176 | Active | [10 empty] | No | Not Applicable | Not Applicable | Commercial Water Heating | Water Heating.Electric | 5 | 1 |  |  |  | 238-54649-00 |  |  |  | 238-36612-00 | [6 empty] | Electric | Electric Resistance | 120 | 1 |  | Indoor |  | Floor Mounted |  | No | Not Applicable | 150 | Not Applicable |  |  |  | 0.75 | No | [7 empty] | 2 kW |  |  |  | 19 |  | 8 | On/Off | Not Applicable | [6 empty] | 61 | 20.5 | 19 | 26.25 | 63 | 218 | 18 | 24.875 | [5 empty] | 3.125 | 18.5 | [5 empty] | 18.5 | [6 empty] | 18.5 |  | 1 | 600 | 600 | UL1453 | Yes | Yes | Yes | No | Not Applicable | [5 empty] | 40301 | COM ELEC LT DUTY
LE120U5-1NAN | LE120U | Bradford White | 671632130634 | Active | [10 empty] | No | Not Applicable | Not Applicable | Commercial Water Heating | Water Heating.Electric | 5 | 1 |  |  |  | 238-54649-00 |  |  |  | 238-36612-00 | [6 empty] | Electric | Electric Resistance | 120 | 1 |  | Indoor |  | Floor Mounted |  | No | Not Applicable | 150 | Not Applicable |  |  |  | 0.75 | No | [7 empty] | 2.5 kW |  |  |  | 19 |  | 10 | On/Off | Not Applicable | [6 empty] | 61 | 20.5 | 19 | 26.25 | 63 | 218 | 18 | 24.875 | [5 empty] | 3.125 | 18.5 | [5 empty] | 18.5 | [6 empty] | 18.5 |  | 1 | 600 | 600 | UL1453 | Yes | Yes | Yes | No | Not Applicable | [5 empty] | 40301 | COM ELEC LT DUTY
LE120U5-1NCM | LE120U | Bradford White | 671632330225 | Active | [10 empty] | No | Not Applicable | Not Applicable | Commercial Water Heating | Water Heating.Electric | 5 | 1 |  |  |  | 238-54649-00 |  |  |  | 238-36612-00 | [6 empty] | Electric | Electric Resistance | 240/208 | 1 |  | Indoor |  | Floor Mounted |  | No | Not Applicable | 150 | Not Applicable |  |  |  | 0.75 | No | [7 empty] | 2/1.5 kW |  |  |  | 19 |  | 8/6 | On/Off | Not Applicable | [6 empty] | 61 | 20.5 | 19 | 26.25 | 63 | 218 | 18 | 24.875 | [5 empty] | 3.125 | 18.5 | [5 empty] | 18.5 | [6 empty] | 18.5 |  | 1 | 600 | 600 | UL1453 | Yes | Yes | Yes | No | Not Applicable | [5 empty] | 40301 | COM ELEC LT DUTY
LE120U5-1NCP | LE120U | Bradford White | 671632902187 | Active | [10 empty] | No | Not Applicable | Not Applicable | Commercial Water Heating | Water Heating.Electric | 5 | 1 |  |  |  | 238-54649-00 |  |  |  | 238-36612-00 | [6 empty] | Electric | Electric Resistance | 240 | 1 |  | Indoor |  | Floor Mounted |  | No | Not Applicable | 150 | Not Applicable |  |  |  | 0.75 | No | [7 empty] | 3 kW |  |  |  | 19 |  | 12 | On/Off | Not Applicable | [6 empty] | 61 | 20.5 | 19 | 26.25 | 63 | 218 | 18 | 24.875 | [5 empty] | 3.125 | 18.5 | [5 empty] | 18.5 | [6 empty] | 18.5 |  | 1 | 600 | 600 | UL1453 | Yes | Yes | Yes | No | Not Applicable | [5 empty] | 40301 | COM ELEC LT DUTY
LE120U5-1NCR | LE120U | Bradford White | 671632873739 | Active | [10 empty] | No | Not Applicable | Not Applicable | Commercial Water Heating | Water Heating.Electric | 5 | 1 |  |  |  | 238-54649-00 |  |  |  | 238-36612-00 | [6 empty] | Electric | Electric Resistance | 240/208 | 1 |  | Indoor |  | Floor Mounted |  | No | Not Applicable | 150 | Not Applicable |  |  |  | 0.75 | No | [7 empty] | 3.5/2.5 kW |  |  |  | 19 |  | 14/10 | On/Off | Not Applicable | [6 empty] | 61 | 20.5 | 19 | 26.25 | 63 | 218 | 18 | 24.875 | [5 empty] | 3.125 | 18.5 | [5 empty] | 18.5 | [6 empty] | 18.5 |  | 1 | 600 | 600 | UL1453 | Yes | Yes | Yes | No | Not Applicable | [5 empty] | 40301 | COM ELEC LT DUTY
LE120U5-1NCR-284 | LE120U | Bradford White | 671632876457 | Active | The ""-284"" indicates that this SKU comes with an Incoloy Element. | [9 empty] | No | Not Applicable | Not Applicable | Commercial Water Heating | Water Heating.Electric | 5 | 1 |  |  |  | 238-54649-00 |  |  |  | 238-36612-00 | [6 empty] | Electric | Electric Resistance | 240/208 | 1 |  | Indoor |  | Floor Mounted |  | No | Not Applicable | 150 | Not Applicable |  |  |  | 0.75 | No | [7 empty] | 3.5/2.5 kW |  |  |  | 19 |  | 14/10 | On/Off | Not Applicable | [6 empty] | 61 | 20.5 | 19 | 26.25 | 63 | 218 | 18 | 24.875 | [5 empty] | 3.125 | 18.5 | [5 empty] | 18.5 | [6 empty] | 18.5 |  | 1 | 600 | 600 | UL1453 | Yes | Yes | Yes | No | Not Applicable | [5 empty] | 40301 | COM ELEC LT DUTY
LE120U5-1NCT | LE120U | Bradford White | 671632896011 | Active | [10 empty] | No | Not Applicable | Not Applicable | Commercial Water Heating | Water Heating.Electric | 5 | 1 |  |  |  | 238-54649-00 |  |  |  | 238-36612-00 | [6 empty] | Electric | Electric Resistance | 240/208 | 1 |  | Indoor |  | Floor Mounted |  | No | Not Applicable | 150 | Not Applicable |  |  |  | 0.75 | No | [7 empty] | 4/3 kW |  |  |  | 19 |  | 17/12 | On/Off | Not Applicable | [6 empty] | 61 | 20.5 | 19 | 26.25 | 63 | 218 | 18 | 24.875 | [5 empty] | 3.125 | 18.5 | [5 empty] | 18.5 | [6 empty] | 18.5 |  | 1 | 600 | 600 | UL1453 | Yes | Yes | Yes | No | Not Applicable | [5 empty] | 40301 | COM ELEC LT DUTY
LE120U5-1NCW | LE120U | Bradford White | 671632330232 | Active | [10 empty] | No | Not Applicable | Not Applicable | Commercial Water Heating | Water Heating.Electric | 5 | 1 |  |  |  | 238-54649-00 |  |  |  | 238-36612-00 | [6 empty] | Electric | Electric Resistance | 240/208 | 1 |  | Indoor |  | Floor Mounted |  | No | Not Applicable | 150 | Not Applicable |  |  |  | 0.75 | No | [7 empty] | 4.5/3.5 kW |  |  |  | 19 |  | 19/14 | On/Off | Not Applicable | [6 empty] | 61 | 20.5 | 19 | 26.25 | 63 | 218 | 18 | 24.875 | [5 empty] | 3.125 | 18.5 | [5 empty] | 18.5 | [6 empty] | 18.5 |  | 1 | 600 | 600 | UL1453 | Yes | Yes | Yes | No | Not Applicable | [5 empty] | 40301 | COM ELEC LT DUTY
LE120U5-1NCY | LE120U | Bradford White | 671632877638 | Active | [10 empty] | No | Not Applicable | Not Applicable | Commercial Water Heating | Water Heating.Electric | 5 | 1 |  |  |  | 238-54649-00 |  |  |  | 238-36612-00 | [6 empty] | Electric | Electric Resistance | 240/208 | 1 |  | Indoor |  | Floor Mounted |  | No | Not Applicable | 150 | Not Applicable |  |  |  | 0.75 | No | [7 empty] | 5.5/4 kW |  |  |  | 19 |  | 23/17 | On/Off | Not Applicable | [6 empty] | 61 | 20.5 | 19 | 26.25 | 63 | 218 | 18 | 24.875 | [5 empty] | 3.125 | 18.5 | [5 empty] | 18.5 | [6 empty] | 18.5 |  | 1 | 600 | 600 | UL1453 | Yes | Yes | Yes | No | Not Applicable | [5 empty] | 40301 | COM ELEC LT DUTY
LE120U5-1NCZ | LE120U | Bradford White | 671632820429 | Active | [10 empty] | No | Not Applicable | Not Applicable | Commercial Water Heating | Water Heating.Electric | 5 | 1 |  |  |  | 238-54649-00 |  |  |  | 238-36612-00 | [6 empty] | Electric | Electric Resistance | 240/208 | 1 |  | Indoor |  | Floor Mounted |  | No | Not Applicable | 150 | Not Applicable |  |  |  | 0.75 | No | [7 empty] | 6/4.5 kW |  |  |  | 19 |  | 25/19 | On/Off | Not Applicable | [6 empty] | 61 | 20.5 | 19 | 26.25 | 63 | 218 | 18 | 24.875 | [5 empty] | 3.125 | 18.5 | [5 empty] | 18.5 | [6 empty] | 18.5 |  | 1 | 600 | 600 | UL1453 | Yes | Yes | Yes | No | Not Applicable | [5 empty] | 40301 | COM ELEC LT DUTY
LE120U5-1NCZ-264 | LE120U | Bradford White | 671632623044 | Active | The ""-264"" indicates that this SKU comes with an Aluminum Anode Rod. | [9 empty] | No | Not Applicable | Not Applicable | Commercial Water Heating | Water Heating.Electric | 5 | 1 |  |  |  | 238-54649-00 |  |  |  | 238-36612-00 | [6 empty] | Electric | Electric Resistance | 240/208 | 1 |  | Indoor |  | Floor Mounted |  | No | Not Applicable | 150 | Not Applicable |  |  |  | 0.75 | No | [7 empty] | 6/4.5 kW |  |  |  | 19 |  | 25/19 | On/Off | Not Applicable | [6 empty] | 61 | 20.5 | 19 | 26.25 | 63 | 218 | 18 | 24.875 | [5 empty] | 3.125 | 18.5 | [5 empty] | 18.5 | [6 empty] | 18.5 |  | 1 | 600 | 600 | UL1453 | Yes | Yes | Yes | No | Not Applicable | [5 empty] | 40301 | COM ELEC LT DUTY
LE120U5-1NCZ-284 | LE120U | Bradford White | 671632880218 | Active | The ""-284"" indicates that this SKU comes with an Incoloy Element. | [9 empty] | No | Not Applicable | Not Applicable | Commercial Water Heating | Water Heating.Electric | 5 | 1 |  |  |  | 238-54649-00 |  |  |  | 238-36612-00 | [6 empty] | Electric | Electric Resistance | 240/208 | 1 |  | Indoor |  | Floor Mounted |  | No | Not Applicable | 150 | Not Applicable |  |  |  | 0.75 | No | [7 empty] | 6/4.5 kW |  |  |  | 19 |  | 25/19 | On/Off | Not Applicable | [6 empty] | 61 | 20.5 | 19 | 26.25 | 63 | 218 | 18 | 24.875 | [5 empty] | 3.125 | 18.5 | [5 empty] | 18.5 | [6 empty] | 18.5 |  | 1 | 600 | 600 | UL1453 | Yes | Yes | Yes | No | Not Applicable | [5 empty] | 40301 | COM ELEC LT DUTY
LE120U5-1NEL | LE120U | Bradford White | 671632883387 | Active | [10 empty] | No | Not Applicable | Not Applicable | Commercial Water Heating | Water Heating.Electric | 5 | 1 |  |  |  | 238-54649-00 |  |  |  | 238-36612-00 | [6 empty] | Electric | Electric Resistance | 277 | 1 |  | Indoor |  | Floor Mounted |  | No | Not Applicable | 150 | Not Applicable |  |  |  | 0.75 | No | [7 empty] | 1.5 kW |  |  |  | 19 |  | 6 | On/Off | Not Applicable | [6 empty] | 61 | 20.5 | 19 | 26.25 | 63 | 218 | 18 | 24.875 | [5 empty] | 3.125 | 18.5 | [5 empty] | 18.5 | [6 empty] | 18.5 |  | 1 | 600 | 600 | UL1453 | Yes | Yes | Yes | No | Not Applicable | [5 empty] | 40301 | COM ELEC LT DUTY
LE120U5-1NEP | LE120U | Bradford White | 671632131303 | Active | [10 empty] | No | Not Applicable | Not Applicable | Commercial Water Heating | Water Heating.Electric | 5 | 1 |  |  |  | 238-54649-00 |  |  |  | 238-36612-00 | [6 empty] | Electric | Electric Resistance | 277 | 1 |  | Indoor |  | Floor Mounted |  | No | Not Applicable | 150 | Not Applicable |  |  |  | 0.75 | No | [7 empty] | 3 kW |  |  |  | 19 |  | 12 | On/Off | Not Applicable | [6 empty] | 61 | 20.5 | 19 | 26.25 | 63 | 218 | 18 | 24.875 | [5 empty] | 3.125 | 18.5 | [5 empty] | 18.5 | [6 empty] | 18.5 |  | 1 | 600 | 600 | UL1453 | Yes | Yes | Yes | No | Not Applicable | [5 empty] | 40301 | COM ELEC LT DUTY
LE120U5-1NEZ | LE120U | Bradford White | 671632864836 | Active | [10 empty] | No | Not Applicable | Not Applicable | Commercial Water Heating | Water Heating.Electric | 5 | 1 |  |  |  | 238-54649-00 |  |  |  | 238-36612-00 | [6 empty] | Electric | Electric Resistance | 277 | 1 |  | Indoor |  | Floor Mounted |  | No | Not Applicable | 150 | Not Applicable |  |  |  | 0.75 | No | [7 empty] | 6 kW |  |  |  | 19 |  | 25 | On/Off | Not Applicable | [6 empty] | 61 | 20.5 | 19 | 26.25 | 63 | 218 | 18 | 24.875 | [5 empty] | 3.125 | 18.5 | [5 empty] | 18.5 | [6 empty] | 18.5 |  | 1 | 600 | 600 | UL1453 | Yes | Yes | Yes | No | Not Applicable | [5 empty] | 40301 | COM ELEC LT DUTY
LE120U5-1NHW | LE120U | Bradford White | 671632864140 | Active | [10 empty] | No | Not Applicable | Not Applicable | Commercial Water Heating | Water Heating.Electric | 5 | 1 |  |  |  | 238-54649-00 |  |  |  | 238-36612-00 | [6 empty] | Electric | Electric Resistance | 480 | 1 |  | Indoor |  | Floor Mounted |  | No | Not Applicable | 150 | Not Applicable |  |  |  | 0.75 | No | [7 empty] | 4.5 kW |  |  |  | 19 |  | 19 | On/Off | Not Applicable | [6 empty] | 61 | 20.5 | 19 | 26.25 | 63 | 218 | 18 | 24.875 | [5 empty] | 3.125 | 18.5 | [5 empty] | 18.5 | [6 empty] | 18.5 |  | 1 | 600 | 600 | UL1453 | Yes | Yes | Yes | No | Not Applicable | [5 empty] | 40301 | COM ELEC LT DUTY
LE120U5-1NHZ | LE120U | Bradford White | 671632870455 | Active | [10 empty] | No | Not Applicable | Not Applicable | Commercial Water Heating | Water Heating.Electric | 5 | 1 |  |  |  | 238-54649-00 |  |  |  | 238-36612-00 | [6 empty] | Electric | Electric Resistance | 480 | 1 |  | Indoor |  | Floor Mounted |  | No | Not Applicable | 150 | Not Applicable |  |  |  | 0.75 | No | [7 empty] | 6 kW |  |  |  | 19 |  | 25 | On/Off | Not Applicable | [6 empty] | 61 | 20.5 | 19 | 26.25 | 63 | 218 | 18 | 24.875 | [5 empty] | 3.125 | 18.5 | [5 empty] | 18.5 | [6 empty] | 18.5 |  | 1 | 600 | 600 | UL1453 | Yes | Yes | Yes | No | Not Applicable | [5 empty] | 40301 | COM ELEC LT DUTY
LE120U5-1NLX | LE120U | Bradford White | 671632839216 | Active | [10 empty] | No | Not Applicable | Not Applicable | Commercial Water Heating | Water Heating.Electric | 5 | 1 |  |  |  | 238-54649-00 |  |  |  | 238-36612-00 | [6 empty] | Electric | Electric Resistance | 208 | 1 |  | Indoor |  | Floor Mounted |  | No | Not Applicable | 150 | Not Applicable |  |  |  | 0.75 | No | [7 empty] | 5 kW |  |  |  | 19 |  | 21 | On/Off | Not Applicable | [6 empty] | 61 | 20.5 | 19 | 26.25 | 63 | 218 | 18 | 24.875 | [5 empty] | 3.125 | 18.5 | [5 empty] | 18.5 | [6 empty] | 18.5 |  | 1 | 600 | 600 | UL1453 | Yes | Yes | Yes | No | Not Applicable | [5 empty] | 40301 | COM ELEC LT DUTY
LE120U5-1NLZ | LE120U | Bradford White | 671632894574 | Active | [10 empty] | No | Not Applicable | Not Applicable | Commercial Water Heating | Water Heating.Electric | 5 | 1 |  |  |  | 238-54649-00 |  |  |  | 238-36612-00 | [6 empty] | Electric | Electric Resistance | 208 | 1 |  | Indoor |  | Floor Mounted |  | No | Not Applicable | 150 | Not Applicable |  |  |  | 0.75 | No | [7 empty] | 6 kW |  |  |  | 19 |  | 25 | On/Off | Not Applicable | [6 empty] | 61 | 20.5 | 19 | 26.25 | 63 | 218 | 18 | 24.875 | [5 empty] | 3.125 | 18.5 | [5 empty] | 18.5 | [6 empty] | 18.5 |  | 1 | 600 | 600 | UL1453 | Yes | Yes | Yes | No | Not Applicable | [5 empty] | 40301 | COM ELEC LT DUTY
LE130L3-3NLWW | LE130L | Bradford White | 671632806867 | Phase Out | [10 empty] | No | Not Applicable |  | Commercial Water Heating | Water Heating.Electric | 3 | 1 |  |  |  | 238-54649-00 |  |  |  | 238-36612-00 |  | 238-51237-00 |  |  |  |  | Electric | Electric Resistance | 208 | 3 |  | Indoor |  | Floor Mounted |  | No | Not Applicable | 150 | Not Applicable |  |  |  | 0.75 | No | [7 empty] | 4.5 kW |  |  |  | 28 |  | 19 | On/Off | Not Applicable | [6 empty] | 96 | 27.25 | 20.88 | 34.63 | 100 | 327 | 20 | 30 |  |  |  |  | 30.8125 | 30.8125 | 30.8125 | 8 |  |  |  |  | 24 | [8 empty] | 1 | 270 | 261 | UL1453 | Yes | No | Yes | No | Not Applicable
LE150L3-3NLXX | LE150L | Bradford White | 671632813704 | Phase Out | [10 empty] | No | Not Applicable |  | Commercial Water Heating | Water Heating.Electric | 3 | 1 |  |  |  | 238-54649-00 |  |  |  | 238-36612-00 |  | 238-51237-00 |  |  |  |  | Electric | Electric Resistance | 208 | 3 |  | Indoor |  | Floor Mounted |  | No | Not Applicable | 150 | Not Applicable |  |  |  | 0.75 | No | [7 empty] | 5 kW |  |  |  | 47 |  | 21 | On/Off | Not Applicable | [6 empty] | 150 | 30.63 | 24.38 | 36.88 | 156 | 538 | 24 | 32.8125 |  |  |  |  | 33.8125 | 33.8125 | 33.8125 | 8 |  |  |  |  | 24.5 | [8 empty] | 1 | 136 | 128 | UL1453 | Yes | No | Yes | No | Not Applicable
LE16U3-1NAL | LE16U | Bradford White | 671632805303 | Active | [10 empty] | No | Not Applicable | Not Applicable | Commercial Water Heating | Water Heating.Electric | 3 | 1 |  |  |  | 238-54649-00 |  |  |  | 238-36612-00 | [6 empty] | Electric | Electric Resistance | 120 | 1 |  | Indoor |  | Floor Mounted |  | No | Not Applicable | 150 | Not Applicable |  |  |  | 0.75 | No | [7 empty] | 1.5 kW |  |  |  | 6 |  | 6 | On/Off | Not Applicable | [6 empty] | 34 | 17.5 | 16.125 | 17.875 | 35 | 83 | 14 | 16.4375 | [5 empty] | 3.125 | 10.125 | [5 empty] | 10.125 | [6 empty] | 16.5 |  | 1 | 1296 | 1260 | UL1453 | Not Applicable | Yes | Yes | No | Not Applicable | [5 empty] | 40301 | COM ELEC LT DUTY
LE16U3-1NAL-264 | LE16U | Bradford White | 671632330034 | Active | The ""-264"" indicates that this SKU comes with an Aluminum Anode Rod. | [9 empty] | No | Not Applicable | Not Applicable | Commercial Water Heating | Water Heating.Electric | 3 | 1 |  |  |  | 238-54649-00 |  |  |  | 238-36612-00 | [6 empty] | Electric | Electric Resistance | 120 | 1 |  | Indoor |  | Floor Mounted |  | No | Not Applicable | 150 | Not Applicable |  |  |  | 0.75 | No | [7 empty] | 1.5 kW |  |  |  | 6 |  | 6 | On/Off | Not Applicable | [6 empty] | 34 | 17.5 | 16.125 | 17.875 | 35 | 83 | 14 | 16.4375 | [5 empty] | 3.125 | 10.125 | [5 empty] | 10.125 | [6 empty] | 16.5 |  | 1 | 1296 | 1260 | UL1453 | Not Applicable | Yes | Yes | No | Not Applicable | [5 empty] | 40301 | COM ELEC LT DUTY
LE16U3-1NAL-458 | LE16U | Bradford White | 671632824625 | Active | The ""-458"" indicates that this SKU was designed and certified for Installation in Canada. | [9 empty] | No | Not Applicable | Not Applicable | Commercial Water Heating | Water Heating.Electric | 3 | 1 |  |  |  | 238-54649-00 |  |  |  | 238-36612-00 | [6 empty] | Electric | Electric Resistance | 120 | 1 |  | Indoor |  | Floor Mounted |  | No | Not Applicable | 150 | Not Applicable |  |  |  | 0.75 | No | [7 empty] | 1.5 kW |  |  |  | 6 |  | 6 | On/Off | Not Applicable | [6 empty] | 34 | 17.5 | 16.125 | 17.875 | 35 | 83 | 14 | 16.4375 | [5 empty] | 3.125 | 10.125 | [5 empty] | 10.125 | [6 empty] | 16.5 |  | 1 | 1296 | 1260 | UL1453 | Not Applicable | No | Yes | No | Not Applicable | 238-52552-00 |  |  |  | 238-45656-00 | 40301 | COM ELEC LT DUTY
LE16U3-1NAL-458-284 | LE16U | Bradford White | 671632997992 | Active | The ""-284"" indicates that this SKU comes with an Incoloy Element. | The ""-458"" indicates that this SKU was designed and certified for Installation in Canada. | [8 empty] | No | Not Applicable | Not Applicable | Commercial Water Heating | Water Heating.Electric | 3 | 1 |  |  |  | 238-54649-00 |  |  |  | 238-36612-00 | [6 empty] | Electric | Electric Resistance | 120 | 1 |  | Indoor |  | Floor Mounted |  | No | Not Applicable | 150 | Not Applicable |  |  |  | 0.75 | No | [7 empty] | 1.5 kW |  |  |  | 6 |  | 6 | On/Off | Not Applicable | [6 empty] | 34 | 17.5 | 16.125 | 17.875 | 35 | 83 | 14 | 16.4375 | [5 empty] | 3.125 | 10.125 | [5 empty] | 10.125 | [6 empty] | 16.5 |  | 1 | 1296 | 1260 | UL1453 | Not Applicable | No | Yes | No | Not Applicable | 238-52552-00 |  |  |  | 238-45656-00 | 40301 | COM ELEC LT DUTY
LE16U3-1NAM | LE16U | Bradford White | 671632811007 | Active | [10 empty] | No | Not Applicable | Not Applicable | Commercial Water Heating | Water Heating.Electric | 3 | 1 |  |  |  | 238-54649-00 |  |  |  | 238-36612-00 | [6 empty] | Electric | Electric Resistance | 120 | 1 |  | Indoor |  | Floor Mounted |  | No | Not Applicable | 150 | Not Applicable |  |  |  | 0.75 | No | [7 empty] | 2 kW |  |  |  | 6 |  | 8 | On/Off | Not Applicable | [6 empty] | 34 | 17.5 | 16.125 | 17.875 | 35 | 83 | 14 | 16.4375 | [5 empty] | 3.125 | 10.125 | [5 empty] | 10.125 | [6 empty] | 16.5 |  | 1 | 1296 | 1260 | UL1453 | Not Applicable | Yes | Yes | No | Not Applicable | [5 empty] | 40301 | COM ELEC LT DUTY
LE16U3-1NAM-458 | LE16U | Bradford White | 671632887989 | Active | The ""-458"" indicates that this SKU was designed and certified for Installation in Canada. | [9 empty] | No | Not Applicable | Not Applicable | Commercial Water Heating | Water Heating.Electric | 3 | 1 |  |  |  | 238-54649-00 |  |  |  | 238-36612-00 | [6 empty] | Electric | Electric Resistance | 120 | 1 |  | Indoor |  | Floor Mounted |  | No | Not Applicable | 150 | Not Applicable |  |  |  | 0.75 | No | [7 empty] | 2 kW |  |  |  | 6 |  | 8 | On/Off | Not Applicable | [6 empty] | 34 | 17.5 | 16.125 | 17.875 | 35 | 83 | 14 | 16.4375 | [5 empty] | 3.125 | 10.125 | [5 empty] | 10.125 | [6 empty] | 16.5 |  | 1 | 1296 | 1260 | UL1453 | Not Applicable | No | Yes | No | Not Applicable | 238-52552-00 |  |  |  | 238-45656-00 | 40301 | COM ELEC LT DUTY
LE16U3-1NAN | LE16U | Bradford White | 671632816866 | Active | [10 empty] | No | Not Applicable | Not Applicable | Commercial Water Heating | Water Heating.Electric | 3 | 1 |  |  |  | 238-54649-00 |  |  |  | 238-36612-00 | [6 empty] | Electric | Electric Resistance | 120 | 1 |  | Indoor |  | Floor Mounted |  | No | Not Applicable | 150 | Not Applicable |  |  |  | 0.75 | No | [7 empty] | 2.5 kW |  |  |  | 6 |  | 10 | On/Off | Not Applicable | [6 empty] | 34 | 17.5 | 16.125 | 17.875 | 35 | 83 | 14 | 16.4375 | [5 empty] | 3.125 | 10.125 | [5 empty] | 10.125 | [6 empty] | 16.5 |  | 1 | 1296 | 1260 | UL1453 | Not Applicable | Yes | Yes | No | Not Applicable | [5 empty] | 40301 | COM ELEC LT DUTY
LE16U3-1NAP | LE16U | Bradford White | 671632813971 | Active | [10 empty] | No | Not Applicable | Not Applicable | Commercial Water Heating | Water Heating.Electric | 3 | 1 |  |  |  | 238-54649-00 |  |  |  | 238-36612-00 | [6 empty] | Electric | Electric Resistance | 120 | 1 |  | Indoor |  | Floor Mounted |  | No | Not Applicable | 150 | Not Applicable |  |  |  | 0.75 | No | [7 empty] | 3 kW |  |  |  | 6 |  | 12 | On/Off | Not Applicable | [6 empty] | 34 | 17.5 | 16.125 | 17.875 | 35 | 83 | 14 | 16.4375 | [5 empty] | 3.125 | 10.125 | [5 empty] | 10.125 | [6 empty] | 16.5 |  | 1 | 1296 | 1260 | UL1453 | Not Applicable | Yes | Yes | No | Not Applicable | [5 empty] | 40301 | COM ELEC LT DUTY
LE16U3-1NAP-264 | LE16U | Bradford White | 671632325962 | Active | The ""-264"" indicates that this SKU comes with an Aluminum Anode Rod. | [9 empty] | No | Not Applicable | Not Applicable | Commercial Water Heating | Water Heating.Electric | 3 | 1 |  |  |  | 238-54649-00 |  |  |  | 238-36612-00 | [6 empty] | Electric | Electric Resistance | 120 | 1 |  | Indoor |  | Floor Mounted |  | No | Not Applicable | 150 | Not Applicable |  |  |  | 0.75 | No | [7 empty] | 3 kW |  |  |  | 6 |  | 12 | On/Off | Not Applicable | [6 empty] | 34 | 17.5 | 16.125 | 17.875 | 35 | 83 | 14 | 16.4375 | [5 empty] | 3.125 | 10.125 | [5 empty] | 10.125 | [6 empty] | 16.5 |  | 1 | 1296 | 1260 | UL1453 | Not Applicable | Yes | Yes | No | Not Applicable | [5 empty] | 40301 | COM ELEC LT DUTY
LE16U3-1NAP-458 | LE16U | Bradford White | 671632124220 | Active | The ""-458"" indicates that this SKU was designed and certified for Installation in Canada. | [9 empty] | No | Not Applicable | Not Applicable | Commercial Water Heating | Water Heating.Electric | 3 | 1 |  |  |  | 238-54649-00 |  |  |  | 238-36612-00 | [6 empty] | Electric | Electric Resistance | 120 | 1 |  | Indoor |  | Floor Mounted |  | No | Not Applicable | 150 | Not Applicable |  |  |  | 0.75 | No | [7 empty] | 3 kW |  |  |  | 6 |  | 12 | On/Off | Not Applicable | [6 empty] | 34 | 17.5 | 16.125 | 17.875 | 35 | 83 | 14 | 16.4375 | [5 empty] | 3.125 | 10.125 | [5 empty] | 10.125 | [6 empty] | 16.5 |  | 1 | 1296 | 1260 | UL1453 | Not Applicable | No | Yes | No | Not Applicable | 238-52552-00 |  |  |  | 238-45656-00 | 40301 | COM ELEC LT DUTY
LE16U3-1NCL | LE16U | Bradford White | 671632822263 | Active | [10 empty] | No | Not Applicable | Not Applicable | Commercial Water Heating | Water Heating.Electric | 3 | 1 |  |  |  | 238-54649-00 |  |  |  | 238-36612-00 | [6 empty] | Electric | Electric Resistance | 240/208 | 1 |  | Indoor |  | Floor Mounted |  | No | Not Applicable | 150 | Not Applicable |  |  |  | 0.75 | No | [7 empty] | 1.5/1 kW |  |  |  | 6 |  | 6/4 | On/Off | Not Applicable | [6 empty] | 34 | 17.5 | 16.125 | 17.875 | 35 | 83 | 14 | 16.4375 | [5 empty] | 3.125 | 10.125 | [5 empty] | 10.125 | [6 empty] | 16.5 |  | 1 | 1296 | 1260 | UL1453 | Not Applicable | Yes | Yes | No | Not Applicable | [5 empty] | 40301 | COM ELEC LT DUTY
LE16U3-1NCL-458 | LE16U | Bradford White | 671632888658 | Active | The ""-458"" indicates that this SKU was designed and certified for Installation in Canada. | [9 empty] | No | Not Applicable | Not Applicable | Commercial Water Heating | Water Heating.Electric | 3 | 1 |  |  |  | 238-54649-00 |  |  |  | 238-36612-00 | [6 empty] | Electric | Electric Resistance | 240/208 | 1 |  | Indoor |  | Floor Mounted |  | No | Not Applicable | 150 | Not Applicable |  |  |  | 0.75 | No | [7 empty] | 1.5/1 kW |  |  |  | 6 |  | 6/4 | On/Off | Not Applicable | [6 empty] | 34 | 17.5 | 16.125 | 17.875 | 35 | 83 | 14 | 16.4375 | [5 empty] | 3.125 | 10.125 | [5 empty] | 10.125 | [6 empty] | 16.5 |  | 1 | 1296 | 1260 | UL1453 | Not Applicable | No | Yes | No | Not Applicable | 238-52552-00 |  |  |  | 238-45656-00 | 40301 | COM ELEC LT DUTY
LE16U3-1NCM | LE16U | Bradford White | 671632811502 | Active | [10 empty] | No | Not Applicable | Not Applicable | Commercial Water Heating | Water Heating.Electric | 3 | 1 |  |  |  | 238-54649-00 |  |  |  | 238-36612-00 | [6 empty] | Electric | Electric Resistance | 240/208 | 1 |  | Indoor |  | Floor Mounted |  | No | Not Applicable | 150 | Not Applicable |  |  |  | 0.75 | No | [7 empty] | 2/1.5 kW |  |  |  | 6 |  | 8/6 | On/Off | Not Applicable | [6 empty] | 34 | 17.5 | 16.125 | 17.875 | 35 | 83 | 14 | 16.4375 | [5 empty] | 3.125 | 10.125 | [5 empty] | 10.125 | [6 empty] | 16.5 |  | 1 | 1296 | 1260 | UL1453 | Not Applicable | Yes | Yes | No | Not Applicable | [5 empty] | 40301 | COM ELEC LT DUTY
LE16U3-1NCM-264 | LE16U | Bradford White | 671632536245 | Active | The ""-264"" indicates that this SKU comes with an Aluminum Anode Rod. | [9 empty] | No | Not Applicable | Not Applicable | Commercial Water Heating | Water Heating.Electric | 3 | 1 |  |  |  | 238-54649-00 |  |  |  | 238-36612-00 | [6 empty] | Electric | Electric Resistance | 240/208 | 1 |  | Indoor |  | Floor Mounted |  | No | Not Applicable | 150 | Not Applicable |  |  |  | 0.75 | No | [7 empty] | 2/1.5 kW |  |  |  | 6 |  | 8/6 | On/Off | Not Applicable | [6 empty] | 34 | 17.5 | 16.125 | 17.875 | 35 | 83 | 14 | 16.4375 | [5 empty] | 3.125 | 10.125 | [5 empty] | 10.125 | [6 empty] | 16.5 |  | 1 | 1296 | 1260 | UL1453 | Not Applicable | Yes | Yes | No | Not Applicable | [5 empty] | 40301 | COM ELEC LT DUTY
LE16U3-1NCM-458 | LE16U | Bradford White | 671632893300 | Active | The ""-458"" indicates that this SKU was designed and certified for Installation in Canada. | [9 empty] | No | Not Applicable | Not Applicable | Commercial Water Heating | Water Heating.Electric | 3 | 1 |  |  |  | 238-54649-00 |  |  |  | 238-36612-00 | [6 empty] | Electric | Electric Resistance | 240/208 | 1 |  | Indoor |  | Floor Mounted |  | No | Not Applicable | 150 | Not Applicable |  |  |  | 0.75 | No | [7 empty] | 2/1.5 kW |  |  |  | 6 |  | 8/6 | On/Off | Not Applicable | [6 empty] | 34 | 17.5 | 16.125 | 17.875 | 35 | 83 | 14 | 16.4375 | [5 empty] | 3.125 | 10.125 | [5 empty] | 10.125 | [6 empty] | 16.5 |  | 1 | 1296 | 1260 | UL1453 | Not Applicable | No | Yes | No | Not Applicable | 238-52552-00 |  |  |  | 238-45656-00 | 40301 | COM ELEC LT DUTY
LE16U3-1NCN | LE16U | Bradford White | 671632814879 | Active | [10 empty] | No | Not Applicable | Not Applicable | Commercial Water Heating | Water Heating.Electric | 3 | 1 |  |  |  | 238-54649-00 |  |  |  | 238-36612-00 | [6 empty] | Electric | Electric Resistance | 240/208 | 1 |  | Indoor |  | Floor Mounted |  | No | Not Applicable | 150 | Not Applicable |  |  |  | 0.75 | No | [7 empty] | 2.5/2 kW |  |  |  | 6 |  | 10/8 | On/Off | Not Applicable | [6 empty] | 34 | 17.5 | 16.125 | 17.875 | 35 | 83 | 14 | 16.4375 | [5 empty] | 3.125 | 10.125 | [5 empty] | 10.125 | [6 empty] | 16.5 |  | 1 | 1296 | 1260 | UL1453 | Not Applicable | Yes | Yes | No | Not Applicable | [5 empty] | 40301 | COM ELEC LT DUTY
LE16U3-1NCN-264 | LE16U | Bradford White | 671632855322 | Active | The ""-264"" indicates that this SKU comes with an Aluminum Anode Rod. | [9 empty] | No | Not Applicable | Not Applicable | Commercial Water Heating | Water Heating.Electric | 3 | 1 |  |  |  | 238-54649-00 |  |  |  | 238-36612-00 | [6 empty] | Electric | Electric Resistance | 240/208 | 1 |  | Indoor |  | Floor Mounted |  | No | Not Applicable | 150 | Not Applicable |  |  |  | 0.75 | No | [7 empty] | 2.5/2 kW |  |  |  | 6 |  | 10/8 | On/Off | Not Applicable | [6 empty] | 34 | 17.5 | 16.125 | 17.875 | 35 | 83 | 14 | 16.4375 | [5 empty] | 3.125 | 10.125 | [5 empty] | 10.125 | [6 empty] | 16.5 |  | 1 | 1296 | 1260 | UL1453 | Not Applicable | Yes | Yes | No | Not Applicable | [5 empty] | 40301 | COM ELEC LT DUTY
LE16U3-1NCN-264-284 | LE16U | Bradford White | 671632825363 | Active | The ""-264"" indicates that this SKU comes with an Aluminum Anode Rod. | The ""-284"" indicates that this SKU comes with an Incoloy Element. | [8 empty] | No | Not Applicable | Not Applicable | Commercial Water Heating | Water Heating.Electric | 3 | 1 |  |  |  | 238-54649-00 |  |  |  | 238-36612-00 | [6 empty] | Electric | Electric Resistance | 240/208 | 1 |  | Indoor |  | Floor Mounted |  | No | Not Applicable | 150 | Not Applicable |  |  |  | 0.75 | No | [7 empty] | 2.5/2 kW |  |  |  | 6 |  | 10/8 | On/Off | Not Applicable | [6 empty] | 34 | 17.5 | 16.125 | 17.875 | 35 | 83 | 14 | 16.4375 | [5 empty] | 3.125 | 10.125 | [5 empty] | 10.125 | [6 empty] | 16.5 |  | 1 | 1296 | 1260 | UL1453 | Not Applicable | Yes | Yes | No | Not Applicable | [5 empty] | 40301 | COM ELEC LT DUTY
LE16U3-1NCN-458 | LE16U | Bradford White | 671632897087 | Active | The ""-458"" indicates that this SKU was designed and certified for Installation in Canada. | [9 empty] | No | Not Applicable | Not Applicable | Commercial Water Heating | Water Heating.Electric | 3 | 1 |  |  |  | 238-54649-00 |  |  |  | 238-36612-00 | [6 empty] | Electric | Electric Resistance | 240/208 | 1 |  | Indoor |  | Floor Mounted |  | No | Not Applicable | 150 | Not Applicable |  |  |  | 0.75 | No | [7 empty] | 2.5/2 kW |  |  |  | 6 |  | 10/8 | On/Off | Not Applicable | [6 empty] | 34 | 17.5 | 16.125 | 17.875 | 35 | 83 | 14 | 16.4375 | [5 empty] | 3.125 | 10.125 | [5 empty] | 10.125 | [6 empty] | 16.5 |  | 1 | 1296 | 1260 | UL1453 | Not Applicable | No | Yes | No | Not Applicable | 238-52552-00 |  |  |  | 238-45656-00 | 40301 | COM ELEC LT DUTY
LE16U3-1NCP | LE16U | Bradford White | 671632811663 | Active | [10 empty] | No | Not Applicable | Not Applicable | Commercial Water Heating | Water Heating.Electric | 3 | 1 |  |  |  | 238-54649-00 |  |  |  | 238-36612-00 | [6 empty] | Electric | Electric Resistance | 240 | 1 |  | Indoor |  | Floor Mounted |  | No | Not Applicable | 150 | Not Applicable |  |  |  | 0.75 | No | [7 empty] | 3 kW |  |  |  | 6 |  | 12 | On/Off | Not Applicable | [6 empty] | 34 | 17.5 | 16.125 | 17.875 | 35 | 83 | 14 | 16.4375 | [5 empty] | 3.125 | 10.125 | [5 empty] | 10.125 | [6 empty] | 16.5 |  | 1 | 1296 | 1260 | UL1453 | Not Applicable | Yes | Yes | No | Not Applicable | [5 empty] | 40301 | COM ELEC LT DUTY
LE16U3-1NCP-264-284 | LE16U | Bradford White | 671632860791 | Active | The ""-264"" indicates that this SKU comes with an Aluminum Anode Rod. | The ""-284"" indicates that this SKU comes with an Incoloy Element. | [8 empty] | No | Not Applicable | Not Applicable | Commercial Water Heating | Water Heating.Electric | 3 | 1 |  |  |  | 238-54649-00 |  |  |  | 238-36612-00 | [6 empty] | Electric | Electric Resistance | 240 | 1 |  | Indoor |  | Floor Mounted |  | No | Not Applicable | 150 | Not Applicable |  |  |  | 0.75 | No | [7 empty] | 3 kW |  |  |  | 6 |  | 12 | On/Off | Not Applicable | [6 empty] | 34 | 17.5 | 16.125 | 17.875 | 35 | 83 | 14 | 16.4375 | [5 empty] | 3.125 | 10.125 | [5 empty] | 10.125 | [6 empty] | 16.5 |  | 1 | 1296 | 1260 | UL1453 | Not Applicable | Yes | Yes | No | Not Applicable | [5 empty] | 40301 | COM ELEC LT DUTY
LE16U3-1NCP-458 | LE16U | Bradford White | 671632890958 | Active | The ""-458"" indicates that this SKU was designed and certified for Installation in Canada. | [9 empty] | No | Not Applicable | Not Applicable | Commercial Water Heating | Water Heating.Electric | 3 | 1 |  |  |  | 238-54649-00 |  |  |  | 238-36612-00 | [6 empty] | Electric | Electric Resistance | 240 | 1 |  | Indoor |  | Floor Mounted |  | No | Not Applicable | 150 | Not Applicable |  |  |  | 0.75 | No | [7 empty] | 3 kW |  |  |  | 6 |  | 12 | On/Off | Not Applicable | [6 empty] | 34 | 17.5 | 16.125 | 17.875 | 35 | 83 | 14 | 16.4375 | [5 empty] | 3.125 | 10.125 | [5 empty] | 10.125 | [6 empty] | 16.5 |  | 1 | 1296 | 1260 | UL1453 | Not Applicable | No | Yes | No | Not Applicable | 238-52552-00 |  |  |  | 238-45656-00 | 40301 | COM ELEC LT DUTY
LE16U3-1NCP-506 | LE16U | Bradford White | 671632914333 | Active | The ""-506"" indicates that this SKU comes with an A420 Aluminum Anode Rod. | [9 empty] | No | Not Applicable | Not Applicable | Commercial Water Heating | Water Heating.Electric | 3 | 1 |  |  |  | 238-54649-00 |  |  |  | 238-36612-00 | [6 empty] | Electric | Electric Resistance | 240 | 1 |  | Indoor |  | Floor Mounted |  | No | Not Applicable | 150 | Not Applicable |  |  |  | 0.75 | No | [7 empty] | 3 kW |  |  |  | 6 |  | 12 | On/Off | Not Applicable | [6 empty] | 34 | 17.5 | 16.125 | 17.875 | 35 | 83 | 14 | 16.4375 | [5 empty] | 3.125 | 10.125 | [5 empty] | 10.125 | [6 empty] | 16.5 |  | 1 | 1296 | 1260 | UL1453 | Not Applicable | Yes | Yes | No | Not Applicable | [5 empty] | 40301 | COM ELEC LT DUTY
LE16U3-1NEL | LE16U | Bradford White | 671632819478 | Active | [10 empty] | No | Not Applicable | Not Applicable | Commercial Water Heating | Water Heating.Electric | 3 | 1 |  |  |  | 238-54649-00 |  |  |  | 238-36612-00 | [6 empty] | Electric | Electric Resistance | 277 | 1 |  | Indoor |  | Floor Mounted |  | No | Not Applicable | 150 | Not Applicable |  |  |  | 0.75 | No | [7 empty] | 1.5 kW |  |  |  | 6 |  | 6 | On/Off | Not Applicable | [6 empty] | 34 | 17.5 | 16.125 | 17.875 | 35 | 83 | 14 | 16.4375 | [5 empty] | 3.125 | 10.125 | [5 empty] | 10.125 | [6 empty] | 16.5 |  | 1 | 1296 | 1260 | UL1453 | Not Applicable | Yes | Yes | No | Not Applicable | [5 empty] | 40301 | COM ELEC LT DUTY
LE16U3-1NEL-264 | LE16U | Bradford White | 671632552504 | Active | The ""-264"" indicates that this SKU comes with an Aluminum Anode Rod. | [9 empty] | No | Not Applicable | Not Applicable | Commercial Water Heating | Water Heating.Electric | 3 | 1 |  |  |  | 238-54649-00 |  |  |  | 238-36612-00 | [6 empty] | Electric | Electric Resistance | 277 | 1 |  | Indoor |  | Floor Mounted |  | No | Not Applicable | 150 | Not Applicable |  |  |  | 0.75 | No | [7 empty] | 1.5 kW |  |  |  | 6 |  | 6 | On/Off | Not Applicable | [6 empty] | 34 | 17.5 | 16.125 | 17.875 | 35 | 83 | 14 | 16.4375 | [5 empty] | 3.125 | 10.125 | [5 empty] | 10.125 | [6 empty] | 16.5 |  | 1 | 1296 | 1260 | UL1453 | Not Applicable | Yes | Yes | No | Not Applicable | [5 empty] | 40301 | COM ELEC LT DUTY
LE16U3-1NEM | LE16U | Bradford White | 671632848010 | Active | [10 empty] | No | Not Applicable | Not Applicable | Commercial Water Heating | Water Heating.Electric | 3 | 1 |  |  |  | 238-54649-00 |  |  |  | 238-36612-00 | [6 empty] | Electric | Electric Resistance | 277 | 1 |  | Indoor |  | Floor Mounted |  | No | Not Applicable | 150 | Not Applicable |  |  |  | 0.75 | No | [7 empty] | 2 kW |  |  |  | 6 |  | 8 | On/Off | Not Applicable | [6 empty] | 34 | 17.5 | 16.125 | 17.875 | 35 | 83 | 14 | 16.4375 | [5 empty] | 3.125 | 10.125 | [5 empty] | 10.125 | [6 empty] | 16.5 |  | 1 | 1296 | 1260 | UL1453 | Not Applicable | Yes | Yes | No | Not Applicable | [5 empty] | 40301 | COM ELEC LT DUTY
LE16U3-1NEN | LE16U | Bradford White | 671632817016 | Active | [10 empty] | No | Not Applicable | Not Applicable | Commercial Water Heating | Water Heating.Electric | 3 | 1 |  |  |  | 238-54649-00 |  |  |  | 238-36612-00 | [6 empty] | Electric | Electric Resistance | 277 | 1 |  | Indoor |  | Floor Mounted |  | No | Not Applicable | 150 | Not Applicable |  |  |  | 0.75 | No | [7 empty] | 2.5 kW |  |  |  | 6 |  | 10 | On/Off | Not Applicable | [6 empty] | 34 | 17.5 | 16.125 | 17.875 | 35 | 83 | 14 | 16.4375 | [5 empty] | 3.125 | 10.125 | [5 empty] | 10.125 | [6 empty] | 16.5 |  | 1 | 1296 | 1260 | UL1453 | Not Applicable | Yes | Yes | No | Not Applicable | [5 empty] | 40301 | COM ELEC LT DUTY
LE16U3-1NEP | LE16U | Bradford White | 671632813520 | Active | [10 empty] | No | Not Applicable | Not Applicable | Commercial Water Heating | Water Heating.Electric | 3 | 1 |  |  |  | 238-54649-00 |  |  |  | 238-36612-00 | [6 empty] | Electric | Electric Resistance | 277 | 1 |  | Indoor |  | Floor Mounted |  | No | Not Applicable | 150 | Not Applicable |  |  |  | 0.75 | No | [7 empty] | 3 kW |  |  |  | 6 |  | 12 | On/Off | Not Applicable | [6 empty] | 34 | 17.5 | 16.125 | 17.875 | 35 | 83 | 14 | 16.4375 | [5 empty] | 3.125 | 10.125 | [5 empty] | 10.125 | [6 empty] | 16.5 |  | 1 | 1296 | 1260 | UL1453 | Not Applicable | Yes | Yes | No | Not Applicable | [5 empty] | 40301 | COM ELEC LT DUTY
LE16U3-1NHL | LE16U | Bradford White | 671632816408 | Active | [10 empty] | No | Not Applicable | Not Applicable | Commercial Water Heating | Water Heating.Electric | 3 | 1 |  |  |  | 238-54649-00 |  |  |  | 238-36612-00 | [6 empty] | Electric | Electric Resistance | 480 | 1 |  | Indoor |  | Floor Mounted |  | No | Not Applicable | 150 | Not Applicable |  |  |  | 0.75 | No | [7 empty] | 1.5 kW |  |  |  | 6 |  | 6 | On/Off | Not Applicable | [6 empty] | 34 | 17.5 | 16.125 | 17.875 | 35 | 83 | 14 | 16.4375 | [5 empty] | 3.125 | 10.125 | [5 empty] | 10.125 | [6 empty] | 16.5 |  | 1 | 1296 | 1260 | UL1453 | Not Applicable | Yes | Yes | No | Not Applicable | [5 empty] | 40301 | COM ELEC LT DUTY
LE16U3-1NHM | LE16U | Bradford White | 671632818051 | Active | [10 empty] | No | Not Applicable | Not Applicable | Commercial Water Heating | Water Heating.Electric | 3 | 1 |  |  |  | 238-54649-00 |  |  |  | 238-36612-00 | [6 empty] | Electric | Electric Resistance | 480 | 1 |  | Indoor |  | Floor Mounted |  | No | Not Applicable | 150 | Not Applicable |  |  |  | 0.75 | No | [7 empty] | 2 kW |  |  |  | 6 |  | 8 | On/Off | Not Applicable | [6 empty] | 34 | 17.5 | 16.125 | 17.875 | 35 | 83 | 14 | 16.4375 | [5 empty] | 3.125 | 10.125 | [5 empty] | 10.125 | [6 empty] | 16.5 |  | 1 | 1296 | 1260 | UL1453 | Not Applicable | Yes | Yes | No | Not Applicable | [5 empty] | 40301 | COM ELEC LT DUTY
LE16U3-1NHM-264 | LE16U | Bradford White | 671632561377 | Active | The ""-264"" indicates that this SKU comes with an Aluminum Anode Rod. | [9 empty] | No | Not Applicable | Not Applicable | Commercial Water Heating | Water Heating.Electric | 3 | 1 |  |  |  | 238-54649-00 |  |  |  | 238-36612-00 | [6 empty] | Electric | Electric Resistance | 480 | 1 |  | Indoor |  | Floor Mounted |  | No | Not Applicable | 150 | Not Applicable |  |  |  | 0.75 | No | [7 empty] | 2 kW |  |  |  | 6 |  | 8 | On/Off | Not Applicable | [6 empty] | 34 | 17.5 | 16.125 | 17.875 | 35 | 83 | 14 | 16.4375 | [5 empty] | 3.125 | 10.125 | [5 empty] | 10.125 | [6 empty] | 16.5 |  | 1 | 1296 | 1260 | UL1453 | Not Applicable | Yes | Yes | No | Not Applicable | [5 empty] | 40301 | COM ELEC LT DUTY
LE16U3-1NHN | LE16U | Bradford White | 671632813247 | Active | [10 empty] | No | Not Applicable | Not Applicable | Commercial Water Heating | Water Heating.Electric | 3 | 1 |  |  |  | 238-54649-00 |  |  |  | 238-36612-00 | [6 empty] | Electric | Electric Resistance | 480 | 1 |  | Indoor |  | Floor Mounted |  | No | Not Applicable | 150 | Not Applicable |  |  |  | 0.75 | No | [7 empty] | 2.5 kW |  |  |  | 6 |  | 10 | On/Off | Not Applicable | [6 empty] | 34 | 17.5 | 16.125 | 17.875 | 35 | 83 | 14 | 16.4375 | [5 empty] | 3.125 | 10.125 | [5 empty] | 10.125 | [6 empty] | 16.5 |  | 1 | 1296 | 1260 | UL1453 | Not Applicable | Yes | Yes | No | Not Applicable | [5 empty] | 40301 | COM ELEC LT DUTY
LE16U3-1NHP | LE16U | Bradford White | 671632874453 | Active | [10 empty] | No | Not Applicable | Not Applicable | Commercial Water Heating | Water Heating.Electric | 3 | 1 |  |  |  | 238-54649-00 |  |  |  | 238-36612-00 | [6 empty] | Electric | Electric Resistance | 480 | 1 |  | Indoor |  | Floor Mounted |  | No | Not Applicable | 150 | Not Applicable |  |  |  | 0.75 | No | [7 empty] | 3 kW |  |  |  | 6 |  | 12 | On/Off | Not Applicable | [6 empty] | 34 | 17.5 | 16.125 | 17.875 | 35 | 83 | 14 | 16.4375 | [5 empty] | 3.125 | 10.125 | [5 empty] | 10.125 | [6 empty] | 16.5 |  | 1 | 1296 | 1260 | UL1453 | Not Applicable | Yes | Yes | No | Not Applicable | [5 empty] | 40301 | COM ELEC LT DUTY
LE16U3-1NHP-264 | LE16U | Bradford White | 671632884148 | Active | The ""-264"" indicates that this SKU comes with an Aluminum Anode Rod. | [9 empty] | No | Not Applicable | Not Applicable | Commercial Water Heating | Water Heating.Electric | 3 | 1 |  |  |  | 238-54649-00 |  |  |  | 238-36612-00 | [6 empty] | Electric | Electric Resistance | 480 | 1 |  | Indoor |  | Floor Mounted |  | No | Not Applicable | 150 | Not Applicable |  |  |  | 0.75 | No | [7 empty] | 3 kW |  |  |  | 6 |  | 12 | On/Off | Not Applicable | [6 empty] | 34 | 17.5 | 16.125 | 17.875 | 35 | 83 | 14 | 16.4375 | [5 empty] | 3.125 | 10.125 | [5 empty] | 10.125 | [6 empty] | 16.5 |  | 1 | 1296 | 1260 | UL1453 | Not Applicable | Yes | Yes | No | Not Applicable | [5 empty] | 40301 | COM ELEC LT DUTY
LE16U3-1NLN | LE16U | Bradford White | 671632826520 | Active | [10 empty] | No | Not Applicable | Not Applicable | Commercial Water Heating | Water Heating.Electric | 3 | 1 |  |  |  | 238-54649-00 |  |  |  | 238-36612-00 | [6 empty] | Electric | Electric Resistance | 208 | 1 |  | Indoor |  | Floor Mounted |  | No | Not Applicable | 150 | Not Applicable |  |  |  | 0.75 | No | [7 empty] | 2.5 kW |  |  |  | 6 |  | 10 | On/Off | Not Applicable | [6 empty] | 34 | 17.5 | 16.125 | 17.875 | 35 | 83 | 14 | 16.4375 | [5 empty] | 3.125 | 10.125 | [5 empty] | 10.125 | [6 empty] | 16.5 |  | 1 | 1296 | 1260 | UL1453 | Not Applicable | Yes | Yes | No | Not Applicable | [5 empty] | 40301 | COM ELEC LT DUTY
LE16U3-1NLN-264 | LE16U | Bradford White | 671632491285 | Active | The ""-264"" indicates that this SKU comes with an Aluminum Anode Rod. | [9 empty] | No | Not Applicable | Not Applicable | Commercial Water Heating | Water Heating.Electric | 3 | 1 |  |  |  | 238-54649-00 |  |  |  | 238-36612-00 | [6 empty] | Electric | Electric Resistance | 208 | 1 |  | Indoor |  | Floor Mounted |  | No | Not Applicable | 150 | Not Applicable |  |  |  | 0.75 | No | [7 empty] | 2.5 kW |  |  |  | 6 |  | 10 | On/Off | Not Applicable | [6 empty] | 34 | 17.5 | 16.125 | 17.875 | 35 | 83 | 14 | 16.4375 | [5 empty] | 3.125 | 10.125 | [5 empty] | 10.125 | [6 empty] | 16.5 |  | 1 | 1296 | 1260 | UL1453 | Not Applicable | Yes | Yes | No | Not Applicable | [5 empty] | 40301 | COM ELEC LT DUTY
LE16U3-1NLN-458 | LE16U | Bradford White | 671632872893 | Active | The ""-458"" indicates that this SKU was designed and certified for Installation in Canada. | [9 empty] | No | Not Applicable | Not Applicable | Commercial Water Heating | Water Heating.Electric | 3 | 1 |  |  |  | 238-54649-00 |  |  |  | 238-36612-00 | [6 empty] | Electric | Electric Resistance | 208 | 1 |  | Indoor |  | Floor Mounted |  | No | Not Applicable | 150 | Not Applicable |  |  |  | 0.75 | No | [7 empty] | 2.5 kW |  |  |  | 6 |  | 10 | On/Off | Not Applicable | [6 empty] | 34 | 17.5 | 16.125 | 17.875 | 35 | 83 | 14 | 16.4375 | [5 empty] | 3.125 | 10.125 | [5 empty] | 10.125 | [6 empty] | 16.5 |  | 1 | 1296 | 1260 | UL1453 | Not Applicable | No | Yes | No | Not Applicable | 238-52552-00 |  |  |  | 238-45656-00 | 40301 | COM ELEC LT DUTY
LE16U3-1NLP | LE16U | Bradford White | 671632822553 | Active | [10 empty] | No | Not Applicable | Not Applicable | Commercial Water Heating | Water Heating.Electric | 3 | 1 |  |  |  | 238-54649-00 |  |  |  | 238-36612-00 | [6 empty] | Electric | Electric Resistance | 208 | 1 |  | Indoor |  | Floor Mounted |  | No | Not Applicable | 150 | Not Applicable |  |  |  | 0.75 | No | [7 empty] | 3 kW |  |  |  | 6 |  | 12 | On/Off | Not Applicable | [6 empty] | 34 | 17.5 | 16.125 | 17.875 | 35 | 83 | 14 | 16.4375 | [5 empty] | 3.125 | 10.125 | [5 empty] | 10.125 | [6 empty] | 16.5 |  | 1 | 1296 | 1260 | UL1453 | Not Applicable | Yes | Yes | No | Not Applicable | [5 empty] | 40301 | COM ELEC LT DUTY
LE16U3-1NLP-264 | LE16U | Bradford White | 671632884292 | Active | The ""-264"" indicates that this SKU comes with an Aluminum Anode Rod. | [9 empty] | No | Not Applicable | Not Applicable | Commercial Water Heating | Water Heating.Electric | 3 | 1 |  |  |  | 238-54649-00 |  |  |  | 238-36612-00 | [6 empty] | Electric | Electric Resistance | 208 | 1 |  | Indoor |  | Floor Mounted |  | No | Not Applicable | 150 | Not Applicable |  |  |  | 0.75 | No | [7 empty] | 3 kW |  |  |  | 6 |  | 12 | On/Off | Not Applicable | [6 empty] | 34 | 17.5 | 16.125 | 17.875 | 35 | 83 | 14 | 16.4375 | [5 empty] | 3.125 | 10.125 | [5 empty] | 10.125 | [6 empty] | 16.5 |  | 1 | 1296 | 1260 | UL1453 | Not Applicable | Yes | Yes | No | Not Applicable | [5 empty] | 40301 | COM ELEC LT DUTY
LE16U3-1NLP-264-284 | LE16U | Bradford White | 671632840939 | Active | The ""-264"" indicates that this SKU comes with an Aluminum Anode Rod. | The ""-284"" indicates that this SKU comes with an Incoloy Element. | [8 empty] | No | Not Applicable | Not Applicable | Commercial Water Heating | Water Heating.Electric | 3 | 1 |  |  |  | 238-54649-00 |  |  |  | 238-36612-00 | [6 empty] | Electric | Electric Resistance | 208 | 1 |  | Indoor |  | Floor Mounted |  | No | Not Applicable | 150 | Not Applicable |  |  |  | 0.75 | No | [7 empty] | 3 kW |  |  |  | 6 |  | 12 | On/Off | Not Applicable | [6 empty] | 34 | 17.5 | 16.125 | 17.875 | 35 | 83 | 14 | 16.4375 | [5 empty] | 3.125 | 10.125 | [5 empty] | 10.125 | [6 empty] | 16.5 |  | 1 | 1296 | 1260 | UL1453 | Not Applicable | Yes | Yes | No | Not Applicable | [5 empty] | 40301 | COM ELEC LT DUTY
LE16U3-1NLP-458 | LE16U | Bradford White | 671632906437 | Active | The ""-458"" indicates that this SKU was designed and certified for Installation in Canada. | [9 empty] | No | Not Applicable | Not Applicable | Commercial Water Heating | Water Heating.Electric | 3 | 1 |  |  |  | 238-54649-00 |  |  |  | 238-36612-00 | [6 empty] | Electric | Electric Resistance | 208 | 1 |  | Indoor |  | Floor Mounted |  | No | Not Applicable | 150 | Not Applicable |  |  |  | 0.75 | No | [7 empty] | 3 kW |  |  |  | 6 |  | 12 | On/Off | Not Applicable | [6 empty] | 34 | 17.5 | 16.125 | 17.875 | 35 | 83 | 14 | 16.4375 | [5 empty] | 3.125 | 10.125 | [5 empty] | 10.125 | [6 empty] | 16.5 |  | 1 | 1296 | 1260 | UL1453 | Not Applicable | No | Yes | No | Not Applicable | 238-52552-00 |  |  |  | 238-45656-00 | 40301 | COM ELEC LT DUTY
LE16U3-1NLP-506 | LE16U | Bradford White | 671632323920 | Active | The ""-506"" indicates that this SKU comes with an A420 Aluminum Anode Rod. | [9 empty] | No | Not Applicable | Not Applicable | Commercial Water Heating | Water Heating.Electric | 3 | 1 |  |  |  | 238-54649-00 |  |  |  | 238-36612-00 | [6 empty] | Electric | Electric Resistance | 208 | 1 |  | Indoor |  | Floor Mounted |  | No | Not Applicable | 150 | Not Applicable |  |  |  | 0.75 | No | [7 empty] | 3 kW |  |  |  | 6 |  | 12 | On/Off | Not Applicable | [6 empty] | 34 | 17.5 | 16.125 | 17.875 | 35 | 83 | 14 | 16.4375 | [5 empty] | 3.125 | 10.125 | [5 empty] | 10.125 | [6 empty] | 16.5 |  | 1 | 1296 | 1260 | UL1453 | Not Applicable | Yes | Yes | No | Not Applicable | [5 empty] | 40301 | COM ELEC LT DUTY
LE16U3-1NLP-506-284 | LE16U | Bradford White | 671632851713 | Active | The ""-284"" indicates that this SKU comes with an Incoloy Element. | The ""-506"" indicates that this SKU comes with an A420 Aluminum Anode Rod. | [8 empty] | No | Not Applicable | Not Applicable | Commercial Water Heating | Water Heating.Electric | 3 | 1 |  |  |  | 238-54649-00 |  |  |  | 238-36612-00 | [6 empty] | Electric | Electric Resistance | 208 | 1 |  | Indoor |  | Floor Mounted |  | No | Not Applicable | 150 | Not Applicable |  |  |  | 0.75 | No | [7 empty] | 3 kW |  |  |  | 6 |  | 12 | On/Off | Not Applicable | [6 empty] | 34 | 17.5 | 16.125 | 17.875 | 35 | 83 | 14 | 16.4375 | [5 empty] | 3.125 | 10.125 | [5 empty] | 10.125 | [6 empty] | 16.5 |  | 1 | 1296 | 1260 | UL1453 | Not Applicable | Yes | Yes | No | Not Applicable | [5 empty] | 40301 | COM ELEC LT DUTY
LE16U5-1NAL | LE16U | Bradford White | 671632810383 | Active | [10 empty] | No | Not Applicable | Not Applicable | Commercial Water Heating | Water Heating.Electric | 5 | 1 |  |  |  | 238-54649-00 |  |  |  | 238-36612-00 | [6 empty] | Electric | Electric Resistance | 120 | 1 |  | Indoor |  | Floor Mounted |  | No | Not Applicable | 150 | Not Applicable |  |  |  | 0.75 | No | [7 empty] | 1.5 kW |  |  |  | 6 |  | 6 | On/Off | Not Applicable | [6 empty] | 34 | 17.5 | 16.125 | 17.875 | 35 | 83 | 14 | 16.4375 | [5 empty] | 3.125 | 10.125 | [5 empty] | 10.125 | [6 empty] | 16.5 |  | 1 | 1296 | 1260 | UL1453 | Not Applicable | Yes | Yes | No | Not Applicable | [5 empty] | 40301 | COM ELEC LT DUTY
LE16U5-1NAM | LE16U | Bradford White | 671632902637 | Active | [10 empty] | No | Not Applicable | Not Applicable | Commercial Water Heating | Water Heating.Electric | 5 | 1 |  |  |  | 238-54649-00 |  |  |  | 238-36612-00 | [6 empty] | Electric | Electric Resistance | 120 | 1 |  | Indoor |  | Floor Mounted |  | No | Not Applicable | 150 | Not Applicable |  |  |  | 0.75 | No | [7 empty] | 2 kW |  |  |  | 6 |  | 8 | On/Off | Not Applicable | [6 empty] | 34 | 17.5 | 16.125 | 17.875 | 35 | 83 | 14 | 16.4375 | [5 empty] | 3.125 | 10.125 | [5 empty] | 10.125 | [6 empty] | 16.5 |  | 1 | 1296 | 1260 | UL1453 | Not Applicable | Yes | Yes | No | Not Applicable | [5 empty] | 40301 | COM ELEC LT DUTY
LE16U5-1NAP | LE16U | Bradford White | 671632853212 | Active | [10 empty] | No | Not Applicable | Not Applicable | Commercial Water Heating | Water Heating.Electric | 5 | 1 |  |  |  | 238-54649-00 |  |  |  | 238-36612-00 | [6 empty] | Electric | Electric Resistance | 120 | 1 |  | Indoor |  | Floor Mounted |  | No | Not Applicable | 150 | Not Applicable |  |  |  | 0.75 | No | [7 empty] | 3 kW |  |  |  | 6 |  | 12 | On/Off | Not Applicable | [6 empty] | 34 | 17.5 | 16.125 | 17.875 | 35 | 83 | 14 | 16.4375 | [5 empty] | 3.125 | 10.125 | [5 empty] | 10.125 | [6 empty] | 16.5 |  | 1 | 1296 | 1260 | UL1453 | Not Applicable | Yes | Yes | No | Not Applicable | [5 empty] | 40301 | COM ELEC LT DUTY
LE16U5-1NCM | LE16U | Bradford White | 671632845422 | Active | [10 empty] | No | Not Applicable | Not Applicable | Commercial Water Heating | Water Heating.Electric | 5 | 1 |  |  |  | 238-54649-00 |  |  |  | 238-36612-00 | [6 empty] | Electric | Electric Resistance | 240/208 | 1 |  | Indoor |  | Floor Mounted |  | No | Not Applicable | 150 | Not Applicable |  |  |  | 0.75 | No | [7 empty] | 2/1.5 kW |  |  |  | 6 |  | 8/6 | On/Off | Not Applicable | [6 empty] | 34 | 17.5 | 16.125 | 17.875 | 35 | 83 | 14 | 16.4375 | [5 empty] | 3.125 | 10.125 | [5 empty] | 10.125 | [6 empty] | 16.5 |  | 1 | 1296 | 1260 | UL1453 | Not Applicable | Yes | Yes | No | Not Applicable | [5 empty] | 40301 | COM ELEC LT DUTY
LE16U5-1NCN | LE16U | Bradford White | 671632124640 | Active | [10 empty] | No | Not Applicable | Not Applicable | Commercial Water Heating | Water Heating.Electric | 5 | 1 |  |  |  | 238-54649-00 |  |  |  | 238-36612-00 | [6 empty] | Electric | Electric Resistance | 240/208 | 1 |  | Indoor |  | Floor Mounted |  | No | Not Applicable | 150 | Not Applicable |  |  |  | 0.75 | No | [7 empty] | 2.5/2 kW |  |  |  | 6 |  | 10/8 | On/Off | Not Applicable | [6 empty] | 34 | 17.5 | 16.125 | 17.875 | 35 | 83 | 14 | 16.4375 | [5 empty] | 3.125 | 10.125 | [5 empty] | 10.125 | [6 empty] | 16.5 |  | 1 | 1296 | 1260 | UL1453 | Not Applicable | Yes | Yes | No | Not Applicable | [5 empty] | 40301 | COM ELEC LT DUTY
LE16U5-1NEM | LE16U | Bradford White | 671632850525 | Active | [10 empty] | No | Not Applicable | Not Applicable | Commercial Water Heating | Water Heating.Electric | 5 | 1 |  |  |  | 238-54649-00 |  |  |  | 238-36612-00 | [6 empty] | Electric | Electric Resistance | 277 | 1 |  | Indoor |  | Floor Mounted |  | No | Not Applicable | 150 | Not Applicable |  |  |  | 0.75 | No | [7 empty] | 2 kW |  |  |  | 6 |  | 8 | On/Off | Not Applicable | [6 empty] | 34 | 17.5 | 16.125 | 17.875 | 35 | 83 | 14 | 16.4375 | [5 empty] | 3.125 | 10.125 | [5 empty] | 10.125 | [6 empty] | 16.5 |  | 1 | 1296 | 1260 | UL1453 | Not Applicable | Yes | Yes | No | Not Applicable | [5 empty] | 40301 | COM ELEC LT DUTY
LE16U5-1NEN | LE16U | Bradford White | 671632852284 | Active | [10 empty] | No | Not Applicable | Not Applicable | Commercial Water Heating | Water Heating.Electric | 5 | 1 |  |  |  | 238-54649-00 |  |  |  | 238-36612-00 | [6 empty] | Electric | Electric Resistance | 277 | 1 |  | Indoor |  | Floor Mounted |  | No | Not Applicable | 150 | Not Applicable |  |  |  | 0.75 | No | [7 empty] | 2.5 kW |  |  |  | 6 |  | 10 | On/Off | Not Applicable | [6 empty] | 34 | 17.5 | 16.125 | 17.875 | 35 | 83 | 14 | 16.4375 | [5 empty] | 3.125 | 10.125 | [5 empty] | 10.125 | [6 empty] | 16.5 |  | 1 | 1296 | 1260 | UL1453 | Not Applicable | Yes | Yes | No | Not Applicable | [5 empty] | 40301 | COM ELEC LT DUTY
LE16U5-1NEP | LE16U | Bradford White | 671632325443 | Active | [10 empty] | No | Not Applicable | Not Applicable | Commercial Water Heating | Water Heating.Electric | 5 | 1 |  |  |  | 238-54649-00 |  |  |  | 238-36612-00 | [6 empty] | Electric | Electric Resistance | 277 | 1 |  | Indoor |  | Floor Mounted |  | No | Not Applicable | 150 | Not Applicable |  |  |  | 0.75 | No | [7 empty] | 3 kW |  |  |  | 6 |  | 12 | On/Off | Not Applicable | [6 empty] | 34 | 17.5 | 16.125 | 17.875 | 35 | 83 | 14 | 16.4375 | [5 empty] | 3.125 | 10.125 | [5 empty] | 10.125 | [6 empty] | 16.5 |  | 1 | 1296 | 1260 | UL1453 | Not Applicable | Yes | Yes | No | Not Applicable | [5 empty] | 40301 | COM ELEC LT DUTY
LE16U5-1NHP | LE16U | Bradford White | 671632333608 | Active | [10 empty] | No | Not Applicable | Not Applicable | Commercial Water Heating | Water Heating.Electric | 5 | 1 |  |  |  | 238-54649-00 |  |  |  | 238-36612-00 | [6 empty] | Electric | Electric Resistance | 480 | 1 |  | Indoor |  | Floor Mounted |  | No | Not Applicable | 150 | Not Applicable |  |  |  | 0.75 | No | [7 empty] | 3 kW |  |  |  | 6 |  | 12 | On/Off | Not Applicable | [6 empty] | 34 | 17.5 | 16.125 | 17.875 | 35 | 83 | 14 | 16.4375 | [5 empty] | 3.125 | 10.125 | [5 empty] | 10.125 | [6 empty] | 16.5 |  | 1 | 1296 | 1260 | UL1453 | Not Applicable | Yes | Yes | No | Not Applicable | [5 empty] | 40301 | COM ELEC LT DUTY
LE16U5-1NLP | LE16U | Bradford White | 671632904730 | Active | [10 empty] | No | Not Applicable | Not Applicable | Commercial Water Heating | Water Heating.Electric | 5 | 1 |  |  |  | 238-54649-00 |  |  |  | 238-36612-00 | [6 empty] | Electric | Electric Resistance | 208 | 1 |  | Indoor |  | Floor Mounted |  | No | Not Applicable | 150 | Not Applicable |  |  |  | 0.75 | No | [7 empty] | 3 kW |  |  |  | 6 |  | 12 | On/Off | Not Applicable | [6 empty] | 34 | 17.5 | 16.125 | 17.875 | 35 | 83 | 14 | 16.4375 | [5 empty] | 3.125 | 10.125 | [5 empty] | 10.125 | [6 empty] | 16.5 |  | 1 | 1296 | 1260 | UL1453 | Not Applicable | Yes | Yes | No | Not Applicable | [5 empty] | 40301 | COM ELEC LT DUTY
LE2120T3-1SEVV | LE2120T | Bradford White | 671632559008 | Active | [10 empty] | No | Not Applicable | Not Applicable | Commercial Water Heating | Water Heating.Electric | 3 | 1 |  |  |  | 238-54649-00 |  |  |  | 238-36612-00 | [6 empty] | Electric | Electric Resistance |  | 1 |  | Indoor |  | Floor Mounted |  | No | Not Applicable | 150 | Not Applicable |  |  |  | 0.75 | No | [7 empty] | Not Applicable |  |  |  | 119 |  |  | On/Off | Not Applicable | [6 empty] | 302 | 29.5 | 29.5 | 72.75 | 314 | 1283 | 28 | 63.125 |  |  |  |  | 64.0625 | 64.0625 | 64.0625 | 8 |  |  |  |  | 62.3125 | [8 empty] | 1 | 63 | 63 | UL174 | Yes | Yes | Yes | No | Not Applicable | [5 empty] | 40301 | COM ELEC LT DUTY | 207785132
LE2120T3-3NCPP-458 | LE2120T | Bradford White | 671632995219 | Active | The ""-458"" indicates that this SKU was designed and certified for Installation in Canada. | [9 empty] | No | Not Applicable | Not Applicable | Commercial Water Heating | Water Heating.Electric | 3 | 1 |  |  |  | 238-54649-00 |  |  |  | 238-36612-00 | [6 empty] | Electric | Electric Resistance | 240 | 3 |  | Indoor |  | Floor Mounted |  | No | Not Applicable | 150 | Not Applicable |  |  |  | 0.75 | No | [7 empty] | 3 kW |  |  |  | 111 |  | 12 | On/Off | Not Applicable | [6 empty] | 302 | 29.5 | 29.5 | 72.75 | 314 | 1217 | 28 | 63.125 |  |  |  |  | 64.0625 | 64.0625 | 64.0625 | 8 |  |  |  |  | 62.3125 | [8 empty] | 1 | 63 | 63 | UL1453 | Yes | No | Yes | No | Not Applicable | 238-52552-00 |  |  |  | 238-45656-00 | 40301 | COM ELEC LT DUTY
LE2120T3-3NCTT-458 | LE2120T | Bradford White | 671632995431 | Active | The ""-458"" indicates that this SKU was designed and certified for Installation in Canada. | [9 empty] | No | Not Applicable | Not Applicable | Commercial Water Heating | Water Heating.Electric | 3 | 1 |  |  |  | 238-54649-00 |  |  |  | 238-36612-00 | [6 empty] | Electric | Electric Resistance | 240/208 | 3 |  | Indoor |  | Floor Mounted |  | No | Not Applicable | 150 | Not Applicable |  |  |  | 0.75 | No | [7 empty] | 4/3 kW |  |  |  | 111 |  | 17/12 | On/Off | Not Applicable | [6 empty] | 302 | 29.5 | 29.5 | 72.75 | 314 | 1217 | 28 | 63.125 |  |  |  |  | 64.0625 | 64.0625 | 64.0625 | 8 |  |  |  |  | 62.3125 | [8 empty] | 1 | 63 | 63 | UL1453 | Yes | No | Yes | No | Not Applicable | 238-52552-00 |  |  |  | 238-45656-00 | 40301 | COM ELEC LT DUTY
LE2120T3-3NCWW | LE2120T | Bradford White | 671632805525 | Phase Out | [10 empty] | No | Not Applicable |  | Commercial Water Heating | Water Heating.Electric | 3 | 1 |  |  |  | 238-54649-00 |  |  |  | 238-36612-00 | [6 empty] | Electric | Electric Resistance | 240/208 | 3 |  | Indoor |  | Floor Mounted |  | No | Not Applicable | 150 | Not Applicable |  |  |  | 0.75 | No | [7 empty] | 4.5/3.5 kW |  |  |  | 119 |  | 19/14 | On/Off | Not Applicable | [6 empty] | 302 | 29.5 | 29.5 | 72.75 | 314 | 1283 | 28 | 63.125 |  |  |  |  | 64.0625 | 64.0625 | 64.0625 | 8 |  |  |  |  | 62.3125 | [8 empty] | 1 | 63 | 63 | UL1453 | Yes | No | Yes | No | Not Applicable
LE2120T3-3NCWW-458 | LE2120T | Bradford White | 671632994861 | Active | The ""-458"" indicates that this SKU was designed and certified for Installation in Canada. | [9 empty] | No | Not Applicable | Not Applicable | Commercial Water Heating | Water Heating.Electric | 3 | 1 |  |  |  | 238-54649-00 |  |  |  | 238-36612-00 | [6 empty] | Electric | Electric Resistance | 240/208 | 3 |  | Indoor |  | Floor Mounted |  | No | Not Applicable | 150 | Not Applicable |  |  |  | 0.75 | No | [7 empty] | 4.5/3.5 kW |  |  |  | 111 |  | 19/14 | On/Off | Not Applicable | [6 empty] | 302 | 29.5 | 29.5 | 72.75 | 314 | 1217 | 28 | 63.125 |  |  |  |  | 64.0625 | 64.0625 | 64.0625 | 8 |  |  |  |  | 62.3125 | [8 empty] | 1 | 63 | 63 | UL1453 | Yes | No | Yes | No | Not Applicable | 238-52552-00 |  |  |  | 238-45656-00 | 40301 | COM ELEC LT DUTY
LE2120T3-3NCXX-458 | LE2120T | Bradford White | 671632334506 | Active | The ""-458"" indicates that this SKU was designed and certified for Installation in Canada. | [9 empty] | No | Not Applicable | Not Applicable | Commercial Water Heating | Water Heating.Electric | 3 | 1 |  |  |  | 238-54649-00 |  |  |  | 238-36612-00 | [6 empty] | Electric | Electric Resistance | 240 | 3 |  | Indoor |  | Floor Mounted |  | No | Not Applicable | 150 | Not Applicable |  |  |  | 0.75 | No | [7 empty] | 5 kW |  |  |  | 111 |  | 21 | On/Off | Not Applicable | [6 empty] | 302 | 29.5 | 29.5 | 72.75 | 314 | 1217 | 28 | 63.125 |  |  |  |  | 64.0625 | 64.0625 | 64.0625 | 8 |  |  |  |  | 62.3125 | [8 empty] | 1 | 63 | 63 | UL1453 | Yes | No | Yes | No | Not Applicable | 238-52552-00 |  |  |  | 238-45656-00 | 40301 | COM ELEC LT DUTY
LE2120T3-3NCYY-458 | LE2120T | Bradford White | 671632560608 | Active | The ""-458"" indicates that this SKU was designed and certified for Installation in Canada. | [9 empty] | No | Not Applicable | Not Applicable | Commercial Water Heating | Water Heating.Electric | 3 | 1 |  |  |  | 238-54649-00 |  |  |  | 238-36612-00 | [6 empty] | Electric | Electric Resistance | 240/208 | 3 |  | Indoor |  | Floor Mounted |  | No | Not Applicable | 150 | Not Applicable |  |  |  | 0.75 | No | [7 empty] | 5.5/4 kW |  |  |  | 111 |  | 23/17 | On/Off | Not Applicable | [6 empty] | 302 | 29.5 | 29.5 | 72.75 | 314 | 1217 | 28 | 63.125 |  |  |  |  | 64.0625 | 64.0625 | 64.0625 | 8 |  |  |  |  | 62.3125 | [8 empty] | 1 | 63 | 63 | UL1453 | Yes | No | Yes | No | Not Applicable | 238-52552-00 |  |  |  | 238-45656-00 | 40301 | COM ELEC LT DUTY
LE2120T3-3NCZZ-458 | LE2120T | Bradford White | 671632640805 | Active | The ""-458"" indicates that this SKU was designed and certified for Installation in Canada. | [9 empty] | No | Not Applicable | Not Applicable | Commercial Water Heating | Water Heating.Electric | 3 | 1 |  |  |  | 238-54649-00 |  |  |  | 238-36612-00 | [6 empty] | Electric | Electric Resistance | 240/208 | 3 |  | Indoor |  | Floor Mounted |  | No | Not Applicable | 150 | Not Applicable |  |  |  | 0.75 | No | [7 empty] | 6/4.5 kW |  |  |  | 111 |  | 25/19 | On/Off | Not Applicable | [6 empty] | 302 | 29.5 | 29.5 | 72.75 | 314 | 1217 | 28 | 63.125 |  |  |  |  | 64.0625 | 64.0625 | 64.0625 | 8 |  |  |  |  | 62.3125 | [8 empty] | 1 | 63 | 63 | UL1453 | Yes | No | Yes | No | Not Applicable | 238-52552-00 |  |  |  | 238-45656-00 | 40301 | COM ELEC LT DUTY
LE2120T3-3NHZZ-458 | LE2120T | Bradford White | 671632312344 | Active | The ""-458"" indicates that this SKU was designed and certified for Installation in Canada. | [9 empty] | No | Not Applicable | Not Applicable | Commercial Water Heating | Water Heating.Electric | 3 | 1 |  |  |  | 238-54649-00 |  |  |  | 238-36612-00 | [6 empty] | Electric | Electric Resistance | 480 | 3 |  | Indoor |  | Floor Mounted |  | No | Not Applicable | 150 | Not Applicable |  |  |  | 0.75 | No | [7 empty] | 6 kW |  |  |  | 111 |  | 25 | On/Off | Not Applicable | [6 empty] | 302 | 29.5 | 29.5 | 72.75 | 314 | 1217 | 28 | 63.125 |  |  |  |  | 64.0625 | 64.0625 | 64.0625 | 8 |  |  |  |  | 62.3125 | [8 empty] | 1 | 63 | 63 | UL1453 | Yes | No | Yes | No | Not Applicable | 238-52552-00 |  |  |  | 238-45656-00 | 40301 | COM ELEC LT DUTY
LE2120T3-3NLWW-458 | LE2120T | Bradford White | 671632999446 | Active | The ""-458"" indicates that this SKU was designed and certified for Installation in Canada. | [9 empty] | No | Not Applicable | Not Applicable | Commercial Water Heating | Water Heating.Electric | 3 | 1 |  |  |  | 238-54649-00 |  |  |  | 238-36612-00 | [6 empty] | Electric | Electric Resistance | 208 | 3 |  | Indoor |  | Floor Mounted |  | No | Not Applicable | 150 | Not Applicable |  |  |  | 0.75 | No | [7 empty] | 4.5 kW |  |  |  | 111 |  | 19 | On/Off | Not Applicable | [6 empty] | 302 | 29.5 | 29.5 | 72.75 | 314 | 1217 | 28 | 63.125 |  |  |  |  | 64.0625 | 64.0625 | 64.0625 | 8 |  |  |  |  | 62.3125 | [8 empty] | 1 | 63 | 63 | UL1453 | Yes | No | Yes | No | Not Applicable | 238-52552-00 |  |  |  | 238-45656-00 | 40301 | COM ELEC LT DUTY
LE2120T3-3NLXX-458 | LE2120T | Bradford White | 671632579372 | Active | The ""-458"" indicates that this SKU was designed and certified for Installation in Canada. | [9 empty] | No | Not Applicable | Not Applicable | Commercial Water Heating | Water Heating.Electric | 3 | 1 |  |  |  | 238-54649-00 |  |  |  | 238-36612-00 | [6 empty] | Electric | Electric Resistance | 208 | 3 |  | Indoor |  | Floor Mounted |  | No | Not Applicable | 150 | Not Applicable |  |  |  | 0.75 | No | [7 empty] | 5 kW |  |  |  | 111 |  | 21 | On/Off | Not Applicable | [6 empty] | 302 | 29.5 | 29.5 | 72.75 | 314 | 1217 | 28 | 63.125 |  |  |  |  | 64.0625 | 64.0625 | 64.0625 | 8 |  |  |  |  | 62.3125 | [8 empty] | 1 | 63 | 63 | UL1453 | Yes | No | Yes | No | Not Applicable | 238-52552-00 |  |  |  | 238-45656-00 | 40301 | COM ELEC LT DUTY
LE2120T3-3NLYY-458 | LE2120T | Bradford White | 671632568727 | Active | The ""-458"" indicates that this SKU was designed and certified for Installation in Canada. | [9 empty] | No | Not Applicable | Not Applicable | Commercial Water Heating | Water Heating.Electric | 3 | 1 |  |  |  | 238-54649-00 |  |  |  | 238-36612-00 | [6 empty] | Electric | Electric Resistance | 208 | 3 |  | Indoor |  | Floor Mounted |  | No | Not Applicable | 150 | Not Applicable |  |  |  | 0.75 | No | [7 empty] | 5.5 kW |  |  |  | 111 |  | 23 | On/Off | Not Applicable | [6 empty] | 302 | 29.5 | 29.5 | 72.75 | 314 | 1217 | 28 | 63.125 |  |  |  |  | 64.0625 | 64.0625 | 64.0625 | 8 |  |  |  |  | 62.3125 | [8 empty] | 1 | 63 | 63 | UL1453 | Yes | No | Yes | No | Not Applicable | 238-52552-00 |  |  |  | 238-45656-00 | 40301 | COM ELEC LT DUTY
LE2120T3-3SCVV | LE2120T | Bradford White | 671632559046 | Active | [10 empty] | No | Not Applicable | Not Applicable | Commercial Water Heating | Water Heating.Electric | 3 | 1 |  |  |  | 238-54649-00 |  |  |  | 238-36612-00 | [6 empty] | Electric | Electric Resistance |  | 3 |  | Indoor |  | Floor Mounted |  | No | Not Applicable | 150 | Not Applicable |  |  |  | 0.75 | No | [7 empty] | Not Applicable |  |  |  | 119 |  |  | On/Off | Not Applicable | [6 empty] | 302 | 29.5 | 29.5 | 72.75 | 314 | 1283 | 28 | 63.125 |  |  |  |  | 64.0625 | 64.0625 | 64.0625 | 8 |  |  |  |  | 62.3125 | [8 empty] | 1 | 63 | 63 | UL174 | Yes | Yes | Yes | No | Not Applicable | [5 empty] | 40301 | COM ELEC LT DUTY | 207785132
LE2120T3-3SHVV | LE2120T | Bradford White | 671632559053 | Active | [10 empty] | No | Not Applicable | Not Applicable | Commercial Water Heating | Water Heating.Electric | 3 | 1 |  |  |  | 238-54649-00 |  |  |  | 238-36612-00 | [6 empty] | Electric | Electric Resistance |  | 3 |  | Indoor |  | Floor Mounted |  | No | Not Applicable | 150 | Not Applicable |  |  |  | 0.75 | No | [7 empty] | Not Applicable |  |  |  | 119 |  |  | On/Off | Not Applicable | [6 empty] | 302 | 29.5 | 29.5 | 72.75 | 314 | 1283 | 28 | 63.125 |  |  |  |  | 64.0625 | 64.0625 | 64.0625 | 8 |  |  |  |  | 62.3125 | [8 empty] | 1 | 63 | 63 | UL174 | Yes | Yes | Yes | No | Not Applicable | [5 empty] | 40301 | COM ELEC LT DUTY | 207785132
LE2120T5-1SEVV | LE2120T | Bradford White | 671632559268 | Active | [10 empty] | No | Not Applicable | Not Applicable | Commercial Water Heating | Water Heating.Electric | 5 | 1 |  |  |  | 238-54649-00 |  |  |  | 238-36612-00 | [6 empty] | Electric | Electric Resistance |  | 1 |  | Indoor |  | Floor Mounted |  | No | Not Applicable | 150 | Not Applicable |  |  |  | 0.75 | No | [7 empty] | Not Applicable |  |  |  | 119 |  |  | On/Off | Not Applicable | [6 empty] | 302 | 29.5 | 29.5 | 72.75 | 314 | 1283 | 28 | 63.125 |  |  |  |  | 64.0625 | 64.0625 | 64.0625 | 8 |  |  |  |  | 62.3125 | [8 empty] | 1 | 63 | 63 | UL174 | Yes | Yes | Yes | No | Not Applicable | [5 empty] | 40301 | COM ELEC LT DUTY | 207785132
LE2120T5-3SCVV | LE2120T | Bradford White | 671632559206 | Active | [10 empty] | No | Not Applicable | Not Applicable | Commercial Water Heating | Water Heating.Electric | 5 | 1 |  |  |  | 238-54649-00 |  |  |  | 238-36612-00 | [6 empty] | Electric | Electric Resistance |  | 3 |  | Indoor |  | Floor Mounted |  | No | Not Applicable | 150 | Not Applicable |  |  |  | 0.75 | No | [7 empty] | Not Applicable |  |  |  | 119 |  |  | On/Off | Not Applicable | [6 empty] | 302 | 29.5 | 29.5 | 72.75 | 314 | 1283 | 28 | 63.125 |  |  |  |  | 64.0625 | 64.0625 | 64.0625 | 8 |  |  |  |  | 62.3125 | [8 empty] | 1 | 63 | 63 | UL174 | Yes | Yes | Yes | No | Not Applicable | [5 empty] | 40301 | COM ELEC LT DUTY | 207785132
LE2120T5-3SHVV | LE2120T | Bradford White | 671632559275 | Active | [10 empty] | No | Not Applicable | Not Applicable | Commercial Water Heating | Water Heating.Electric | 5 | 1 |  |  |  | 238-54649-00 |  |  |  | 238-36612-00 | [6 empty] | Electric | Electric Resistance |  | 3 |  | Indoor |  | Floor Mounted |  | No | Not Applicable | 150 | Not Applicable |  |  |  | 0.75 | No | [7 empty] | Not Applicable |  |  |  | 119 |  |  | On/Off | Not Applicable | [6 empty] | 302 | 29.5 | 29.5 | 72.75 | 314 | 1283 | 28 | 63.125 |  |  |  |  | 64.0625 | 64.0625 | 64.0625 | 8 |  |  |  |  | 62.3125 | [8 empty] | 1 | 63 | 63 | UL174 | Yes | Yes | Yes | No | Not Applicable | [5 empty] | 40301 | COM ELEC LT DUTY | 207785132
LE220U3-1NAL-458 | LE220U | Bradford White | 671632874286 | Active | The ""-458"" indicates that this SKU was designed and certified for Installation in Canada. | [9 empty] | No | Not Applicable | Not Applicable | Commercial Water Heating | Water Heating.Electric | 3 | 1 |  |  |  | 238-54649-00 |  |  |  | 238-36612-00 | [6 empty] | Electric | Electric Resistance | 120 | 1 |  | Indoor |  | Floor Mounted |  | No | Not Applicable | 150 | Not Applicable |  |  |  |  | No | [7 empty] | 1.5 kW |  |  |  | 18 |  | 6 | On/Off | Not Applicable | [6 empty] | 65 | 21.375 | 20.875 | 29.5 | 68 | 213 | [23 empty] | 1 | 432 | 416 | UL1453 | Not Applicable | No | Yes | No | Not Applicable | 238-52552-00 |  |  |  | 238-45656-00 | 40301 | COM ELEC LT DUTY
LE220U3-1NAM-458 | LE220U | Bradford White | 671632143696 | Active | The ""-458"" indicates that this SKU was designed and certified for Installation in Canada. | [9 empty] | No | Not Applicable | Not Applicable | Commercial Water Heating | Water Heating.Electric | 3 | 1 |  |  |  | 238-54649-00 |  |  |  | 238-36612-00 | [6 empty] | Electric | Electric Resistance | 120 | 1 |  | Indoor |  | Floor Mounted |  | No | Not Applicable | 150 | Not Applicable |  |  |  |  | No | [7 empty] | 2 kW |  |  |  | 18 |  | 8 | On/Off | Not Applicable | [6 empty] | 65 | 21.375 | 20.875 | 29.5 | 68 | 213 | [23 empty] | 1 | 432 | 416 | UL1453 | Not Applicable | No | Yes | No | Not Applicable | 238-52552-00 |  |  |  | 238-45656-00 | 40301 | COM ELEC LT DUTY
LE220U3-1NAN-458 | LE220U | Bradford White | 671632912711 | Active | The ""-458"" indicates that this SKU was designed and certified for Installation in Canada. | [9 empty] | No | Not Applicable | Not Applicable | Commercial Water Heating | Water Heating.Electric | 3 | 1 |  |  |  | 238-54649-00 |  |  |  | 238-36612-00 | [6 empty] | Electric | Electric Resistance | 120 | 1 |  | Indoor |  | Floor Mounted |  | No | Not Applicable | 150 | Not Applicable |  |  |  |  | No | [7 empty] | 2.5 kW |  |  |  | 18 |  | 10 | On/Off | Not Applicable | [6 empty] | 65 | 21.375 | 20.875 | 29.5 | 68 | 213 | [23 empty] | 1 | 432 | 416 | UL1453 | Not Applicable | No | Yes | No | Not Applicable | 238-52552-00 |  |  |  | 238-45656-00 | 40301 | COM ELEC LT DUTY
LE220U3-1NAP-458 | LE220U | Bradford White | 671632124213 | Active | The ""-458"" indicates that this SKU was designed and certified for Installation in Canada. | [9 empty] | No | Not Applicable | Not Applicable | Commercial Water Heating | Water Heating.Electric | 3 | 1 |  |  |  | 238-54649-00 |  |  |  | 238-36612-00 | [6 empty] | Electric | Electric Resistance | 120 | 1 |  | Indoor |  | Floor Mounted |  | No | Not Applicable | 150 | Not Applicable |  |  |  |  | No | [7 empty] | 3 kW |  |  |  | 18 |  | 12 | On/Off | Not Applicable | [6 empty] | 65 | 21.375 | 20.875 | 29.5 | 68 | 213 | [23 empty] | 1 | 432 | 416 | UL1453 | Not Applicable | No | Yes | No | Not Applicable | 238-52552-00 |  |  |  | 238-45656-00 | 40301 | COM ELEC LT DUTY
LE220U3-1NCL-458 | LE220U | Bradford White | 671632889242 | Active | The ""-458"" indicates that this SKU was designed and certified for Installation in Canada. | [9 empty] | No | Not Applicable | Not Applicable | Commercial Water Heating | Water Heating.Electric | 3 | 1 |  |  |  | 238-54649-00 |  |  |  | 238-36612-00 | [6 empty] | Electric | Electric Resistance | 240/208 | 1 |  | Indoor |  | Floor Mounted |  | No | Not Applicable | 150 | Not Applicable |  |  |  |  | No | [7 empty] | 1.5/1 kW |  |  |  | 18 |  | 6/4 | On/Off | Not Applicable | [6 empty] | 65 | 21.375 | 20.875 | 29.5 | 68 | 213 | [23 empty] | 1 | 432 | 416 | UL1453 | Not Applicable | No | Yes | No | Not Applicable | 238-52552-00 |  |  |  | 238-45656-00 | 40301 | COM ELEC LT DUTY
LE220U3-1NCM-458 | LE220U | Bradford White | 671632142552 | Active | The ""-458"" indicates that this SKU was designed and certified for Installation in Canada. | [9 empty] | No | Not Applicable | Not Applicable | Commercial Water Heating | Water Heating.Electric | 3 | 1 |  |  |  | 238-54649-00 |  |  |  | 238-36612-00 | [6 empty] | Electric | Electric Resistance | 240/208 | 1 |  | Indoor |  | Floor Mounted |  | No | Not Applicable | 150 | Not Applicable |  |  |  |  | No | [7 empty] | 2/1.5 kW |  |  |  | 18 |  | 8/6 | On/Off | Not Applicable | [6 empty] | 65 | 21.375 | 20.875 | 29.5 | 68 | 213 | [23 empty] | 1 | 432 | 416 | UL1453 | Not Applicable | No | Yes | No | Not Applicable | 238-52552-00 |  |  |  | 238-45656-00 | 40301 | COM ELEC LT DUTY
LE220U3-1NCN-458 | LE220U | Bradford White | 671632619689 | Active | The ""-458"" indicates that this SKU was designed and certified for Installation in Canada. | [9 empty] | No | Not Applicable | Not Applicable | Commercial Water Heating | Water Heating.Electric | 3 | 1 |  |  |  | 238-54649-00 |  |  |  | 238-36612-00 | [6 empty] | Electric | Electric Resistance | 240/208 | 1 |  | Indoor |  | Floor Mounted |  | No | Not Applicable | 150 | Not Applicable |  |  |  |  | No | [7 empty] | 2.5/2 kW |  |  |  | 18 |  | 10/8 | On/Off | Not Applicable | [6 empty] | 65 | 21.375 | 20.875 | 29.5 | 68 | 213 | [23 empty] | 1 | 432 | 416 | UL1453 | Not Applicable | No | Yes | No | Not Applicable | 238-52552-00 |  |  |  | 238-45656-00 | 40301 | COM ELEC LT DUTY
LE220U3-1NCP-458 | LE220U | Bradford White | 671632890873 | Active | The ""-458"" indicates that this SKU was designed and certified for Installation in Canada. | [9 empty] | No | Not Applicable | Not Applicable | Commercial Water Heating | Water Heating.Electric | 3 | 1 |  |  |  | 238-54649-00 |  |  |  | 238-36612-00 | [6 empty] | Electric | Electric Resistance | 240 | 1 |  | Indoor |  | Floor Mounted |  | No | Not Applicable | 150 | Not Applicable |  |  |  |  | No | [7 empty] | 3 kW |  |  |  | 18 |  | 12 | On/Off | Not Applicable | [6 empty] | 65 | 21.375 | 20.875 | 29.5 | 68 | 213 | [23 empty] | 1 | 432 | 416 | UL1453 | Not Applicable | No | Yes | No | Not Applicable | 238-52552-00 |  |  |  | 238-45656-00 | 40301 | COM ELEC LT DUTY
LE220U3-1NCR-458 | LE220U | Bradford White | 671632887798 | Active | The ""-458"" indicates that this SKU was designed and certified for Installation in Canada. | [9 empty] | No | Not Applicable | Not Applicable | Commercial Water Heating | Water Heating.Electric | 3 | 1 |  |  |  | 238-54649-00 |  |  |  | 238-36612-00 | [6 empty] | Electric | Electric Resistance | 240/208 | 1 |  | Indoor |  | Floor Mounted |  | No | Not Applicable | 150 | Not Applicable |  |  |  |  | No | [7 empty] | 3.5/2.5 kW |  |  |  | 18 |  | 14/10 | On/Off | Not Applicable | [6 empty] | 65 | 21.375 | 20.875 | 29.5 | 68 | 213 | [23 empty] | 1 | 432 | 416 | UL1453 | Not Applicable | No | Yes | No | Not Applicable | 238-52552-00 |  |  |  | 238-45656-00 | 40301 | COM ELEC LT DUTY
LE220U3-1NCT-458 | LE220U | Bradford White | 671632889358 | Active | The ""-458"" indicates that this SKU was designed and certified for Installation in Canada. | [9 empty] | No | Not Applicable | Not Applicable | Commercial Water Heating | Water Heating.Electric | 3 | 1 |  |  |  | 238-54649-00 |  |  |  | 238-36612-00 | [6 empty] | Electric | Electric Resistance | 240/208 | 1 |  | Indoor |  | Floor Mounted |  | No | Not Applicable | 150 | Not Applicable |  |  |  |  | No | [7 empty] | 4/3 kW |  |  |  | 18 |  | 17/12 | On/Off | Not Applicable | [6 empty] | 65 | 21.375 | 20.875 | 29.5 | 68 | 213 | [23 empty] | 1 | 432 | 416 | UL1453 | Not Applicable | No | Yes | No | Not Applicable | 238-52552-00 |  |  |  | 238-45656-00 | 40301 | COM ELEC LT DUTY
LE220U3-1NCW-458 | LE220U | Bradford White | 671632890637 | Active | The ""-458"" indicates that this SKU was designed and certified for Installation in Canada. | [9 empty] | No | Not Applicable | Not Applicable | Commercial Water Heating | Water Heating.Electric | 3 | 1 |  |  |  | 238-54649-00 |  |  |  | 238-36612-00 | [6 empty] | Electric | Electric Resistance | 240/208 | 1 |  | Indoor |  | Floor Mounted |  | No | Not Applicable | 150 | Not Applicable |  |  |  |  | No | [7 empty] | 4.5/3.5 kW |  |  |  | 18 |  | 19/14 | On/Off | Not Applicable | [6 empty] | 65 | 21.375 | 20.875 | 29.5 | 68 | 213 | [23 empty] | 1 | 432 | 416 | UL1453 | Not Applicable | No | Yes | No | Not Applicable | 238-52552-00 |  |  |  | 238-45656-00 | 40301 | COM ELEC LT DUTY
LE220U3-1NCY-458 | LE220U | Bradford White | 671632892297 | Active | The ""-458"" indicates that this SKU was designed and certified for Installation in Canada. | [9 empty] | No | Not Applicable | Not Applicable | Commercial Water Heating | Water Heating.Electric | 3 | 1 |  |  |  | 238-54649-00 |  |  |  | 238-36612-00 | [6 empty] | Electric | Electric Resistance | 240/208 | 1 |  | Indoor |  | Floor Mounted |  | No | Not Applicable | 150 | Not Applicable |  |  |  |  | No | [7 empty] | 5.5/4 kW |  |  |  | 18 |  | 23/17 | On/Off | Not Applicable | [6 empty] | 65 | 21.375 | 20.875 | 29.5 | 68 | 213 | [23 empty] | 1 | 432 | 416 | UL1453 | Not Applicable | No | Yes | No | Not Applicable | 238-52552-00 |  |  |  | 238-45656-00 | 40301 | COM ELEC LT DUTY
LE220U3-1NCZ-458 | LE220U | Bradford White | 671632895892 | Active | The ""-458"" indicates that this SKU was designed and certified for Installation in Canada. | [9 empty] | No | Not Applicable | Not Applicable | Commercial Water Heating | Water Heating.Electric | 3 | 1 |  |  |  | 238-54649-00 |  |  |  | 238-36612-00 | [6 empty] | Electric | Electric Resistance | 240/208 | 1 |  | Indoor |  | Floor Mounted |  | No | Not Applicable | 150 | Not Applicable |  |  |  |  | No | [7 empty] | 6/4.5 kW |  |  |  | 18 |  | 25/19 | On/Off | Not Applicable | [6 empty] | 65 | 21.375 | 20.875 | 29.5 | 68 | 213 | [23 empty] | 1 | 432 | 416 | UL1453 | Not Applicable | No | Yes | No | Not Applicable | 238-52552-00 |  |  |  | 238-45656-00 | 40301 | COM ELEC LT DUTY
LE220U3-1NLX-458 | LE220U | Bradford White | 671632127351 | Active | The ""-458"" indicates that this SKU was designed and certified for Installation in Canada. | [9 empty] | No | Not Applicable | Not Applicable | Commercial Water Heating | Water Heating.Electric | 3 | 1 |  |  |  | 238-54649-00 |  |  |  | 238-36612-00 | [6 empty] | Electric | Electric Resistance | 208 | 1 |  | Indoor |  | Floor Mounted |  | No | Not Applicable | 150 | Not Applicable |  |  |  |  | No | [7 empty] | 5 kW |  |  |  | 18 |  | 21 | On/Off | Not Applicable | [6 empty] | 65 | 21.375 | 20.875 | 29.5 | 68 | 213 | [23 empty] | 1 | 432 | 416 | UL1453 | Not Applicable | No | Yes | No | Not Applicable | 238-52552-00 |  |  |  | 238-45656-00 | 40301 | COM ELEC LT DUTY
LE220U3-1NLY-458 | LE220U | Bradford White | 671632902644 | Active | The ""-458"" indicates that this SKU was designed and certified for Installation in Canada. | [9 empty] | No | Not Applicable | Not Applicable | Commercial Water Heating | Water Heating.Electric | 3 | 1 |  |  |  | 238-54649-00 |  |  |  | 238-36612-00 | [6 empty] | Electric | Electric Resistance | 208 | 1 |  | Indoor |  | Floor Mounted |  | No | Not Applicable | 150 | Not Applicable |  |  |  |  | No | [7 empty] | 5.5 kW |  |  |  | 18 |  | 23 | On/Off | Not Applicable | [6 empty] | 65 | 21.375 | 20.875 | 29.5 | 68 | 213 | [23 empty] | 1 | 432 | 416 | UL1453 | Not Applicable | No | Yes | No | Not Applicable | 238-52552-00 |  |  |  | 238-45656-00 | 40301 | COM ELEC LT DUTY
LE220U3-1NLZ-458 | LE220U | Bradford White | 671632129690 | Active | The ""-458"" indicates that this SKU was designed and certified for Installation in Canada. | [9 empty] | No | Not Applicable | Not Applicable | Commercial Water Heating | Water Heating.Electric | 3 | 1 |  |  |  | 238-54649-00 |  |  |  | 238-36612-00 | [6 empty] | Electric | Electric Resistance | 208 | 1 |  | Indoor |  | Floor Mounted |  | No | Not Applicable | 150 | Not Applicable |  |  |  |  | No | [7 empty] | 6 kW |  |  |  | 18 |  | 25 | On/Off | Not Applicable | [6 empty] | 65 | 21.375 | 20.875 | 29.5 | 68 | 213 | [23 empty] | 1 | 432 | 416 | UL1453 | Not Applicable | No | Yes | No | Not Applicable | 238-52552-00 |  |  |  | 238-45656-00 | 40301 | COM ELEC LT DUTY
LE230LN3-1NALL | LE230LN | Bradford White | 671632555796 | Active | [10 empty] | No | Not Applicable | Not Applicable | Commercial Water Heating | Water Heating.Electric | 3 | 1 |  |  |  | 238-54649-00 |  |  |  | 238-36612-00 | [6 empty] | Electric | Electric Resistance | 120 | 1 |  | Indoor |  | Floor Mounted |  | No | Not Applicable | 150 | Not Applicable |  |  |  | 0.75 | No | [7 empty] | 1.5 kW |  | 41 | 0.92 | 28 | 26 | 6 | On/Off | Not Applicable | [6 empty] | 96 | 24.0625 | 23.875 | 35.25 | 100 | 310 | 23 | 29.9375 |  |  |  |  | 31.125 | [7 empty] | 23.5625 | [8 empty] | 1 | 312 | 300 | UL1453 | Yes | Yes | Yes | No | Not Applicable | [5 empty] | 40301 | COM ELEC LT DUTY | 207465477
LE230LN3-1NALL-458 | LE230LN | Bradford White | 671632323531 | Active | The ""-458"" indicates that this SKU was designed and certified for Installation in Canada. | [9 empty] | No | Not Applicable | Not Applicable | Commercial Water Heating | Water Heating.Electric | 3 | 1 |  |  |  | 238-54649-00 |  |  |  | 238-36612-00 | [6 empty] | Electric | Electric Resistance | 120 | 1 |  | Indoor |  | Floor Mounted |  | No | Not Applicable | 150 | Not Applicable |  |  |  | 0.75 | No | [7 empty] | 1.5 kW |  |  |  | 27 |  | 6 | On/Off | Not Applicable | [6 empty] | 96 | 24.0625 | 23.875 | 35.25 | 100 | 319 | 23 | 29.9375 |  |  |  |  | 31.125 | [7 empty] | 23.5625 | [8 empty] | 1 | 312 | 300 | UL1453 | Yes | No | Yes | No | Not Applicable | 238-52552-00 |  |  |  | 238-45656-00 | 40301 | COM ELEC LT DUTY
LE230LN3-1NANN-264 | LE230LN | Bradford White | 671632674589 | Active | The ""-264"" indicates that this SKU comes with an Aluminum Anode Rod. | [9 empty] | No | Not Applicable | Not Applicable | Commercial Water Heating | Water Heating.Electric | 3 | 1 |  |  |  | 238-54649-00 |  |  |  | 238-36612-00 | [6 empty] | Electric | Electric Resistance | 120 | 1 |  | Indoor |  | Floor Mounted |  | No | Not Applicable | 150 | Not Applicable |  |  |  | 0.75 | No | [7 empty] | 2.5 kW |  | 41 | 0.92 | 28 | 26 | 10 | On/Off | Not Applicable | [6 empty] | 96 | 24.0625 | 23.875 | 35.25 | 100 | 310 | 23 | 29.9375 |  |  |  |  | 31.125 | [7 empty] | 23.5625 | [8 empty] | 1 | 312 | 300 | UL1453 | Yes | Yes | Yes | No | Not Applicable | [5 empty] | 40301 | COM ELEC LT DUTY | 207465477
LE230LN3-1NAPP | LE230LN | Bradford White | 671632559299 | Active | [10 empty] | No | Not Applicable | Not Applicable | Commercial Water Heating | Water Heating.Electric | 3 | 1 |  |  |  | 238-54649-00 |  |  |  | 238-36612-00 | [6 empty] | Electric | Electric Resistance | 120 | 1 |  | Indoor |  | Floor Mounted |  | No | Not Applicable | 150 | Not Applicable |  |  |  | 0.75 | No | [7 empty] | 3 kW |  | 41 | 0.92 | 28 | 26 | 12 | On/Off | Not Applicable | [6 empty] | 96 | 24.0625 | 23.875 | 35.25 | 100 | 310 | 23 | 29.9375 |  |  |  |  | 31.125 | [7 empty] | 23.5625 | [8 empty] | 1 | 312 | 300 | UL1453 | Yes | Yes | Yes | No | Not Applicable | [5 empty] | 40301 | COM ELEC LT DUTY | 207465477
LE230LN3-1NELL | LE230LN | Bradford White | 671632638246 | Active | [10 empty] | No | Not Applicable | Not Applicable | Commercial Water Heating | Water Heating.Electric | 3 | 1 |  |  |  | 238-54649-00 |  |  |  | 238-36612-00 | [6 empty] | Electric | Electric Resistance | 277 | 1 |  | Indoor |  | Floor Mounted |  | No | Not Applicable | 150 | Not Applicable |  |  |  | 0.75 | No | [7 empty] | 1.5 kW |  | 41 | 0.92 | 28 | 26 | 6 | On/Off | Not Applicable | [6 empty] | 96 | 24.0625 | 23.875 | 35.25 | 100 | 310 | 23 | 29.9375 |  |  |  |  | 31.125 | [7 empty] | 23.5625 | [8 empty] | 1 | 312 | 300 | UL1453 | Yes | Yes | Yes | No | Not Applicable | [5 empty] | 40301 | COM ELEC LT DUTY | 207465477
LE230LN3-1NEMM | LE230LN | Bradford White | 671632568154 | Active | [10 empty] | No | Not Applicable | Not Applicable | Commercial Water Heating | Water Heating.Electric | 3 | 1 |  |  |  | 238-54649-00 |  |  |  | 238-36612-00 | [6 empty] | Electric | Electric Resistance | 277 | 1 |  | Indoor |  | Floor Mounted |  | No | Not Applicable | 150 | Not Applicable |  |  |  | 0.75 | No | [7 empty] | 2 kW |  | 41 | 0.92 | 28 | 26 | 8 | On/Off | Not Applicable | [6 empty] | 96 | 24.0625 | 23.875 | 35.25 | 100 | 310 | 23 | 29.9375 |  |  |  |  | 31.125 | [7 empty] | 23.5625 | [8 empty] | 1 | 312 | 300 | UL1453 | Yes | Yes | Yes | No | Not Applicable | [5 empty] | 40301 | COM ELEC LT DUTY | 207465477
LE230LN3-1NENN | LE230LN | Bradford White | 671632623884 | Active | [10 empty] | No | Not Applicable | Not Applicable | Commercial Water Heating | Water Heating.Electric | 3 | 1 |  |  |  | 238-54649-00 |  |  |  | 238-36612-00 | [6 empty] | Electric | Electric Resistance | 277 | 1 |  | Indoor |  | Floor Mounted |  | No | Not Applicable | 150 | Not Applicable |  |  |  | 0.75 | No | [7 empty] | 2.5 kW |  | 41 | 0.92 | 28 | 26 | 10 | On/Off | Not Applicable | [6 empty] | 96 | 24.0625 | 23.875 | 35.25 | 100 | 310 | 23 | 29.9375 |  |  |  |  | 31.125 | [7 empty] | 23.5625 | [8 empty] | 1 | 312 | 300 | UL1453 | Yes | Yes | Yes | No | Not Applicable | [5 empty] | 40301 | COM ELEC LT DUTY | 207465477
LE230LN3-1NEPP | LE230LN | Bradford White | 671632556311 | Active | [10 empty] | No | Not Applicable | Not Applicable | Commercial Water Heating | Water Heating.Electric | 3 | 1 |  |  |  | 238-54649-00 |  |  |  | 238-36612-00 | [6 empty] | Electric | Electric Resistance | 277 | 1 |  | Indoor |  | Floor Mounted |  | No | Not Applicable | 150 | Not Applicable |  |  |  | 0.75 | No | [7 empty] | 3 kW |  | 41 | 0.92 | 28 | 26 | 12 | On/Off | Not Applicable | [6 empty] | 96 | 24.0625 | 23.875 | 35.25 | 100 | 310 | 23 | 29.9375 |  |  |  |  | 31.125 | [7 empty] | 23.5625 | [8 empty] | 1 | 312 | 300 | UL1453 | Yes | Yes | Yes | No | Not Applicable | [5 empty] | 40301 | COM ELEC LT DUTY | 207465477
LE230LN3-1NETT | LE230LN | Bradford White | 671632568444 | Active | [10 empty] | No | Not Applicable | Not Applicable | Commercial Water Heating | Water Heating.Electric | 3 | 1 |  |  |  | 238-54649-00 |  |  |  | 238-36612-00 | [6 empty] | Electric | Electric Resistance | 277 | 1 |  | Indoor |  | Floor Mounted |  | No | Not Applicable | 150 | Not Applicable |  |  |  | 0.75 | No | [7 empty] | 4 kW |  | 41 | 0.92 | 28 | 26 | 17 | On/Off | Not Applicable | [6 empty] | 96 | 24.0625 | 23.875 | 35.25 | 100 | 310 | 23 | 29.9375 |  |  |  |  | 31.125 | [7 empty] | 23.5625 | [8 empty] | 1 | 312 | 300 | UL1453 | Yes | Yes | Yes | No | Not Applicable | [5 empty] | 40301 | COM ELEC LT DUTY | 207465477
LE230LN3-1NEWW | LE230LN | Bradford White | 671632559626 | Active | [10 empty] | No | Not Applicable | Not Applicable | Commercial Water Heating | Water Heating.Electric | 3 | 1 |  |  |  | 238-54649-00 |  |  |  | 238-36612-00 | [6 empty] | Electric | Electric Resistance | 277 | 1 |  | Indoor |  | Floor Mounted |  | No | Not Applicable | 150 | Not Applicable |  |  |  | 0.75 | No | [7 empty] | 4.5 kW |  | 41 | 0.92 | 28 | 26 | 19 | On/Off | Not Applicable | [6 empty] | 96 | 24.0625 | 23.875 | 35.25 | 100 | 310 | 23 | 29.9375 |  |  |  |  | 31.125 | [7 empty] | 23.5625 | [8 empty] | 1 | 312 | 300 | UL1453 | Yes | Yes | Yes | No | Not Applicable | [5 empty] | 40301 | COM ELEC LT DUTY | 207465477
LE230LN3-1NEXX | LE230LN | Bradford White | 671632621675 | Active | [10 empty] | No | Not Applicable | Not Applicable | Commercial Water Heating | Water Heating.Electric | 3 | 1 |  |  |  | 238-54649-00 |  |  |  | 238-36612-00 | [6 empty] | Electric | Electric Resistance | 277 | 1 |  | Indoor |  | Floor Mounted |  | No | Not Applicable | 150 | Not Applicable |  |  |  | 0.75 | No | [7 empty] | 5 kW |  | 41 | 0.92 | 28 | 26 | 21 | On/Off | Not Applicable | [6 empty] | 96 | 24.0625 | 23.875 | 35.25 | 100 | 310 | 23 | 29.9375 |  |  |  |  | 31.125 | [7 empty] | 23.5625 | [8 empty] | 1 | 312 | 300 | UL1453 | Yes | Yes | Yes | No | Not Applicable | [5 empty] | 40301 | COM ELEC LT DUTY | 207465477
LE230LN3-1NEZZ | LE230LN | Bradford White | 671632555925 | Active | [10 empty] | No | Not Applicable | Not Applicable | Commercial Water Heating | Water Heating.Electric | 3 | 1 |  |  |  | 238-54649-00 |  |  |  | 238-36612-00 | [6 empty] | Electric | Electric Resistance | 277 | 1 |  | Indoor |  | Floor Mounted |  | No | Not Applicable | 150 | Not Applicable |  |  |  | 0.75 | No | [7 empty] | 6 kW |  | 41 | 0.92 | 28 | 26 | 25 | On/Off | Not Applicable | [6 empty] | 96 | 24.0625 | 23.875 | 35.25 | 100 | 310 | 23 | 29.9375 |  |  |  |  | 31.125 | [7 empty] | 23.5625 | [8 empty] | 1 | 312 | 300 | UL1453 | Yes | Yes | Yes | No | Not Applicable | [5 empty] | 40301 | COM ELEC LT DUTY | 207465477
LE230LN3-3NCLL | LE230LN | Bradford White | 671632628216 | Active | [10 empty] | No | Not Applicable | Not Applicable | Commercial Water Heating | Water Heating.Electric | 3 | 1 |  |  |  | 238-54649-00 |  |  |  | 238-36612-00 | [6 empty] | Electric | Electric Resistance | 240/208 | 3 |  | Indoor |  | Floor Mounted |  | No | Not Applicable | 150 | Not Applicable |  |  |  | 0.75 | No | [7 empty] | 1.5/1 kW |  | 41 | 0.92 | 28 | 26 | 6/4 | On/Off | Not Applicable | [6 empty] | 65 | 24.0625 | 23.875 | 35.25 | 68 | 279 | 23 | 29.9375 |  |  |  |  | 31.125 | [7 empty] | 23.5625 | [8 empty] | 1 | 312 | 300 | UL1453 | Yes | Yes | Yes | No | Not Applicable | [5 empty] | 40301 | COM ELEC LT DUTY | 207465477
LE230LN3-3NCLL-458 | LE230LN | Bradford White | 671632901555 | Active | The ""-458"" indicates that this SKU was designed and certified for Installation in Canada. | [9 empty] | No | Not Applicable | Not Applicable | Commercial Water Heating | Water Heating.Electric | 3 | 1 |  |  |  | 238-54649-00 |  |  |  | 238-36612-00 | [6 empty] | Electric | Electric Resistance | 240/208 | 3 |  | Indoor |  | Floor Mounted |  | No | Not Applicable | 150 | Not Applicable |  |  |  | 0.75 | No | [7 empty] | 1.5/1 kW |  |  |  | 27 |  | 6/4 | On/Off | Not Applicable | [6 empty] | 96 | 24.0625 | 23.875 | 35.25 | 100 | 319 | 23 | 29.9375 |  |  |  |  | 31.125 | [7 empty] | 23.5625 | [8 empty] | 1 | 312 | 300 | UL1453 | Yes | No | Yes | No | Not Applicable | 238-52552-00 |  |  |  | 238-45656-00 | 40301 | COM ELEC LT DUTY
LE230LN3-3NCMM | LE230LN | Bradford White | 671632560073 | Active | [10 empty] | No | Not Applicable | Not Applicable | Commercial Water Heating | Water Heating.Electric | 3 | 1 |  |  |  | 238-54649-00 |  |  |  | 238-36612-00 | [6 empty] | Electric | Electric Resistance | 240/208 | 3 |  | Indoor |  | Floor Mounted |  | No | Not Applicable | 150 | Not Applicable |  |  |  | 0.75 | No | [7 empty] | 2/1.5 kW |  | 41 | 0.92 | 28 | 26 | 8/6 | On/Off | Not Applicable | [6 empty] | 96 | 24.0625 | 23.875 | 35.25 | 100 | 310 | 23 | 29.9375 |  |  |  |  | 31.125 | [7 empty] | 23.5625 | [8 empty] | 1 | 312 | 300 | UL1453 | Yes | Yes | Yes | No | Not Applicable | [5 empty] | 40301 | COM ELEC LT DUTY | 207465477
LE230LN3-3NCMM-458 | LE230LN | Bradford White | 671632901579 | Active | The ""-458"" indicates that this SKU was designed and certified for Installation in Canada. | [9 empty] | No | Not Applicable | Not Applicable | Commercial Water Heating | Water Heating.Electric | 3 | 1 |  |  |  | 238-54649-00 |  |  |  | 238-36612-00 | [6 empty] | Electric | Electric Resistance | 240/208 | 3 |  | Indoor |  | Floor Mounted |  | No | Not Applicable | 150 | Not Applicable |  |  |  | 0.75 | No | [7 empty] | 2/1.5 kW |  |  |  | 30 |  | 8/6 | On/Off | Not Applicable | [6 empty] | 96 | 24.0625 | 23.875 | 35.25 | 100 | 343 | 23 | 29.9375 |  |  |  |  | 31.125 | [7 empty] | 23.5625 | [8 empty] | 1 | 312 | 300 | UL1453 | Yes | No | Yes | No | Not Applicable | 238-52552-00 |  |  |  | 238-45656-00 | 40301 | COM ELEC LT DUTY
LE230LN3-3NCNN | LE230LN | Bradford White | 671632560660 | Active | [10 empty] | No | Not Applicable | Not Applicable | Commercial Water Heating | Water Heating.Electric | 3 | 1 |  |  |  | 238-54649-00 |  |  |  | 238-36612-00 | [6 empty] | Electric | Electric Resistance | 240/208 | 3 |  | Indoor |  | Floor Mounted |  | No | Not Applicable | 150 | Not Applicable |  |  |  | 0.75 | No | [7 empty] | 2.5/2 kW |  | 41 | 0.92 | 28 | 26 | 10/8 | On/Off | Not Applicable | [6 empty] | 65 | 24.0625 | 23.875 | 35.25 | 68 | 279 | 23 | 29.9375 |  |  |  |  | 31.125 | [7 empty] | 23.5625 | [8 empty] | 1 | 312 | 300 | UL1453 | Yes | Yes | Yes | No | Not Applicable | [5 empty] | 40301 | COM ELEC LT DUTY | 207465477
LE230LN3-3NCNN-264 | LE230LN | Bradford White | 671632574742 | Active | The ""-264"" indicates that this SKU comes with an Aluminum Anode Rod. | [9 empty] | No | Not Applicable | Not Applicable | Commercial Water Heating | Water Heating.Electric | 3 | 1 |  |  |  | 238-54649-00 |  |  |  | 238-36612-00 | [6 empty] | Electric | Electric Resistance | 240/208 | 3 |  | Indoor |  | Floor Mounted |  | No | Not Applicable | 150 | Not Applicable |  |  |  | 0.75 | No | [7 empty] | 2.5/2 kW |  | 41 | 0.92 | 28 | 26 | 10/8 | On/Off | Not Applicable | [6 empty] | 65 | 24.0625 | 23.875 | 35.25 | 68 | 279 | 23 | 29.9375 |  |  |  |  | 31.125 | [7 empty] | 23.5625 | [8 empty] | 1 | 312 | 300 | UL1453 | Yes | Yes | Yes | No | Not Applicable | [5 empty] | 40301 | COM ELEC LT DUTY | 207465477
LE230LN3-3NCNN-458 | LE230LN | Bradford White | 671632901708 | Active | The ""-458"" indicates that this SKU was designed and certified for Installation in Canada. | [9 empty] | No | Not Applicable | Not Applicable | Commercial Water Heating | Water Heating.Electric | 3 | 1 |  |  |  | 238-54649-00 |  |  |  | 238-36612-00 | [6 empty] | Electric | Electric Resistance | 240/208 | 3 |  | Indoor |  | Floor Mounted |  | No | Not Applicable | 150 | Not Applicable |  |  |  | 0.75 | No | [7 empty] | 2.5/2 kW |  |  |  | 28 |  | 10/8 | On/Off | Not Applicable | [6 empty] | 96 | 24.0625 | 23.875 | 35.25 | 100 | 327 | 23 | 29.9375 |  |  |  |  | 31.125 | [7 empty] | 23.5625 | [8 empty] | 1 | 312 | 300 | UL1453 | Yes | No | Yes | No | Not Applicable | 238-52552-00 |  |  |  | 238-45656-00 | 40301 | COM ELEC LT DUTY
LE230LN3-3NCPP | LE230LN | Bradford White | 671632557806 | Active | [10 empty] | No | Not Applicable | Not Applicable | Commercial Water Heating | Water Heating.Electric | 3 | 1 |  |  |  | 238-54649-00 |  |  |  | 238-36612-00 | [6 empty] | Electric | Electric Resistance | 240 | 3 |  | Indoor |  | Floor Mounted |  | No | Not Applicable | 150 | Not Applicable |  |  |  | 0.75 | No | [7 empty] | 3 kW |  | 41 | 0.92 | 28 | 26 | 12 | On/Off | Not Applicable | [6 empty] | 96 | 24.0625 | 23.875 | 35.25 | 100 | 310 | 23 | 29.9375 |  |  |  |  | 31.125 | [7 empty] | 23.5625 | [8 empty] | 1 | 312 | 300 | UL1453 | Yes | Yes | Yes | No | Not Applicable | [5 empty] | 40301 | COM ELEC LT DUTY | 207465477
LE230LN3-3NCPP-458 | LE230LN | Bradford White | 671632883493 | Active | The ""-458"" indicates that this SKU was designed and certified for Installation in Canada. | [9 empty] | No | Not Applicable | Not Applicable | Commercial Water Heating | Water Heating.Electric | 3 | 1 |  |  |  | 238-54649-00 |  |  |  | 238-36612-00 | [6 empty] | Electric | Electric Resistance | 240 | 3 |  | Indoor |  | Floor Mounted |  | No | Not Applicable | 150 | Not Applicable |  |  |  | 0.75 | No | [7 empty] | 3 kW |  |  |  | 27 |  | 12 | On/Off | Not Applicable | [6 empty] | 96 | 24.0625 | 23.875 | 35.25 | 100 | 319 | 23 | 29.9375 |  |  |  |  | 31.125 | [7 empty] | 23.5625 | [8 empty] | 1 | 312 | 300 | UL1453 | Yes | No | Yes | No | Not Applicable | 238-52552-00 |  |  |  | 238-45656-00 | 40301 | COM ELEC LT DUTY
LE230LN3-3NCRR | LE230LN | Bradford White | 671632560820 | Active | [10 empty] | No | Not Applicable | Not Applicable | Commercial Water Heating | Water Heating.Electric | 3 | 1 |  |  |  | 238-54649-00 |  |  |  | 238-36612-00 | [6 empty] | Electric | Electric Resistance | 240/208 | 3 |  | Indoor |  | Floor Mounted |  | No | Not Applicable | 150 | Not Applicable |  |  |  | 0.75 | No | [7 empty] | 3.5/2.5 kW |  | 41 | 0.92 | 28 | 26 | 14/10 | On/Off | Not Applicable | [6 empty] | 96 | 24.0625 | 23.875 | 35.25 | 100 | 310 | 23 | 29.9375 |  |  |  |  | 31.125 | [7 empty] | 23.5625 | [8 empty] | 1 | 312 | 300 | UL1453 | Yes | Yes | Yes | No | Not Applicable | [5 empty] | 40301 | COM ELEC LT DUTY | 207465477
LE230LN3-3NCRR-458 | LE230LN | Bradford White | 671632895601 | Active | The ""-458"" indicates that this SKU was designed and certified for Installation in Canada. | [9 empty] | No | Not Applicable | Not Applicable | Commercial Water Heating | Water Heating.Electric | 3 | 1 |  |  |  | 238-54649-00 |  |  |  | 238-36612-00 | [6 empty] | Electric | Electric Resistance | 240/208 | 3 |  | Indoor |  | Floor Mounted |  | No | Not Applicable | 150 | Not Applicable |  |  |  | 0.75 | No | [7 empty] | 3.5/2.5 kW |  |  |  | 27 |  | 14/10 | On/Off | Not Applicable | [6 empty] | 96 | 24.0625 | 23.875 | 35.25 | 100 | 319 | 23 | 29.9375 |  |  |  |  | 31.125 | [7 empty] | 23.5625 | [8 empty] | 1 | 312 | 300 | UL1453 | Yes | No | Yes | No | Not Applicable | 238-52552-00 |  |  |  | 238-45656-00 | 40301 | COM ELEC LT DUTY
LE230LN3-3NCTT | LE230LN | Bradford White | 671632555819 | Active | [10 empty] | No | Not Applicable | Not Applicable | Commercial Water Heating | Water Heating.Electric | 3 | 1 |  |  |  | 238-54649-00 |  |  |  | 238-36612-00 | [6 empty] | Electric | Electric Resistance | 240/208 | 3 |  | Indoor |  | Floor Mounted |  | No | Not Applicable | 150 | Not Applicable |  |  |  | 0.75 | No | [7 empty] | 4/3 kW |  | 41 | 0.92 | 28 | 26 | 17/12 | On/Off | Not Applicable | [6 empty] | 96 | 24.0625 | 23.875 | 35.25 | 100 | 310 | 23 | 29.9375 |  |  |  |  | 31.125 | [7 empty] | 23.5625 | [8 empty] | 1 | 312 | 300 | UL1453 | Yes | Yes | Yes | No | Not Applicable | [5 empty] | 40301 | COM ELEC LT DUTY | 207465477
LE230LN3-3NCTT-264 | LE230LN | Bradford White | 671632560189 | Active | The ""-264"" indicates that this SKU comes with an Aluminum Anode Rod. | [9 empty] | No | Not Applicable | Not Applicable | Commercial Water Heating | Water Heating.Electric | 3 | 1 |  |  |  | 238-54649-00 |  |  |  | 238-36612-00 | [6 empty] | Electric | Electric Resistance | 240/208 | 3 |  | Indoor |  | Floor Mounted |  | No | Not Applicable | 150 | Not Applicable |  |  |  | 0.75 | No | [7 empty] | 4/3 kW |  | 41 | 0.92 | 28 | 26 | 17/12 | On/Off | Not Applicable | [6 empty] | 96 | 24.0625 | 23.875 | 35.25 | 100 | 310 | 23 | 29.9375 |  |  |  |  | 31.125 | [7 empty] | 23.5625 | [8 empty] | 1 | 312 | 300 | UL1453 | Yes | Yes | Yes | No | Not Applicable | [5 empty] | 40301 | COM ELEC LT DUTY | 207465477
LE230LN3-3NCTT-458 | LE230LN | Bradford White | 671632891245 | Active | The ""-458"" indicates that this SKU was designed and certified for Installation in Canada. | [9 empty] | No | Not Applicable | Not Applicable | Commercial Water Heating | Water Heating.Electric | 3 | 1 |  |  |  | 238-54649-00 |  |  |  | 238-36612-00 | [6 empty] | Electric | Electric Resistance | 240/208 | 3 |  | Indoor |  | Floor Mounted |  | No | Not Applicable | 150 | Not Applicable |  |  |  | 0.75 | No | [7 empty] | 4/3 kW |  |  |  | 27 |  | 17/12 | On/Off | Not Applicable | [6 empty] | 96 | 24.0625 | 23.875 | 35.25 | 100 | 319 | 23 | 29.9375 |  |  |  |  | 31.125 | [7 empty] | 23.5625 | [8 empty] | 1 | 312 | 300 | UL1453 | Yes | No | Yes | No | Not Applicable | 238-52552-00 |  |  |  | 238-45656-00 | 40301 | COM ELEC LT DUTY
LE230LN3-3NCWW | LE230LN | Bradford White | 671632552863 | Active | [10 empty] | No | Not Applicable | Not Applicable | Commercial Water Heating | Water Heating.Electric | 3 | 1 |  |  |  | 238-54649-00 |  |  |  | 238-36612-00 | [6 empty] | Electric | Electric Resistance | 240/208 | 3 |  | Indoor |  | Floor Mounted |  | No | Not Applicable | 150 | Not Applicable |  |  |  | 0.75 | No | [7 empty] | 4.5/3.5 kW |  | 41 | 0.92 | 28 | 26 | 19/14 | On/Off | Not Applicable | [6 empty] | 96 | 24.0625 | 23.875 | 35.25 | 100 | 310 | 23 | 29.9375 |  |  |  |  | 31.125 | [7 empty] | 23.5625 | [8 empty] | 1 | 312 | 300 | UL1453 | Yes | Yes | Yes | No | Not Applicable | [5 empty] | 40301 | COM ELEC LT DUTY | 207465477
LE230LN3-3NCWW-264 | LE230LN | Bradford White | 671632557592 | Active | The ""-264"" indicates that this SKU comes with an Aluminum Anode Rod. | [9 empty] | No | Not Applicable | Not Applicable | Commercial Water Heating | Water Heating.Electric | 3 | 1 |  |  |  | 238-54649-00 |  |  |  | 238-36612-00 | [6 empty] | Electric | Electric Resistance | 240/208 | 3 |  | Indoor |  | Floor Mounted |  | No | Not Applicable | 150 | Not Applicable |  |  |  | 0.75 | No | [7 empty] | 4.5/3.5 kW |  | 41 | 0.92 | 28 | 26 | 19/14 | On/Off | Not Applicable | [6 empty] | 96 | 24.0625 | 23.875 | 35.25 | 100 | 310 | 23 | 29.9375 |  |  |  |  | 31.125 | [7 empty] | 23.5625 | [8 empty] | 1 | 312 | 300 | UL1453 | Yes | Yes | Yes | No | Not Applicable | [5 empty] | 40301 | COM ELEC LT DUTY | 207465477
LE230LN3-3NCWW-458 | LE230LN | Bradford White | 671632879977 | Active | The ""-458"" indicates that this SKU was designed and certified for Installation in Canada. | [9 empty] | No | Not Applicable | Not Applicable | Commercial Water Heating | Water Heating.Electric | 3 | 1 |  |  |  | 238-54649-00 |  |  |  | 238-36612-00 | [6 empty] | Electric | Electric Resistance | 240/208 | 3 |  | Indoor |  | Floor Mounted |  | No | Not Applicable | 150 | Not Applicable |  |  |  | 0.75 | No | [7 empty] | 4.5/3.5 kW |  |  |  | 27 |  | 19/14 | On/Off | Not Applicable | [6 empty] | 96 | 24.0625 | 23.875 | 35.25 | 100 | 319 | 23 | 29.9375 |  |  |  |  | 31.125 | [7 empty] | 23.5625 | [8 empty] | 1 | 312 | 300 | UL1453 | Yes | No | Yes | No | Not Applicable | 238-52552-00 |  |  |  | 238-45656-00 | 40301 | COM ELEC LT DUTY
LE230LN3-3NCXX | LE230LN | Bradford White | 671632560257 | Active | [10 empty] | No | Not Applicable | Not Applicable | Commercial Water Heating | Water Heating.Electric | 3 | 1 |  |  |  | 238-54649-00 |  |  |  | 238-36612-00 | [6 empty] | Electric | Electric Resistance | 240 | 3 |  | Indoor |  | Floor Mounted |  | No | Not Applicable | 150 | Not Applicable |  |  |  | 0.75 | No | [7 empty] | 5 kW |  | 41 | 0.92 | 28 | 26 | 21 | On/Off | Not Applicable | [6 empty] | 96 | 24.0625 | 23.875 | 35.25 | 100 | 310 | 23 | 29.9375 |  |  |  |  | 31.125 | [7 empty] | 23.5625 | [8 empty] | 1 | 312 | 300 | UL1453 | Yes | Yes | Yes | No | Not Applicable | [5 empty] | 40301 | COM ELEC LT DUTY | 207465477
LE230LN3-3NCXX-458 | LE230LN | Bradford White | 671632892945 | Active | The ""-458"" indicates that this SKU was designed and certified for Installation in Canada. | [9 empty] | No | Not Applicable | Not Applicable | Commercial Water Heating | Water Heating.Electric | 3 | 1 |  |  |  | 238-54649-00 |  |  |  | 238-36612-00 | [6 empty] | Electric | Electric Resistance | 240 | 3 |  | Indoor |  | Floor Mounted |  | No | Not Applicable | 150 | Not Applicable |  |  |  | 0.75 | No | [7 empty] | 5 kW |  |  |  | 27 |  | 21 | On/Off | Not Applicable | [6 empty] | 96 | 24.0625 | 23.875 | 35.25 | 100 | 319 | 23 | 29.9375 |  |  |  |  | 31.125 | [7 empty] | 23.5625 | [8 empty] | 1 | 312 | 300 | UL1453 | Yes | No | Yes | No | Not Applicable | 238-52552-00 |  |  |  | 238-45656-00 | 40301 | COM ELEC LT DUTY
LE230LN3-3NCYY | LE230LN | Bradford White | 671632554638 | Active | [10 empty] | No | Not Applicable | Not Applicable | Commercial Water Heating | Water Heating.Electric | 3 | 1 |  |  |  | 238-54649-00 |  |  |  | 238-36612-00 | [6 empty] | Electric | Electric Resistance | 240/208 | 3 |  | Indoor |  | Floor Mounted |  | No | Not Applicable | 150 | Not Applicable |  |  |  | 0.75 | No | [7 empty] | 5.5/4 kW |  | 41 | 0.92 | 28 | 26 | 23/17 | On/Off | Not Applicable | [6 empty] | 96 | 24.0625 | 23.875 | 35.25 | 100 | 310 | 23 | 29.9375 |  |  |  |  | 31.125 | [7 empty] | 23.5625 | [8 empty] | 1 | 312 | 300 | UL1453 | Yes | Yes | Yes | No | Not Applicable | [5 empty] | 40301 | COM ELEC LT DUTY | 207465477
LE230LN3-3NCYY-264 | LE230LN | Bradford White | 671632560288 | Active | The ""-264"" indicates that this SKU comes with an Aluminum Anode Rod. | [9 empty] | No | Not Applicable | Not Applicable | Commercial Water Heating | Water Heating.Electric | 3 | 1 |  |  |  | 238-54649-00 |  |  |  | 238-36612-00 | [6 empty] | Electric | Electric Resistance | 240/208 | 3 |  | Indoor |  | Floor Mounted |  | No | Not Applicable | 150 | Not Applicable |  |  |  | 0.75 | No | [7 empty] | 5.5/4 kW |  | 41 | 0.92 | 28 | 26 | 23/17 | On/Off | Not Applicable | [6 empty] | 96 | 24.0625 | 23.875 | 35.25 | 100 | 310 | 23 | 29.9375 |  |  |  |  | 31.125 | [7 empty] | 23.5625 | [8 empty] | 1 | 312 | 300 | UL1453 | Yes | Yes | Yes | No | Not Applicable | [5 empty] | 40301 | COM ELEC LT DUTY | 207465477
LE230LN3-3NCYY-458 | LE230LN | Bradford White | 671632140961 | Active | The ""-458"" indicates that this SKU was designed and certified for Installation in Canada. | [9 empty] | No | Not Applicable | Not Applicable | Commercial Water Heating | Water Heating.Electric | 3 | 1 |  |  |  | 238-54649-00 |  |  |  | 238-36612-00 | [6 empty] | Electric | Electric Resistance | 240/208 | 3 |  | Indoor |  | Floor Mounted |  | No | Not Applicable | 150 | Not Applicable |  |  |  | 0.75 | No | [7 empty] | 5.5/4 kW |  |  |  | 27 |  | 23/17 | On/Off | Not Applicable | [6 empty] | 96 | 24.0625 | 23.875 | 35.25 | 100 | 319 | 23 | 29.9375 |  |  |  |  | 31.125 | [7 empty] | 23.5625 | [8 empty] | 1 | 312 | 300 | UL1453 | Yes | No | Yes | No | Not Applicable | 238-52552-00 |  |  |  | 238-45656-00 | 40301 | COM ELEC LT DUTY
LE230LN3-3NCZZ | LE230LN | Bradford White | 671632558674 | Active | [10 empty] | No | Not Applicable | Not Applicable | Commercial Water Heating | Water Heating.Electric | 3 | 1 |  |  |  | 238-54649-00 |  |  |  | 238-36612-00 | [6 empty] | Electric | Electric Resistance | 240/208 | 3 |  | Indoor |  | Floor Mounted |  | No | Not Applicable | 150 | Not Applicable |  |  |  | 0.75 | No | [7 empty] | 6/4.5 kW |  | 41 | 0.92 | 28 | 26 | 25/19 | On/Off | Not Applicable | [6 empty] | 96 | 24.0625 | 23.875 | 35.25 | 100 | 310 | 23 | 29.9375 |  |  |  |  | 31.125 | [7 empty] | 23.5625 | [8 empty] | 1 | 312 | 300 | UL1453 | Yes | Yes | Yes | No | Not Applicable | [5 empty] | 40301 | COM ELEC LT DUTY | 207465477
LE230LN3-3NCZZ-264 | LE230LN | Bradford White | 671632567713 | Active | The ""-264"" indicates that this SKU comes with an Aluminum Anode Rod. | [9 empty] | No | Not Applicable | Not Applicable | Commercial Water Heating | Water Heating.Electric | 3 | 1 |  |  |  | 238-54649-00 |  |  |  | 238-36612-00 | [6 empty] | Electric | Electric Resistance | 240/208 | 3 |  | Indoor |  | Floor Mounted |  | No | Not Applicable | 150 | Not Applicable |  |  |  | 0.75 | No | [7 empty] | 6/4.5 kW |  | 41 | 0.92 | 28 | 26 | 25/19 | On/Off | Not Applicable | [6 empty] | 96 | 24.0625 | 23.875 | 35.25 | 100 | 310 | 23 | 29.9375 |  |  |  |  | 31.125 | [7 empty] | 23.5625 | [8 empty] | 1 | 312 | 300 | UL1453 | Yes | Yes | Yes | No | Not Applicable | [5 empty] | 40301 | COM ELEC LT DUTY | 207465477
LE230LN3-3NCZZ-458 | LE230LN | Bradford White | 671632668380 | Active | The ""-458"" indicates that this SKU was designed and certified for Installation in Canada. | [9 empty] | No | Not Applicable | Not Applicable | Commercial Water Heating | Water Heating.Electric | 3 | 1 |  |  |  | 238-54649-00 |  |  |  | 238-36612-00 | [6 empty] | Electric | Electric Resistance | 240/208 | 3 |  | Indoor |  | Floor Mounted |  | No | Not Applicable | 150 | Not Applicable |  |  |  | 0.75 | No | [7 empty] | 6/4.5 kW |  |  |  | 27 |  | 25/19 | On/Off | Not Applicable | [6 empty] | 96 | 24.0625 | 23.875 | 35.25 | 100 | 319 | 23 | 29.9375 |  |  |  |  | 31.125 | [7 empty] | 23.5625 | [8 empty] | 1 | 312 | 300 | UL1453 | Yes | No | Yes | No | Not Applicable | 238-52552-00 |  |  |  | 238-45656-00 | 40301 | COM ELEC LT DUTY
LE230LN3-3NHLL | LE230LN | Bradford White | 671632614875 | Active | [10 empty] | No | Not Applicable | Not Applicable | Commercial Water Heating | Water Heating.Electric | 3 | 1 |  |  |  | 238-54649-00 |  |  |  | 238-36612-00 | [6 empty] | Electric | Electric Resistance | 480 | 3 |  | Indoor |  | Floor Mounted |  | No | Not Applicable | 150 | Not Applicable |  |  |  | 0.75 | No | [7 empty] | 1.5 kW |  | 41 | 0.92 | 28 | 26 | 6 | On/Off | Not Applicable | [6 empty] | 96 | 24.0625 | 23.875 | 35.25 | 100 | 310 | 23 | 29.9375 |  |  |  |  | 31.125 | [7 empty] | 23.5625 | [8 empty] | 1 | 312 | 300 | UL1453 | Yes | Yes | Yes | No | Not Applicable | [5 empty] | 40301 | COM ELEC LT DUTY | 207465477
LE230LN3-3NHPP | LE230LN | Bradford White | 671632557707 | Active | [10 empty] | No | Not Applicable | Not Applicable | Commercial Water Heating | Water Heating.Electric | 3 | 1 |  |  |  | 238-54649-00 |  |  |  | 238-36612-00 | [6 empty] | Electric | Electric Resistance | 480 | 3 |  | Indoor |  | Floor Mounted |  | No | Not Applicable | 150 | Not Applicable |  |  |  | 0.75 | No | [7 empty] | 3 kW |  | 41 | 0.92 | 28 | 26 | 12 | On/Off | Not Applicable | [6 empty] | 96 | 24.0625 | 23.875 | 35.25 | 100 | 310 | 23 | 29.9375 |  |  |  |  | 31.125 | [7 empty] | 23.5625 | [8 empty] | 1 | 312 | 300 | UL1453 | Yes | Yes | Yes | No | Not Applicable | [5 empty] | 40301 | COM ELEC LT DUTY | 207465477
LE230LN3-3NHPP-458 | LE230LN | Bradford White | 671632999255 | Active | The ""-458"" indicates that this SKU was designed and certified for Installation in Canada. | [9 empty] | No | Not Applicable | Not Applicable | Commercial Water Heating | Water Heating.Electric | 3 | 1 |  |  |  | 238-54649-00 |  |  |  | 238-36612-00 | [6 empty] | Electric | Electric Resistance | 480 | 3 |  | Indoor |  | Floor Mounted |  | No | Not Applicable | 150 | Not Applicable |  |  |  | 0.75 | No | [7 empty] | 3 kW |  |  |  | 27 |  | 12 | On/Off | Not Applicable | [6 empty] | 96 | 24.0625 | 23.875 | 35.25 | 100 | 319 | 23 | 29.9375 |  |  |  |  | 31.125 | [7 empty] | 23.5625 | [8 empty] | 1 | 312 | 300 | UL1453 | Yes | No | Yes | No | Not Applicable | 238-52552-00 |  |  |  | 238-45656-00 | 40301 | COM ELEC LT DUTY
LE230LN3-3NHTT | LE230LN | Bradford White | 671632574629 | Active | [10 empty] | No | Not Applicable | Not Applicable | Commercial Water Heating | Water Heating.Electric | 3 | 1 |  |  |  | 238-54649-00 |  |  |  | 238-36612-00 | [6 empty] | Electric | Electric Resistance | 480 | 3 |  | Indoor |  | Floor Mounted |  | No | Not Applicable | 150 | Not Applicable |  |  |  | 0.75 | No | [7 empty] | 4 kW |  | 41 | 0.92 | 28 | 26 | 17 | On/Off | Not Applicable | [6 empty] | 96 | 24.0625 | 23.875 | 35.25 | 100 | 310 | 23 | 29.9375 |  |  |  |  | 31.125 | [7 empty] | 23.5625 | [8 empty] | 1 | 312 | 300 | UL1453 | Yes | Yes | Yes | No | Not Applicable | [5 empty] | 40301 | COM ELEC LT DUTY | 207465477
LE230LN3-3NHTT-264 | LE230LN | Bradford White | 671632561421 | Active | The ""-264"" indicates that this SKU comes with an Aluminum Anode Rod. | [9 empty] | No | Not Applicable | Not Applicable | Commercial Water Heating | Water Heating.Electric | 3 | 1 |  |  |  | 238-54649-00 |  |  |  | 238-36612-00 | [6 empty] | Electric | Electric Resistance | 480 | 3 |  | Indoor |  | Floor Mounted |  | No | Not Applicable | 150 | Not Applicable |  |  |  | 0.75 | No | [7 empty] | 4 kW |  | 41 | 0.92 | 28 | 26 | 17 | On/Off | Not Applicable | [6 empty] | 96 | 24.0625 | 23.875 | 35.25 | 100 | 310 | 23 | 29.9375 |  |  |  |  | 31.125 | [7 empty] | 23.5625 | [8 empty] | 1 | 312 | 300 | UL1453 | Yes | Yes | Yes | No | Not Applicable | [5 empty] | 40301 | COM ELEC LT DUTY | 207465477
LE230LN3-3NHWW | LE230LN | Bradford White | 671632559060 | Active | [10 empty] | No | Not Applicable | Not Applicable | Commercial Water Heating | Water Heating.Electric | 3 | 1 |  |  |  | 238-54649-00 |  |  |  | 238-36612-00 | [6 empty] | Electric | Electric Resistance | 480 | 3 |  | Indoor |  | Floor Mounted |  | No | Not Applicable | 150 | Not Applicable |  |  |  | 0.75 | No | [7 empty] | 4.5 kW |  | 41 | 0.92 | 28 | 26 | 19 | On/Off | Not Applicable | [6 empty] | 96 | 24.0625 | 23.875 | 35.25 | 100 | 310 | 23 | 29.9375 |  |  |  |  | 31.125 | [7 empty] | 23.5625 | [8 empty] | 1 | 312 | 300 | UL1453 | Yes | Yes | Yes | No | Not Applicable | [5 empty] | 40301 | COM ELEC LT DUTY | 207465477
LE230LN3-3NHWW-264 | LE230LN | Bradford White | 671632619955 | Active | The ""-264"" indicates that this SKU comes with an Aluminum Anode Rod. | [9 empty] | No | Not Applicable | Not Applicable | Commercial Water Heating | Water Heating.Electric | 3 | 1 |  |  |  | 238-54649-00 |  |  |  | 238-36612-00 | [6 empty] | Electric | Electric Resistance | 480 | 3 |  | Indoor |  | Floor Mounted |  | No | Not Applicable | 150 | Not Applicable |  |  |  | 0.75 | No | [7 empty] | 4.5 kW |  | 41 | 0.92 | 28 | 26 | 19 | On/Off | Not Applicable | [6 empty] | 96 | 24.0625 | 23.875 | 35.25 | 100 | 310 | 23 | 29.9375 |  |  |  |  | 31.125 | [7 empty] | 23.5625 | [8 empty] | 1 | 312 | 300 | UL1453 | Yes | Yes | Yes | No | Not Applicable | [5 empty] | 40301 | COM ELEC LT DUTY | 207465477
LE230LN3-3NHXX | LE230LN | Bradford White | 671632557974 | Active | [10 empty] | No | Not Applicable | Not Applicable | Commercial Water Heating | Water Heating.Electric | 3 | 1 |  |  |  | 238-54649-00 |  |  |  | 238-36612-00 | [6 empty] | Electric | Electric Resistance | 480 | 3 |  | Indoor |  | Floor Mounted |  | No | Not Applicable | 150 | Not Applicable |  |  |  | 0.75 | No | [7 empty] | 5 kW |  | 41 | 0.92 | 28 | 26 | 21 | On/Off | Not Applicable | [6 empty] | 96 | 24.0625 | 23.875 | 35.25 | 100 | 310 | 23 | 29.9375 |  |  |  |  | 31.125 | [7 empty] | 23.5625 | [8 empty] | 1 | 312 | 300 | UL1453 | Yes | Yes | Yes | No | Not Applicable | [5 empty] | 40301 | COM ELEC LT DUTY | 207465477
LE230LN3-3NHZZ | LE230LN | Bradford White | 671632558513 | Active | [10 empty] | No | Not Applicable | Not Applicable | Commercial Water Heating | Water Heating.Electric | 3 | 1 |  |  |  | 238-54649-00 |  |  |  | 238-36612-00 | [6 empty] | Electric | Electric Resistance | 480 | 3 |  | Indoor |  | Floor Mounted |  | No | Not Applicable | 150 | Not Applicable |  |  |  | 0.75 | No | [7 empty] | 6 kW |  | 41 | 0.92 | 28 | 26 | 25 | On/Off | Not Applicable | [6 empty] | 96 | 24.0625 | 23.875 | 35.25 | 100 | 310 | 23 | 29.9375 |  |  |  |  | 31.125 | [7 empty] | 23.5625 | [8 empty] | 1 | 312 | 300 | UL1453 | Yes | Yes | Yes | No | Not Applicable | [5 empty] | 40301 | COM ELEC LT DUTY | 207465477
LE230LN3-3NLWW | LE230LN | Bradford White | 671632554980 | Active | [10 empty] | No | Not Applicable | Not Applicable | Commercial Water Heating | Water Heating.Electric | 3 | 1 |  |  |  | 238-54649-00 |  |  |  | 238-36612-00 | [6 empty] | Electric | Electric Resistance | 208 | 3 |  | Indoor |  | Floor Mounted |  | No | Not Applicable | 150 | Not Applicable |  |  |  | 0.75 | No | [7 empty] | 4.5 kW |  | 41 | 0.92 | 28 | 26 | 19 | On/Off | Not Applicable | [6 empty] | 96 | 24.0625 | 23.875 | 35.25 | 100 | 310 | 23 | 29.9375 |  |  |  |  | 31.125 | [7 empty] | 23.5625 | [8 empty] | 1 | 312 | 300 | UL1453 | Yes | Yes | Yes | No | Not Applicable | [5 empty] | 40301 | COM ELEC LT DUTY | 207465477
LE230LN3-3NLWW-264 | LE230LN | Bradford White | 671632638116 | Active | The ""-264"" indicates that this SKU comes with an Aluminum Anode Rod. | [9 empty] | No | Not Applicable | Not Applicable | Commercial Water Heating | Water Heating.Electric | 3 | 1 |  |  |  | 238-54649-00 |  |  |  | 238-36612-00 | [6 empty] | Electric | Electric Resistance | 208 | 3 |  | Indoor |  | Floor Mounted |  | No | Not Applicable | 150 | Not Applicable |  |  |  | 0.75 | No | [7 empty] | 4.5 kW |  | 41 | 0.92 | 28 | 26 | 19 | On/Off | Not Applicable | [6 empty] | 96 | 24.0625 | 23.875 | 35.25 | 100 | 310 | 23 | 29.9375 |  |  |  |  | 31.125 | [7 empty] | 23.5625 | [8 empty] | 1 | 312 | 300 | UL1453 | Yes | Yes | Yes | No | Not Applicable | [5 empty] | 40301 | COM ELEC LT DUTY | 207465477
LE230LN3-3NLWW-458 | LE230LN | Bradford White | 671632890576 | Active | The ""-458"" indicates that this SKU was designed and certified for Installation in Canada. | [9 empty] | No | Not Applicable | Not Applicable | Commercial Water Heating | Water Heating.Electric | 3 | 1 |  |  |  | 238-54649-00 |  |  |  | 238-36612-00 | [6 empty] | Electric | Electric Resistance | 208 | 3 |  | Indoor |  | Floor Mounted |  | No | Not Applicable | 150 | Not Applicable |  |  |  | 0.75 | No | [7 empty] | 4.5 kW |  |  |  | 27 |  | 19 | On/Off | Not Applicable | [6 empty] | 96 | 24.0625 | 23.875 | 35.25 | 100 | 319 | 23 | 29.9375 |  |  |  |  | 31.125 | [7 empty] | 23.5625 | [8 empty] | 1 | 312 | 300 | UL1453 | Yes | No | Yes | No | Not Applicable | 238-52552-00 |  |  |  | 238-45656-00 | 40301 | COM ELEC LT DUTY
LE230LN3-3NLXX | LE230LN | Bradford White | 671632558025 | Active | [10 empty] | No | Not Applicable | Not Applicable | Commercial Water Heating | Water Heating.Electric | 3 | 1 |  |  |  | 238-54649-00 |  |  |  | 238-36612-00 | [6 empty] | Electric | Electric Resistance | 208 | 3 |  | Indoor |  | Floor Mounted |  | No | Not Applicable | 150 | Not Applicable |  |  |  | 0.75 | No | [7 empty] | 5 kW |  | 41 | 0.92 | 28 | 26 | 21 | On/Off | Not Applicable | [6 empty] | 96 | 24.0625 | 23.875 | 35.25 | 100 | 310 | 23 | 29.9375 |  |  |  |  | 31.125 | [7 empty] | 23.5625 | [8 empty] | 1 | 312 | 300 | UL1453 | Yes | Yes | Yes | No | Not Applicable | [5 empty] | 40301 | COM ELEC LT DUTY | 207465477
LE230LN3-3NLXX-264 | LE230LN | Bradford White | 671632560028 | Active | The ""-264"" indicates that this SKU comes with an Aluminum Anode Rod. | [9 empty] | No | Not Applicable | Not Applicable | Commercial Water Heating | Water Heating.Electric | 3 | 1 |  |  |  | 238-54649-00 |  |  |  | 238-36612-00 | [6 empty] | Electric | Electric Resistance | 208 | 3 |  | Indoor |  | Floor Mounted |  | No | Not Applicable | 150 | Not Applicable |  |  |  | 0.75 | No | [7 empty] | 5 kW |  | 41 | 0.92 | 28 | 26 | 21 | On/Off | Not Applicable | [6 empty] | 96 | 24.0625 | 23.875 | 35.25 | 100 | 310 | 23 | 29.9375 |  |  |  |  | 31.125 | [7 empty] | 23.5625 | [8 empty] | 1 | 312 | 300 | UL1453 | Yes | Yes | Yes | No | Not Applicable | [5 empty] | 40301 | COM ELEC LT DUTY | 207465477
LE230LN3-3NLXX-458 | LE230LN | Bradford White | 671632896004 | Active | The ""-458"" indicates that this SKU was designed and certified for Installation in Canada. | [9 empty] | No | Not Applicable | Not Applicable | Commercial Water Heating | Water Heating.Electric | 3 | 1 |  |  |  | 238-54649-00 |  |  |  | 238-36612-00 | [6 empty] | Electric | Electric Resistance | 208 | 3 |  | Indoor |  | Floor Mounted |  | No | Not Applicable | 150 | Not Applicable |  |  |  | 0.75 | No | [7 empty] | 5 kW |  |  |  | 27 |  | 21 | On/Off | Not Applicable | [6 empty] | 96 | 24.0625 | 23.875 | 35.25 | 100 | 319 | 23 | 29.9375 |  |  |  |  | 31.125 | [7 empty] | 23.5625 | [8 empty] | 1 | 312 | 300 | UL1453 | Yes | No | Yes | No | Not Applicable | 238-52552-00 |  |  |  | 238-45656-00 | 40301 | COM ELEC LT DUTY
LE230LN3-3NLYY | LE230LN | Bradford White | 671632558728 | Active | [10 empty] | No | Not Applicable | Not Applicable | Commercial Water Heating | Water Heating.Electric | 3 | 1 |  |  |  | 238-54649-00 |  |  |  | 238-36612-00 | [6 empty] | Electric | Electric Resistance | 208 | 3 |  | Indoor |  | Floor Mounted |  | No | Not Applicable | 150 | Not Applicable |  |  |  | 0.75 | No | [7 empty] | 5.5 kW |  | 41 | 0.92 | 28 | 26 | 23 | On/Off | Not Applicable | [6 empty] | 96 | 24.0625 | 23.875 | 35.25 | 100 | 310 | 23 | 29.9375 |  |  |  |  | 31.125 | [7 empty] | 23.5625 | [8 empty] | 1 | 312 | 300 | UL1453 | Yes | Yes | Yes | No | Not Applicable | [5 empty] | 40301 | COM ELEC LT DUTY | 207465477
LE230LN5-1NEPP | LE230LN | Bradford White | 671632570157 | Active | [10 empty] | No | Not Applicable | Not Applicable | Commercial Water Heating | Water Heating.Electric | 5 | 1 |  |  |  | 238-54649-00 |  |  |  | 238-36612-00 | [6 empty] | Electric | Electric Resistance | 277 | 1 |  | Indoor |  | Floor Mounted |  | No | Not Applicable | 150 | Not Applicable |  |  |  | 0.75 | No | [7 empty] | 3 kW |  | 41 | 0.92 | 28 | 26 | 12 | On/Off | Not Applicable | [6 empty] | 96 | 24.0625 | 23.875 | 35.25 | 100 | 310 | 23 | 29.9375 |  |  |  |  | 31.125 | [7 empty] | 23.5625 | [8 empty] | 1 | 312 | 300 | UL1453 | Yes | Yes | Yes | No | Not Applicable | [5 empty] | 40301 | COM ELEC LT DUTY | 207465477
LE230LN5-1NEWW | LE230LN | Bradford White | 671632575404 | Active | [10 empty] | No | Not Applicable | Not Applicable | Commercial Water Heating | Water Heating.Electric | 5 | 1 |  |  |  | 238-54649-00 |  |  |  | 238-36612-00 | [6 empty] | Electric | Electric Resistance | 277 | 1 |  | Indoor |  | Floor Mounted |  | No | Not Applicable | 150 | Not Applicable |  |  |  | 0.75 | No | [7 empty] | 4.5 kW |  | 41 | 0.92 | 28 | 26 | 19 | On/Off | Not Applicable | [6 empty] | 96 | 24.0625 | 23.875 | 35.25 | 100 | 310 | 23 | 29.9375 |  |  |  |  | 31.125 | [7 empty] | 23.5625 | [8 empty] | 1 | 312 | 300 | UL1453 | Yes | Yes | Yes | No | Not Applicable | [5 empty] | 40301 | COM ELEC LT DUTY | 207465477
LE230LN5-3NCMM | LE230LN | Bradford White | 671632638130 | Active | [10 empty] | No | Not Applicable | Not Applicable | Commercial Water Heating | Water Heating.Electric | 5 | 1 |  |  |  | 238-54649-00 |  |  |  | 238-36612-00 | [6 empty] | Electric | Electric Resistance | 240/208 | 3 |  | Indoor |  | Floor Mounted |  | No | Not Applicable | 150 | Not Applicable |  |  |  | 0.75 | No | [7 empty] | 2/1.5 kW |  | 41 | 0.92 | 28 | 26 | 8/6 | On/Off | Not Applicable | [6 empty] | 96 | 24.0625 | 23.875 | 35.25 | 100 | 310 | 23 | 29.9375 |  |  |  |  | 31.125 | [7 empty] | 23.5625 | [8 empty] | 1 | 312 | 300 | UL1453 | Yes | Yes | Yes | No | Not Applicable | [5 empty] | 40301 | COM ELEC LT DUTY | 207465477
LE230LN5-3NCNN | LE230LN | Bradford White | 671632614479 | Active | [10 empty] | No | Not Applicable | Not Applicable | Commercial Water Heating | Water Heating.Electric | 5 | 1 |  |  |  | 238-54649-00 |  |  |  | 238-36612-00 | [6 empty] | Electric | Electric Resistance | 240/208 | 3 |  | Indoor |  | Floor Mounted |  | No | Not Applicable | 150 | Not Applicable |  |  |  | 0.75 | No | [7 empty] | 2.5/2 kW |  | 41 | 0.92 | 28 | 26 | 10/8 | On/Off | Not Applicable | [6 empty] | 65 | 24.0625 | 23.875 | 35.25 | 68 | 279 | 23 | 29.9375 |  |  |  |  | 31.125 | [7 empty] | 23.5625 | [8 empty] | 1 | 312 | 300 | UL1453 | Yes | Yes | Yes | No | Not Applicable | [5 empty] | 40301 | COM ELEC LT DUTY | 207465477
LE230LN5-3NCWW | LE230LN | Bradford White | 671632559633 | Active | [10 empty] | No | Not Applicable | Not Applicable | Commercial Water Heating | Water Heating.Electric | 5 | 1 |  |  |  | 238-54649-00 |  |  |  | 238-36612-00 | [6 empty] | Electric | Electric Resistance | 240/208 | 3 |  | Indoor |  | Floor Mounted |  | No | Not Applicable | 150 | Not Applicable |  |  |  | 0.75 | No | [7 empty] | 4.5/3.5 kW |  | 41 | 0.92 | 28 | 26 | 19/14 | On/Off | Not Applicable | [6 empty] | 96 | 24.0625 | 23.875 | 35.25 | 100 | 310 | 23 | 29.9375 |  |  |  |  | 31.125 | [7 empty] | 23.5625 | [8 empty] | 1 | 312 | 300 | UL1453 | Yes | Yes | Yes | No | Not Applicable | [5 empty] | 40301 | COM ELEC LT DUTY | 207465477
LE230LN5-3NCYY | LE230LN | Bradford White | 671632628018 | Active | [10 empty] | No | Not Applicable | Not Applicable | Commercial Water Heating | Water Heating.Electric | 5 | 1 |  |  |  | 238-54649-00 |  |  |  | 238-36612-00 | [6 empty] | Electric | Electric Resistance | 240/208 | 3 |  | Indoor |  | Floor Mounted |  | No | Not Applicable | 150 | Not Applicable |  |  |  | 0.75 | No | [7 empty] | 5.5/4 kW |  | 41 | 0.92 | 28 | 26 | 23/17 | On/Off | Not Applicable | [6 empty] | 96 | 24.0625 | 23.875 | 35.25 | 100 | 310 | 23 | 29.9375 |  |  |  |  | 31.125 | [7 empty] | 23.5625 | [8 empty] | 1 | 312 | 300 | UL1453 | Yes | Yes | Yes | No | Not Applicable | [5 empty] | 40301 | COM ELEC LT DUTY | 207465477
LE230LN5-3NCZZ | LE230LN | Bradford White | 671632619986 | Active | [10 empty] | No | Not Applicable | Not Applicable | Commercial Water Heating | Water Heating.Electric | 5 | 1 |  |  |  | 238-54649-00 |  |  |  | 238-36612-00 | [6 empty] | Electric | Electric Resistance | 240/208 | 3 |  | Indoor |  | Floor Mounted |  | No | Not Applicable | 150 | Not Applicable |  |  |  | 0.75 | No | [7 empty] | 6/4.5 kW |  | 41 | 0.92 | 28 | 26 | 25/19 | On/Off | Not Applicable | [6 empty] | 96 | 24.0625 | 23.875 | 35.25 | 100 | 310 | 23 | 29.9375 |  |  |  |  | 31.125 | [7 empty] | 23.5625 | [8 empty] | 1 | 312 | 300 | UL1453 | Yes | Yes | Yes | No | Not Applicable | [5 empty] | 40301 | COM ELEC LT DUTY | 207465477
LE230LN5-3NHPP | LE230LN | Bradford White | 671632570379 | Active | [10 empty] | No | Not Applicable | Not Applicable | Commercial Water Heating | Water Heating.Electric | 5 | 1 |  |  |  | 238-54649-00 |  |  |  | 238-36612-00 | [6 empty] | Electric | Electric Resistance | 480 | 3 |  | Indoor |  | Floor Mounted |  | No | Not Applicable | 150 | Not Applicable |  |  |  | 0.75 | No | [7 empty] | 3 kW |  | 41 | 0.92 | 28 | 26 | 12 | On/Off | Not Applicable | [6 empty] | 96 | 24.0625 | 23.875 | 35.25 | 100 | 310 | 23 | 29.9375 |  |  |  |  | 31.125 | [7 empty] | 23.5625 | [8 empty] | 1 | 312 | 300 | UL1453 | Yes | Yes | Yes | No | Not Applicable | [5 empty] | 40301 | COM ELEC LT DUTY | 207465477
LE230LN5-3NHTT-264 | LE230LN | Bradford White | 671632561384 | Active | The ""-264"" indicates that this SKU comes with an Aluminum Anode Rod. | [9 empty] | No | Not Applicable | Not Applicable | Commercial Water Heating | Water Heating.Electric | 5 | 1 |  |  |  | 238-54649-00 |  |  |  | 238-36612-00 | [6 empty] | Electric | Electric Resistance | 480 | 3 |  | Indoor |  | Floor Mounted |  | No | Not Applicable | 150 | Not Applicable |  |  |  | 0.75 | No | [7 empty] | 4 kW |  | 41 | 0.92 | 28 | 26 | 17 | On/Off | Not Applicable | [6 empty] | 96 | 24.0625 | 23.875 | 35.25 | 100 | 310 | 23 | 29.9375 |  |  |  |  | 31.125 | [7 empty] | 23.5625 | [8 empty] | 1 | 312 | 300 | UL1453 | Yes | Yes | Yes | No | Not Applicable | [5 empty] | 40301 | COM ELEC LT DUTY | 207465477
LE230LN5-3NHZZ | LE230LN | Bradford White | 671632623440 | Active | [10 empty] | No | Not Applicable | Not Applicable | Commercial Water Heating | Water Heating.Electric | 5 | 1 |  |  |  | 238-54649-00 |  |  |  | 238-36612-00 | [6 empty] | Electric | Electric Resistance | 480 | 3 |  | Indoor |  | Floor Mounted |  | No | Not Applicable | 150 | Not Applicable |  |  |  | 0.75 | No | [7 empty] | 6 kW |  | 41 | 0.92 | 28 | 26 | 25 | On/Off | Not Applicable | [6 empty] | 96 | 24.0625 | 23.875 | 35.25 | 100 | 310 | 23 | 29.9375 |  |  |  |  | 31.125 | [7 empty] | 23.5625 | [8 empty] | 1 | 312 | 300 | UL1453 | Yes | Yes | Yes | No | Not Applicable | [5 empty] | 40301 | COM ELEC LT DUTY | 207465477
LE230LN5-3NLWW | LE230LN | Bradford White | 671632557905 | Active | [10 empty] | No | Not Applicable | Not Applicable | Commercial Water Heating | Water Heating.Electric | 5 | 1 |  |  |  | 238-54649-00 |  |  |  | 238-36612-00 | [6 empty] | Electric | Electric Resistance | 208 | 3 |  | Indoor |  | Floor Mounted |  | No | Not Applicable | 150 | Not Applicable |  |  |  | 0.75 | No | [7 empty] | 4.5 kW |  | 41 | 0.92 | 28 | 26 | 19 | On/Off | Not Applicable | [6 empty] | 96 | 24.0625 | 23.875 | 35.25 | 100 | 310 | 23 | 29.9375 |  |  |  |  | 31.125 | [7 empty] | 23.5625 | [8 empty] | 1 | 312 | 300 | UL1453 | Yes | Yes | Yes | No | Not Applicable | [5 empty] | 40301 | COM ELEC LT DUTY | 207465477
LE230LN5-3NLYY | LE230LN | Bradford White | 671632652501 | Active | [10 empty] | No | Not Applicable | Not Applicable | Commercial Water Heating | Water Heating.Electric | 5 | 1 |  |  |  | 238-54649-00 |  |  |  | 238-36612-00 | [6 empty] | Electric | Electric Resistance | 208 | 3 |  | Indoor |  | Floor Mounted |  | No | Not Applicable | 150 | Not Applicable |  |  |  | 0.75 | No | [7 empty] | 5.5 kW |  | 41 | 0.92 | 28 | 26 | 23 | On/Off | Not Applicable | [6 empty] | 96 | 24.0625 | 23.875 | 35.25 | 100 | 310 | 23 | 29.9375 |  |  |  |  | 31.125 | [7 empty] | 23.5625 | [8 empty] | 1 | 312 | 300 | UL1453 | Yes | Yes | Yes | No | Not Applicable | [5 empty] | 40301 | COM ELEC LT DUTY | 207465477
LE230S3-3NCWW | LE230S | Bradford White | 671632805884 | Phase Out | [10 empty] | No | Not Applicable |  | Commercial Water Heating | Water Heating.Electric | 3 | 1 |  |  |  | 238-54649-00 |  |  |  | 238-36612-00 | [6 empty] | Electric | Electric Resistance | 240/208 | 3 |  | Indoor |  | Floor Mounted |  | No | Not Applicable | 150 | Not Applicable |  |  |  | 0.75 | No | [7 empty] | 4.5/3.5 kW |  |  |  | 30 |  | 19/14 | On/Off | Not Applicable | [6 empty] | 90 | 19.125 | 19.125 | 51.5 | 94 | 337 | 18 | 47.125 |  |  |  |  | 47.75 | 47.75 | 47.75 | 8 |  |  |  |  | 47.4375 | [8 empty] | 1 | 320 | 310 | UL1453 | Yes | No | Yes | No | Not Applicable
LE240LN3-1NALL | LE240LN | Bradford White | 671632575251 | Active | [10 empty] | No | Not Applicable | Not Applicable | Commercial Water Heating | Water Heating.Electric | 3 | 1 |  |  |  | 238-54649-00 |  |  |  | 238-36612-00 | [6 empty] | Electric | Electric Resistance | 120 | 1 |  | Indoor |  | Floor Mounted |  | No | Not Applicable | 150 | Not Applicable |  |  |  | 0.75 | No | [7 empty] | 1.5 kW |  | 45 | 0.92 | 37 | 34 | 6 | On/Off | Not Applicable | [6 empty] | 140 | 24.94 | 24.75 | 37.13 | 146 | 420 | 24.5 | 31.5 |  |  |  |  | 33.9375 | [7 empty] | 23.5625 | [8 empty] | 1 | 136 | 180 | UL1453 | Yes | Yes | Yes | No | Not Applicable | [5 empty] | 40301 | COM ELEC LT DUTY | 207465478
LE240LN3-1NALL-458 | LE240LN | Bradford White | 671632567973 | Active | The ""-458"" indicates that this SKU was designed and certified for Installation in Canada. | [9 empty] | No | Not Applicable | Not Applicable | Commercial Water Heating | Water Heating.Electric | 3 | 1 |  |  |  | 238-54649-00 |  |  |  | 238-36612-00 | [6 empty] | Electric | Electric Resistance | 120 | 1 |  | Indoor |  | Floor Mounted |  | No | Not Applicable | 150 | Not Applicable |  |  |  | 0.75 | No | [7 empty] | 1.5 kW |  |  |  | 35 |  | 6 | On/Off | Not Applicable | [6 empty] | 140 | 24.94 | 24.75 | 37.13 | 146 | 429 | 24.5 | 31.5 |  |  |  |  | 33.9375 | [7 empty] | 23.5625 | [8 empty] | 1 | 136 | 180 | UL1453 | Yes | No | Yes | No | Not Applicable | 238-52552-00 |  |  |  | 238-45656-00 | 40301 | COM ELEC LT DUTY
LE240LN3-1NENN | LE240LN | Bradford White | 671632622962 | Active | [10 empty] | No | Not Applicable | Not Applicable | Commercial Water Heating | Water Heating.Electric | 3 | 1 |  |  |  | 238-54649-00 |  |  |  | 238-36612-00 | [6 empty] | Electric | Electric Resistance | 277 | 1 |  | Indoor |  | Floor Mounted |  | No | Not Applicable | 150 | Not Applicable |  |  |  | 0.75 | No | [7 empty] | 2.5 kW |  | 45 | 0.92 | 37 | 34 | 10 | On/Off | Not Applicable | [6 empty] | 140 | 24.94 | 24.75 | 37.13 | 146 | 420 | 24.5 | 31.5 |  |  |  |  | 33.9375 | [7 empty] | 23.5625 | [8 empty] | 1 | 136 | 180 | UL1453 | Yes | Yes | Yes | No | Not Applicable | [5 empty] | 40301 | COM ELEC LT DUTY | 207465478
LE240LN3-1NEPP | LE240LN | Bradford White | 671632558070 | Active | [10 empty] | No | Not Applicable | Not Applicable | Commercial Water Heating | Water Heating.Electric | 3 | 1 |  |  |  | 238-54649-00 |  |  |  | 238-36612-00 | [6 empty] | Electric | Electric Resistance | 277 | 1 |  | Indoor |  | Floor Mounted |  | No | Not Applicable | 150 | Not Applicable |  |  |  | 0.75 | No | [7 empty] | 3 kW |  | 45 | 0.92 | 37 | 34 | 12 | On/Off | Not Applicable | [6 empty] | 140 | 24.94 | 24.75 | 37.13 | 146 | 420 | 24.5 | 31.5 |  |  |  |  | 33.9375 | [7 empty] | 23.5625 | [8 empty] | 1 | 136 | 180 | UL1453 | Yes | Yes | Yes | No | Not Applicable | [5 empty] | 40301 | COM ELEC LT DUTY | 207465478
LE240LN3-1NETT | LE240LN | Bradford White | 671632619382 | Active | [10 empty] | No | Not Applicable | Not Applicable | Commercial Water Heating | Water Heating.Electric | 3 | 1 |  |  |  | 238-54649-00 |  |  |  | 238-36612-00 | [6 empty] | Electric | Electric Resistance | 277 | 1 |  | Indoor |  | Floor Mounted |  | No | Not Applicable | 150 | Not Applicable |  |  |  | 0.75 | No | [7 empty] | 4 kW |  | 45 | 0.92 | 37 | 34 | 17 | On/Off | Not Applicable | [6 empty] | 140 | 24.94 | 24.75 | 37.13 | 146 | 420 | 24.5 | 31.5 |  |  |  |  | 33.9375 | [7 empty] | 23.5625 | [8 empty] | 1 | 136 | 180 | UL1453 | Yes | Yes | Yes | No | Not Applicable | [5 empty] | 40301 | COM ELEC LT DUTY | 207465478
LE240LN3-1NEWW | LE240LN | Bradford White | 671632560219 | Active | [10 empty] | No | Not Applicable | Not Applicable | Commercial Water Heating | Water Heating.Electric | 3 | 1 |  |  |  | 238-54649-00 |  |  |  | 238-36612-00 | [6 empty] | Electric | Electric Resistance | 277 | 1 |  | Indoor |  | Floor Mounted |  | No | Not Applicable | 150 | Not Applicable |  |  |  | 0.75 | No | [7 empty] | 4.5 kW |  | 45 | 0.92 | 37 | 34 | 19 | On/Off | Not Applicable | [6 empty] | 140 | 24.94 | 24.75 | 37.13 | 146 | 420 | 24.5 | 31.5 |  |  |  |  | 33.9375 | [7 empty] | 23.5625 | [8 empty] | 1 | 136 | 180 | UL1453 | Yes | Yes | Yes | No | Not Applicable | [5 empty] | 40301 | COM ELEC LT DUTY | 207465478
LE240LN3-1NEXX | LE240LN | Bradford White | 671632622696 | Active | [10 empty] | No | Not Applicable | Not Applicable | Commercial Water Heating | Water Heating.Electric | 3 | 1 |  |  |  | 238-54649-00 |  |  |  | 238-36612-00 | [6 empty] | Electric | Electric Resistance | 277 | 1 |  | Indoor |  | Floor Mounted |  | No | Not Applicable | 150 | Not Applicable |  |  |  | 0.75 | No | [7 empty] | 5 kW |  | 45 | 0.92 | 37 | 34 | 21 | On/Off | Not Applicable | [6 empty] | 140 | 24.94 | 24.75 | 37.13 | 146 | 420 | 24.5 | 31.5 |  |  |  |  | 33.9375 | [7 empty] | 23.5625 | [8 empty] | 1 | 136 | 180 | UL1453 | Yes | Yes | Yes | No | Not Applicable | [5 empty] | 40301 | COM ELEC LT DUTY | 207465478
LE240LN3-1NEZZ | LE240LN | Bradford White | 671632559381 | Active | [10 empty] | No | Not Applicable | Not Applicable | Commercial Water Heating | Water Heating.Electric | 3 | 1 |  |  |  | 238-54649-00 |  |  |  | 238-36612-00 | [6 empty] | Electric | Electric Resistance | 277 | 1 |  | Indoor |  | Floor Mounted |  | No | Not Applicable | 150 | Not Applicable |  |  |  | 0.75 | No | [7 empty] | 6 kW |  | 45 | 0.92 | 37 | 34 | 25 | On/Off | Not Applicable | [6 empty] | 140 | 24.94 | 24.75 | 37.13 | 146 | 420 | 24.5 | 31.5 |  |  |  |  | 33.9375 | [7 empty] | 23.5625 | [8 empty] | 1 | 136 | 180 | UL1453 | Yes | Yes | Yes | No | Not Applicable | [5 empty] | 40301 | COM ELEC LT DUTY | 207465478
LE240LN3-3NCMM | LE240LN | Bradford White | 671632623969 | Active | [10 empty] | No | Not Applicable | Not Applicable | Commercial Water Heating | Water Heating.Electric | 3 | 1 |  |  |  | 238-54649-00 |  |  |  | 238-36612-00 | [6 empty] | Electric | Electric Resistance | 240/208 | 3 |  | Indoor |  | Floor Mounted |  | No | Not Applicable | 150 | Not Applicable |  |  |  | 0.75 | No | [7 empty] | 2/1.5 kW |  | 45 | 0.92 | 37 | 34 | 8/6 | On/Off | Not Applicable | [6 empty] | 140 | 24.94 | 24.75 | 37.13 | 146 | 420 | 24.5 | 31.5 |  |  |  |  | 33.9375 | [7 empty] | 23.5625 | [8 empty] | 1 | 136 | 180 | UL1453 | Yes | Yes | Yes | No | Not Applicable | [5 empty] | 40301 | COM ELEC LT DUTY | 207465478
LE240LN3-3NCMM-458 | LE240LN | Bradford White | 671632614554 | Active | The ""-458"" indicates that this SKU was designed and certified for Installation in Canada. | [9 empty] | No | Not Applicable | Not Applicable | Commercial Water Heating | Water Heating.Electric | 3 | 1 |  |  |  | 238-54649-00 |  |  |  | 238-36612-00 | [6 empty] | Electric | Electric Resistance | 240/208 | 3 |  | Indoor |  | Floor Mounted |  | No | Not Applicable | 150 | Not Applicable |  |  |  | 0.75 | No | [7 empty] | 2/1.5 kW |  |  |  | 35 |  | 8/6 | On/Off | Not Applicable | [6 empty] | 140 | 24.94 | 24.75 | 37.13 | 146 | 429 | 24.5 | 31.5 |  |  |  |  | 33.9375 | [7 empty] | 23.5625 | [8 empty] | 1 | 136 | 180 | UL1453 | Yes | No | Yes | No | Not Applicable | 238-52552-00 |  |  |  | 238-45656-00 | 40301 | COM ELEC LT DUTY
LE240LN3-3NCNN | LE240LN | Bradford White | 671632575176 | Active | [10 empty] | No | Not Applicable | Not Applicable | Commercial Water Heating | Water Heating.Electric | 3 | 1 |  |  |  | 238-54649-00 |  |  |  | 238-36612-00 | [6 empty] | Electric | Electric Resistance | 240/208 | 3 |  | Indoor |  | Floor Mounted |  | No | Not Applicable | 150 | Not Applicable |  |  |  | 0.75 | No | [7 empty] | 2.5/2 kW |  | 45 | 0.92 | 37 | 34 | 10/8 | On/Off | Not Applicable | [6 empty] | 140 | 24.94 | 24.75 | 37.13 | 146 | 420 | 24.5 | 31.5 |  |  |  |  | 33.9375 | [7 empty] | 23.5625 | [8 empty] | 1 | 136 | 180 | UL1453 | Yes | Yes | Yes | No | Not Applicable | [5 empty] | 40301 | COM ELEC LT DUTY | 207465478
LE240LN3-3NCNN-458 | LE240LN | Bradford White | 671632132522 | Active | The ""-458"" indicates that this SKU was designed and certified for Installation in Canada. | [9 empty] | No | Not Applicable | Not Applicable | Commercial Water Heating | Water Heating.Electric | 3 | 1 |  |  |  | 238-54649-00 |  |  |  | 238-36612-00 | [6 empty] | Electric | Electric Resistance | 240/208 | 3 |  | Indoor |  | Floor Mounted |  | No | Not Applicable | 150 | Not Applicable |  |  |  | 0.75 | No | [7 empty] | 2.5/2 kW |  |  |  | 35 |  | 10/8 | On/Off | Not Applicable | [6 empty] | 140 | 24.94 | 24.75 | 37.13 | 146 | 429 | 24.5 | 31.5 |  |  |  |  | 33.9375 | [7 empty] | 23.5625 | [8 empty] | 1 | 136 | 180 | UL1453 | Yes | No | Yes | No | Not Applicable | 238-52552-00 |  |  |  | 238-45656-00 | 40301 | COM ELEC LT DUTY
LE240LN3-3NCPP | LE240LN | Bradford White | 671632568888 | Active | [10 empty] | No | Not Applicable | Not Applicable | Commercial Water Heating | Water Heating.Electric | 3 | 1 |  |  |  | 238-54649-00 |  |  |  | 238-36612-00 | [6 empty] | Electric | Electric Resistance | 240 | 3 |  | Indoor |  | Floor Mounted |  | No | Not Applicable | 150 | Not Applicable |  |  |  | 0.75 | No | [7 empty] | 3 kW |  | 45 | 0.92 | 37 | 34 | 12 | On/Off | Not Applicable | [6 empty] | 140 | 24.94 | 24.75 | 37.13 | 146 | 420 | 24.5 | 31.5 |  |  |  |  | 33.9375 | [7 empty] | 23.5625 | [8 empty] | 1 | 136 | 180 | UL1453 | Yes | Yes | Yes | No | Not Applicable | [5 empty] | 40301 | COM ELEC LT DUTY | 207465478
LE240LN3-3NCPP-458 | LE240LN | Bradford White | 671632883462 | Active | The ""-458"" indicates that this SKU was designed and certified for Installation in Canada. | [9 empty] | No | Not Applicable | Not Applicable | Commercial Water Heating | Water Heating.Electric | 3 | 1 |  |  |  | 238-54649-00 |  |  |  | 238-36612-00 | [6 empty] | Electric | Electric Resistance | 240 | 3 |  | Indoor |  | Floor Mounted |  | No | Not Applicable | 150 | Not Applicable |  |  |  | 0.75 | No | [7 empty] | 3 kW |  |  |  | 35 |  | 12 | On/Off | Not Applicable | [6 empty] | 140 | 24.94 | 24.75 | 37.13 | 146 | 429 | 24.5 | 31.5 |  |  |  |  | 33.9375 | [7 empty] | 23.5625 | [8 empty] | 1 | 136 | 180 | UL1453 | Yes | No | Yes | No | Not Applicable | 238-52552-00 |  |  |  | 238-45656-00 | 40301 | COM ELEC LT DUTY
LE240LN3-3NCRR | LE240LN | Bradford White | 671632561247 | Active | [10 empty] | No | Not Applicable | Not Applicable | Commercial Water Heating | Water Heating.Electric | 3 | 1 |  |  |  | 238-54649-00 |  |  |  | 238-36612-00 | [6 empty] | Electric | Electric Resistance | 240/208 | 3 |  | Indoor |  | Floor Mounted |  | No | Not Applicable | 150 | Not Applicable |  |  |  | 0.75 | No | [7 empty] | 3.5/2.5 kW |  | 45 | 0.92 | 37 | 34 | 14/10 | On/Off | Not Applicable | [6 empty] | 140 | 24.94 | 24.75 | 37.13 | 146 | 420 | 24.5 | 31.5 |  |  |  |  | 33.9375 | [7 empty] | 23.5625 | [8 empty] | 1 | 136 | 180 | UL1453 | Yes | Yes | Yes | No | Not Applicable | [5 empty] | 40301 | COM ELEC LT DUTY | 207465478
LE240LN3-3NCRR-458 | LE240LN | Bradford White | 671632895113 | Active | The ""-458"" indicates that this SKU was designed and certified for Installation in Canada. | [9 empty] | No | Not Applicable | Not Applicable | Commercial Water Heating | Water Heating.Electric | 3 | 1 |  |  |  | 238-54649-00 |  |  |  | 238-36612-00 | [6 empty] | Electric | Electric Resistance | 240/208 | 3 |  | Indoor |  | Floor Mounted |  | No | Not Applicable | 150 | Not Applicable |  |  |  | 0.75 | No | [7 empty] | 3.5/2.5 kW |  |  |  | 35 |  | 14/10 | On/Off | Not Applicable | [6 empty] | 140 | 24.94 | 24.75 | 37.13 | 146 | 429 | 24.5 | 31.5 |  |  |  |  | 33.9375 | [7 empty] | 23.5625 | [8 empty] | 1 | 136 | 180 | UL1453 | Yes | No | Yes | No | Not Applicable | 238-52552-00 |  |  |  | 238-45656-00 | 40301 | COM ELEC LT DUTY
LE240LN3-3NCTT | LE240LN | Bradford White | 671632555970 | Active | [10 empty] | No | Not Applicable | Not Applicable | Commercial Water Heating | Water Heating.Electric | 3 | 1 |  |  |  | 238-54649-00 |  |  |  | 238-36612-00 | [6 empty] | Electric | Electric Resistance | 240/208 | 3 |  | Indoor |  | Floor Mounted |  | No | Not Applicable | 150 | Not Applicable |  |  |  | 0.75 | No | [7 empty] | 4/3 kW |  | 45 | 0.92 | 37 | 34 | 17/12 | On/Off | Not Applicable | [6 empty] | 140 | 24.94 | 24.75 | 37.13 | 146 | 420 | 24.5 | 31.5 |  |  |  |  | 33.9375 | [7 empty] | 23.5625 | [8 empty] | 1 | 136 | 180 | UL1453 | Yes | Yes | Yes | No | Not Applicable | [5 empty] | 40301 | COM ELEC LT DUTY | 207465478
LE240LN3-3NCTT-264 | LE240LN | Bradford White | 671632560530 | Active | The ""-264"" indicates that this SKU comes with an Aluminum Anode Rod. | [9 empty] | No | Not Applicable | Not Applicable | Commercial Water Heating | Water Heating.Electric | 3 | 1 |  |  |  | 238-54649-00 |  |  |  | 238-36612-00 | [6 empty] | Electric | Electric Resistance | 240/208 | 3 |  | Indoor |  | Floor Mounted |  | No | Not Applicable | 150 | Not Applicable |  |  |  | 0.75 | No | [7 empty] | 4/3 kW |  | 45 | 0.92 | 37 | 34 | 17/12 | On/Off | Not Applicable | [6 empty] | 140 | 24.94 | 24.75 | 37.13 | 146 | 420 | 24.5 | 31.5 |  |  |  |  | 33.9375 | [7 empty] | 23.5625 | [8 empty] | 1 | 136 | 180 | UL1453 | Yes | Yes | Yes | No | Not Applicable | [5 empty] | 40301 | COM ELEC LT DUTY | 207465478
LE240LN3-3NCTT-458 | LE240LN | Bradford White | 671632900336 | Active | The ""-458"" indicates that this SKU was designed and certified for Installation in Canada. | [9 empty] | No | Not Applicable | Not Applicable | Commercial Water Heating | Water Heating.Electric | 3 | 1 |  |  |  | 238-54649-00 |  |  |  | 238-36612-00 | [6 empty] | Electric | Electric Resistance | 240/208 | 3 |  | Indoor |  | Floor Mounted |  | No | Not Applicable | 150 | Not Applicable |  |  |  | 0.75 | No | [7 empty] | 4/3 kW |  |  |  | 35 |  | 17/12 | On/Off | Not Applicable | [6 empty] | 140 | 24.94 | 24.75 | 37.13 | 146 | 429 | 24.5 | 31.5 |  |  |  |  | 33.9375 | [7 empty] | 23.5625 | [8 empty] | 1 | 136 | 180 | UL1453 | Yes | No | Yes | No | Not Applicable | 238-52552-00 |  |  |  | 238-45656-00 | 40301 | COM ELEC LT DUTY
LE240LN3-3NCWW | LE240LN | Bradford White | 671632552870 | Active | [10 empty] | No | Not Applicable | Not Applicable | Commercial Water Heating | Water Heating.Electric | 3 | 1 |  |  |  | 238-54649-00 |  |  |  | 238-36612-00 | [6 empty] | Electric | Electric Resistance | 240/208 | 3 |  | Indoor |  | Floor Mounted |  | No | Not Applicable | 150 | Not Applicable |  |  |  | 0.75 | No | [7 empty] | 4.5/3.5 kW |  | 45 | 0.92 | 37 | 34 | 19/14 | On/Off | Not Applicable | [6 empty] | 140 | 24.94 | 24.75 | 37.13 | 146 | 420 | 24.5 | 31.5 |  |  |  |  | 33.9375 | [7 empty] | 23.5625 | [8 empty] | 1 | 136 | 180 | UL1453 | Yes | Yes | Yes | No | Not Applicable | [5 empty] | 40301 | COM ELEC LT DUTY | 207465478
LE240LN3-3NCWW-264 | LE240LN | Bradford White | 671632556243 | Active | The ""-264"" indicates that this SKU comes with an Aluminum Anode Rod. | [9 empty] | No | Not Applicable | Not Applicable | Commercial Water Heating | Water Heating.Electric | 3 | 1 |  |  |  | 238-54649-00 |  |  |  | 238-36612-00 | [6 empty] | Electric | Electric Resistance | 240/208 | 3 |  | Indoor |  | Floor Mounted |  | No | Not Applicable | 150 | Not Applicable |  |  |  | 0.75 | No | [7 empty] | 4.5/3.5 kW |  | 45 | 0.92 | 37 | 34 | 19/14 | On/Off | Not Applicable | [6 empty] | 140 | 24.94 | 24.75 | 37.13 | 146 | 420 | 24.5 | 31.5 |  |  |  |  | 33.9375 | [7 empty] | 23.5625 | [8 empty] | 1 | 136 | 180 | UL1453 | Yes | Yes | Yes | No | Not Applicable | [5 empty] | 40301 | COM ELEC LT DUTY | 207465478
LE240LN3-3NCWW-458 | LE240LN | Bradford White | 671632879960 | Active | The ""-458"" indicates that this SKU was designed and certified for Installation in Canada. | [9 empty] | No | Not Applicable | Not Applicable | Commercial Water Heating | Water Heating.Electric | 3 | 1 |  |  |  | 238-54649-00 |  |  |  | 238-36612-00 | [6 empty] | Electric | Electric Resistance | 240/208 | 3 |  | Indoor |  | Floor Mounted |  | No | Not Applicable | 150 | Not Applicable |  |  |  | 0.75 | No | [7 empty] | 4.5/3.5 kW |  |  |  | 35 |  | 19/14 | On/Off | Not Applicable | [6 empty] | 140 | 24.94 | 24.75 | 37.13 | 146 | 429 | 24.5 | 31.5 |  |  |  |  | 33.9375 | [7 empty] | 23.5625 | [8 empty] | 1 | 136 | 180 | UL1453 | Yes | No | Yes | No | Not Applicable | 238-52552-00 |  |  |  | 238-45656-00 | 40301 | COM ELEC LT DUTY
LE240LN3-3NCXX | LE240LN | Bradford White | 671632634408 | Active | [10 empty] | No | Not Applicable | Not Applicable | Commercial Water Heating | Water Heating.Electric | 3 | 1 |  |  |  | 238-54649-00 |  |  |  | 238-36612-00 | [6 empty] | Electric | Electric Resistance | 240 | 3 |  | Indoor |  | Floor Mounted |  | No | Not Applicable | 150 | Not Applicable |  |  |  | 0.75 | No | [7 empty] | 5 kW |  | 45 | 0.92 | 37 | 34 | 21 | On/Off | Not Applicable | [6 empty] | 140 | 24.94 | 24.75 | 37.13 | 146 | 420 | 24.5 | 31.5 |  |  |  |  | 33.9375 | [7 empty] | 23.5625 | [8 empty] | 1 | 136 | 180 | UL1453 | Yes | Yes | Yes | No | Not Applicable | [5 empty] | 40301 | COM ELEC LT DUTY | 207465478
LE240LN3-3NCXX-458 | LE240LN | Bradford White | 671632558339 | Active | The ""-458"" indicates that this SKU was designed and certified for Installation in Canada. | [9 empty] | No | Not Applicable | Not Applicable | Commercial Water Heating | Water Heating.Electric | 3 | 1 |  |  |  | 238-54649-00 |  |  |  | 238-36612-00 | [6 empty] | Electric | Electric Resistance | 240 | 3 |  | Indoor |  | Floor Mounted |  | No | Not Applicable | 150 | Not Applicable |  |  |  | 0.75 | No | [7 empty] | 5 kW |  |  |  | 35 |  | 21 | On/Off | Not Applicable | [6 empty] | 140 | 24.94 | 24.75 | 37.13 | 146 | 429 | 24.5 | 31.5 |  |  |  |  | 33.9375 | [7 empty] | 23.5625 | [8 empty] | 1 | 136 | 180 | UL1453 | Yes | No | Yes | No | Not Applicable | 238-52552-00 |  |  |  | 238-45656-00 | 40301 | COM ELEC LT DUTY
LE240LN3-3NCYY | LE240LN | Bradford White | 671632568505 | Active | [10 empty] | No | Not Applicable | Not Applicable | Commercial Water Heating | Water Heating.Electric | 3 | 1 |  |  |  | 238-54649-00 |  |  |  | 238-36612-00 | [6 empty] | Electric | Electric Resistance | 240/208 | 3 |  | Indoor |  | Floor Mounted |  | No | Not Applicable | 150 | Not Applicable |  |  |  | 0.75 | No | [7 empty] | 5.5/4 kW |  | 45 | 0.92 | 37 | 34 | 23/17 | On/Off | Not Applicable | [6 empty] | 140 | 24.94 | 24.75 | 37.13 | 146 | 420 | 24.5 | 31.5 |  |  |  |  | 33.9375 | [7 empty] | 23.5625 | [8 empty] | 1 | 136 | 180 | UL1453 | Yes | Yes | Yes | No | Not Applicable | [5 empty] | 40301 | COM ELEC LT DUTY | 207465478
LE240LN3-3NCYY-458 | LE240LN | Bradford White | 671632130856 | Active | The ""-458"" indicates that this SKU was designed and certified for Installation in Canada. | [9 empty] | No | Not Applicable | Not Applicable | Commercial Water Heating | Water Heating.Electric | 3 | 1 |  |  |  | 238-54649-00 |  |  |  | 238-36612-00 | [6 empty] | Electric | Electric Resistance | 240/208 | 3 |  | Indoor |  | Floor Mounted |  | No | Not Applicable | 150 | Not Applicable |  |  |  | 0.75 | No | [7 empty] | 5.5/4 kW |  |  |  | 35 |  | 23/17 | On/Off | Not Applicable | [6 empty] | 140 | 24.94 | 24.75 | 37.13 | 146 | 429 | 24.5 | 31.5 |  |  |  |  | 33.9375 | [7 empty] | 23.5625 | [8 empty] | 1 | 136 | 180 | UL1453 | Yes | No | Yes | No | Not Applicable | 238-52552-00 |  |  |  | 238-45656-00 | 40301 | COM ELEC LT DUTY
LE240LN3-3NCZZ | LE240LN | Bradford White | 671632557929 | Active | [10 empty] | No | Not Applicable | Not Applicable | Commercial Water Heating | Water Heating.Electric | 3 | 1 |  |  |  | 238-54649-00 |  |  |  | 238-36612-00 | [6 empty] | Electric | Electric Resistance | 240/208 | 3 |  | Indoor |  | Floor Mounted |  | No | Not Applicable | 150 | Not Applicable |  |  |  | 0.75 | No | [7 empty] | 6/4.5 kW |  | 45 | 0.92 | 37 | 34 | 25/19 | On/Off | Not Applicable | [6 empty] | 140 | 24.94 | 24.75 | 37.13 | 146 | 420 | 24.5 | 31.5 |  |  |  |  | 33.9375 | [7 empty] | 23.5625 | [8 empty] | 1 | 136 | 180 | UL1453 | Yes | Yes | Yes | No | Not Applicable | [5 empty] | 40301 | COM ELEC LT DUTY | 207465478
LE240LN3-3NCZZ-264 | LE240LN | Bradford White | 671632619603 | Active | The ""-264"" indicates that this SKU comes with an Aluminum Anode Rod. | [9 empty] | No | Not Applicable | Not Applicable | Commercial Water Heating | Water Heating.Electric | 3 | 1 |  |  |  | 238-54649-00 |  |  |  | 238-36612-00 | [6 empty] | Electric | Electric Resistance | 240/208 | 3 |  | Indoor |  | Floor Mounted |  | No | Not Applicable | 150 | Not Applicable |  |  |  | 0.75 | No | [7 empty] | 6/4.5 kW |  | 45 | 0.92 | 37 | 34 | 25/19 | On/Off | Not Applicable | [6 empty] | 140 | 24.94 | 24.75 | 37.13 | 146 | 420 | 24.5 | 31.5 |  |  |  |  | 33.9375 | [7 empty] | 23.5625 | [8 empty] | 1 | 136 | 180 | UL1453 | Yes | Yes | Yes | No | Not Applicable | [5 empty] | 40301 | COM ELEC LT DUTY | 207465478
LE240LN3-3NCZZ-458 | LE240LN | Bradford White | 671632670345 | Active | The ""-458"" indicates that this SKU was designed and certified for Installation in Canada. | [9 empty] | No | Not Applicable | Not Applicable | Commercial Water Heating | Water Heating.Electric | 3 | 1 |  |  |  | 238-54649-00 |  |  |  | 238-36612-00 | [6 empty] | Electric | Electric Resistance | 240/208 | 3 |  | Indoor |  | Floor Mounted |  | No | Not Applicable | 150 | Not Applicable |  |  |  | 0.75 | No | [7 empty] | 6/4.5 kW |  |  |  | 37 |  | 25/19 | On/Off | Not Applicable | [6 empty] | 140 | 24.94 | 24.75 | 37.13 | 146 | 445 | 24.5 | 31.5 |  |  |  |  | 33.9375 | [7 empty] | 23.5625 | [8 empty] | 1 | 136 | 180 | UL1453 | Yes | No | Yes | No | Not Applicable | 238-52552-00 |  |  |  | 238-45656-00 | 40301 | COM ELEC LT DUTY
LE240LN3-3NHMM | LE240LN | Bradford White | 671632650439 | Active | [10 empty] | No | Not Applicable | Not Applicable | Commercial Water Heating | Water Heating.Electric | 3 | 1 |  |  |  | 238-54649-00 |  |  |  | 238-36612-00 | [6 empty] | Electric | Electric Resistance | 480 | 3 |  | Indoor |  | Floor Mounted |  | No | Not Applicable | 150 | Not Applicable |  |  |  | 0.75 | No | [7 empty] | 2 kW |  | 45 | 0.92 | 37 | 34 | 8 | On/Off | Not Applicable | [6 empty] | 140 | 24.94 | 24.75 | 37.13 | 146 | 420 | 24.5 | 31.5 |  |  |  |  | 33.9375 | [7 empty] | 23.5625 | [8 empty] | 1 | 136 | 180 | UL1453 | Yes | Yes | Yes | No | Not Applicable | [5 empty] | 40301 | COM ELEC LT DUTY | 207465478
LE240LN3-3NHPP | LE240LN | Bradford White | 671632568253 | Active | [10 empty] | No | Not Applicable | Not Applicable | Commercial Water Heating | Water Heating.Electric | 3 | 1 |  |  |  | 238-54649-00 |  |  |  | 238-36612-00 | [6 empty] | Electric | Electric Resistance | 480 | 3 |  | Indoor |  | Floor Mounted |  | No | Not Applicable | 150 | Not Applicable |  |  |  | 0.75 | No | [7 empty] | 3 kW |  | 45 | 0.92 | 37 | 34 | 12 | On/Off | Not Applicable | [6 empty] | 140 | 24.94 | 24.75 | 37.13 | 146 | 420 | 24.5 | 31.5 |  |  |  |  | 33.9375 | [7 empty] | 23.5625 | [8 empty] | 1 | 136 | 180 | UL1453 | Yes | Yes | Yes | No | Not Applicable | [5 empty] | 40301 | COM ELEC LT DUTY | 207465478
LE240LN3-3NHPP-458 | LE240LN | Bradford White | 671632335107 | Active | The ""-458"" indicates that this SKU was designed and certified for Installation in Canada. | [9 empty] | No | Not Applicable | Not Applicable | Commercial Water Heating | Water Heating.Electric | 3 | 1 |  |  |  | 238-54649-00 |  |  |  | 238-36612-00 | [6 empty] | Electric | Electric Resistance | 480 | 3 |  | Indoor |  | Floor Mounted |  | No | Not Applicable | 150 | Not Applicable |  |  |  | 0.75 | No | [7 empty] | 3 kW |  |  |  | 35 |  | 12 | On/Off | Not Applicable | [6 empty] | 140 | 24.94 | 24.75 | 37.13 | 146 | 429 | 24.5 | 31.5 |  |  |  |  | 33.9375 | [7 empty] | 23.5625 | [8 empty] | 1 | 136 | 180 | UL1453 | Yes | No | Yes | No | Not Applicable | 238-52552-00 |  |  |  | 238-45656-00 | 40301 | COM ELEC LT DUTY
LE240LN3-3NHTT | LE240LN | Bradford White | 671632646685 | Active | [10 empty] | No | Not Applicable | Not Applicable | Commercial Water Heating | Water Heating.Electric | 3 | 1 |  |  |  | 238-54649-00 |  |  |  | 238-36612-00 | [6 empty] | Electric | Electric Resistance | 480 | 3 |  | Indoor |  | Floor Mounted |  | No | Not Applicable | 150 | Not Applicable |  |  |  | 0.75 | No | [7 empty] | 4 kW |  | 45 | 0.92 | 37 | 34 | 17 | On/Off | Not Applicable | [6 empty] | 140 | 24.94 | 24.75 | 37.13 | 146 | 420 | 24.5 | 31.5 |  |  |  |  | 33.9375 | [7 empty] | 23.5625 | [8 empty] | 1 | 136 | 180 | UL1453 | Yes | Yes | Yes | No | Not Applicable | [5 empty] | 40301 | COM ELEC LT DUTY | 207465478
LE240LN3-3NHTT-458 | LE240LN | Bradford White | 671632897841 | Active | The ""-458"" indicates that this SKU was designed and certified for Installation in Canada. | [9 empty] | No | Not Applicable | Not Applicable | Commercial Water Heating | Water Heating.Electric | 3 | 1 |  |  |  | 238-54649-00 |  |  |  | 238-36612-00 | [6 empty] | Electric | Electric Resistance | 480 | 3 |  | Indoor |  | Floor Mounted |  | No | Not Applicable | 150 | Not Applicable |  |  |  | 0.75 | No | [7 empty] | 4 kW |  |  |  | 35 |  | 17 | On/Off | Not Applicable | [6 empty] | 140 | 24.94 | 24.75 | 37.13 | 146 | 429 | 24.5 | 31.5 |  |  |  |  | 33.9375 | [7 empty] | 23.5625 | [8 empty] | 1 | 136 | 180 | UL1453 | Yes | No | Yes | No | Not Applicable | 238-52552-00 |  |  |  | 238-45656-00 | 40301 | COM ELEC LT DUTY
LE240LN3-3NHWW | LE240LN | Bradford White | 671632558315 | Active | [10 empty] | No | Not Applicable | Not Applicable | Commercial Water Heating | Water Heating.Electric | 3 | 1 |  |  |  | 238-54649-00 |  |  |  | 238-36612-00 | [6 empty] | Electric | Electric Resistance | 480 | 3 |  | Indoor |  | Floor Mounted |  | No | Not Applicable | 150 | Not Applicable |  |  |  | 0.75 | No | [7 empty] | 4.5 kW |  | 45 | 0.92 | 37 | 34 | 19 | On/Off | Not Applicable | [6 empty] | 140 | 24.94 | 24.75 | 37.13 | 146 | 420 | 24.5 | 31.5 |  |  |  |  | 33.9375 | [7 empty] | 23.5625 | [8 empty] | 1 | 136 | 180 | UL1453 | Yes | Yes | Yes | No | Not Applicable | [5 empty] | 40301 | COM ELEC LT DUTY | 207465478
LE240LN3-3NHXX | LE240LN | Bradford White | 671632567706 | Active | [10 empty] | No | Not Applicable | Not Applicable | Commercial Water Heating | Water Heating.Electric | 3 | 1 |  |  |  | 238-54649-00 |  |  |  | 238-36612-00 | [6 empty] | Electric | Electric Resistance | 480 | 3 |  | Indoor |  | Floor Mounted |  | No | Not Applicable | 150 | Not Applicable |  |  |  | 0.75 | No | [7 empty] | 5 kW |  | 45 | 0.92 | 37 | 34 | 21 | On/Off | Not Applicable | [6 empty] | 140 | 24.94 | 24.75 | 37.13 | 146 | 420 | 24.5 | 31.5 |  |  |  |  | 33.9375 | [7 empty] | 23.5625 | [8 empty] | 1 | 136 | 180 | UL1453 | Yes | Yes | Yes | No | Not Applicable | [5 empty] | 40301 | COM ELEC LT DUTY | 207465478
LE240LN3-3NHZZ | LE240LN | Bradford White | 671632554652 | Active | [10 empty] | No | Not Applicable | Not Applicable | Commercial Water Heating | Water Heating.Electric | 3 | 1 |  |  |  | 238-54649-00 |  |  |  | 238-36612-00 | [6 empty] | Electric | Electric Resistance | 480 | 3 |  | Indoor |  | Floor Mounted |  | No | Not Applicable | 150 | Not Applicable |  |  |  | 0.75 | No | [7 empty] | 6 kW |  | 45 | 0.92 | 37 | 34 | 25 | On/Off | Not Applicable | [6 empty] | 140 | 24.94 | 24.75 | 37.13 | 146 | 420 | 24.5 | 31.5 |  |  |  |  | 33.9375 | [7 empty] | 23.5625 | [8 empty] | 1 | 136 | 180 | UL1453 | Yes | Yes | Yes | No | Not Applicable | [5 empty] | 40301 | COM ELEC LT DUTY | 207465478
LE240LN3-3NLWW | LE240LN | Bradford White | 671632554669 | Active | [10 empty] | No | Not Applicable | Not Applicable | Commercial Water Heating | Water Heating.Electric | 3 | 1 |  |  |  | 238-54649-00 |  |  |  | 238-36612-00 | [6 empty] | Electric | Electric Resistance | 208 | 3 |  | Indoor |  | Floor Mounted |  | No | Not Applicable | 150 | Not Applicable |  |  |  | 0.75 | No | [7 empty] | 4.5 kW |  | 45 | 0.92 | 37 | 34 | 19 | On/Off | Not Applicable | [6 empty] | 140 | 24.94 | 24.75 | 37.13 | 146 | 420 | 24.5 | 31.5 |  |  |  |  | 33.9375 | [7 empty] | 23.5625 | [8 empty] | 1 | 136 | 180 | UL1453 | Yes | Yes | Yes | No | Not Applicable | [5 empty] | 40301 | COM ELEC LT DUTY | 207465478
LE240LN3-3NLWW-264 | LE240LN | Bradford White | 671632671311 | Active | The ""-264"" indicates that this SKU comes with an Aluminum Anode Rod. | [9 empty] | No | Not Applicable | Not Applicable | Commercial Water Heating | Water Heating.Electric | 3 | 1 |  |  |  | 238-54649-00 |  |  |  | 238-36612-00 | [6 empty] | Electric | Electric Resistance | 208 | 3 |  | Indoor |  | Floor Mounted |  | No | Not Applicable | 150 | Not Applicable |  |  |  | 0.75 | No | [7 empty] | 4.5 kW |  | 45 | 0.92 | 37 | 34 | 19 | On/Off | Not Applicable | [6 empty] | 140 | 24.94 | 24.75 | 37.13 | 146 | 420 | 24.5 | 31.5 |  |  |  |  | 33.9375 | [7 empty] | 23.5625 | [8 empty] | 1 | 136 | 180 | UL1453 | Yes | Yes | Yes | No | Not Applicable | [5 empty] | 40301 | COM ELEC LT DUTY | 207465478
LE240LN3-3NLWW-458 | LE240LN | Bradford White | 671632883363 | Active | The ""-458"" indicates that this SKU was designed and certified for Installation in Canada. | [9 empty] | No | Not Applicable | Not Applicable | Commercial Water Heating | Water Heating.Electric | 3 | 1 |  |  |  | 238-54649-00 |  |  |  | 238-36612-00 | [6 empty] | Electric | Electric Resistance | 208 | 3 |  | Indoor |  | Floor Mounted |  | No | Not Applicable | 150 | Not Applicable |  |  |  | 0.75 | No | [7 empty] | 4.5 kW |  |  |  | 35 |  | 19 | On/Off | Not Applicable | [6 empty] | 140 | 24.94 | 24.75 | 37.13 | 146 | 429 | 24.5 | 31.5 |  |  |  |  | 33.9375 | [7 empty] | 23.5625 | [8 empty] | 1 | 136 | 180 | UL1453 | Yes | No | Yes | No | Not Applicable | 238-52552-00 |  |  |  | 238-45656-00 | 40301 | COM ELEC LT DUTY
LE240LN3-3NLXX | LE240LN | Bradford White | 671632556434 | Active | [10 empty] | No | Not Applicable | Not Applicable | Commercial Water Heating | Water Heating.Electric | 3 | 1 |  |  |  | 238-54649-00 |  |  |  | 238-36612-00 | [6 empty] | Electric | Electric Resistance | 208 | 3 |  | Indoor |  | Floor Mounted |  | No | Not Applicable | 150 | Not Applicable |  |  |  | 0.75 | No | [7 empty] | 5 kW |  | 45 | 0.92 | 37 | 34 | 21 | On/Off | Not Applicable | [6 empty] | 140 | 24.94 | 24.75 | 37.13 | 146 | 420 | 24.5 | 31.5 |  |  |  |  | 33.9375 | [7 empty] | 23.5625 | [8 empty] | 1 | 136 | 180 | UL1453 | Yes | Yes | Yes | No | Not Applicable | [5 empty] | 40301 | COM ELEC LT DUTY | 207465478
LE240LN3-3NLXX-458 | LE240LN | Bradford White | 671632890538 | Active | The ""-458"" indicates that this SKU was designed and certified for Installation in Canada. | [9 empty] | No | Not Applicable | Not Applicable | Commercial Water Heating | Water Heating.Electric | 3 | 1 |  |  |  | 238-54649-00 |  |  |  | 238-36612-00 | [6 empty] | Electric | Electric Resistance | 208 | 3 |  | Indoor |  | Floor Mounted |  | No | Not Applicable | 150 | Not Applicable |  |  |  | 0.75 | No | [7 empty] | 5 kW |  |  |  | 35 |  | 21 | On/Off | Not Applicable | [6 empty] | 140 | 24.94 | 24.75 | 37.13 | 146 | 429 | 24.5 | 31.5 |  |  |  |  | 33.9375 | [7 empty] | 23.5625 | [8 empty] | 1 | 136 | 180 | UL1453 | Yes | No | Yes | No | Not Applicable | 238-52552-00 |  |  |  | 238-45656-00 | 40301 | COM ELEC LT DUTY
LE240LN3-3NLYY | LE240LN | Bradford White | 671632560196 | Active | [10 empty] | No | Not Applicable | Not Applicable | Commercial Water Heating | Water Heating.Electric | 3 | 1 |  |  |  | 238-54649-00 |  |  |  | 238-36612-00 | [6 empty] | Electric | Electric Resistance | 208 | 3 |  | Indoor |  | Floor Mounted |  | No | Not Applicable | 150 | Not Applicable |  |  |  | 0.75 | No | [7 empty] | 5.5 kW |  | 45 | 0.92 | 37 | 34 | 23 | On/Off | Not Applicable | [6 empty] | 140 | 24.94 | 24.75 | 37.13 | 146 | 420 | 24.5 | 31.5 |  |  |  |  | 33.9375 | [7 empty] | 23.5625 | [8 empty] | 1 | 136 | 180 | UL1453 | Yes | Yes | Yes | No | Not Applicable | [5 empty] | 40301 | COM ELEC LT DUTY | 207465478
LE240LN5-3NCRR | LE240LN | Bradford White | 671632561254 | Active | [10 empty] | No | Not Applicable | Not Applicable | Commercial Water Heating | Water Heating.Electric | 5 | 1 |  |  |  | 238-54649-00 |  |  |  | 238-36612-00 | [6 empty] | Electric | Electric Resistance | 240/208 | 3 |  | Indoor |  | Floor Mounted |  | No | Not Applicable | 150 | Not Applicable |  |  |  | 0.75 | No | [7 empty] | 3.5/2.5 kW |  | 45 | 0.92 | 37 | 34 | 14/10 | On/Off | Not Applicable | [6 empty] | 140 | 24.94 | 24.75 | 37.13 | 146 | 420 | 24.5 | 31.5 |  |  |  |  | 33.9375 | [7 empty] | 23.5625 | [8 empty] | 1 | 136 | 180 | UL1453 | Yes | Yes | Yes | No | Not Applicable | [5 empty] | 40301 | COM ELEC LT DUTY | 207465478
LE240LN5-3NCWW | LE240LN | Bradford White | 671632562732 | Active | [10 empty] | No | Not Applicable | Not Applicable | Commercial Water Heating | Water Heating.Electric | 5 | 1 |  |  |  | 238-54649-00 |  |  |  | 238-36612-00 | [6 empty] | Electric | Electric Resistance | 240/208 | 3 |  | Indoor |  | Floor Mounted |  | No | Not Applicable | 150 | Not Applicable |  |  |  | 0.75 | No | [7 empty] | 4.5/3.5 kW |  | 45 | 0.92 | 37 | 34 | 19/14 | On/Off | Not Applicable | [6 empty] | 140 | 24.94 | 24.75 | 37.13 | 146 | 420 | 24.5 | 31.5 |  |  |  |  | 33.9375 | [7 empty] | 23.5625 | [8 empty] | 1 | 136 | 180 | UL1453 | Yes | Yes | Yes | No | Not Applicable | [5 empty] | 40301 | COM ELEC LT DUTY | 207465478
LE240LN5-3NCZZ | LE240LN | Bradford White | 671632559640 | Active | [10 empty] | No | Not Applicable | Not Applicable | Commercial Water Heating | Water Heating.Electric | 5 | 1 |  |  |  | 238-54649-00 |  |  |  | 238-36612-00 | [6 empty] | Electric | Electric Resistance | 240/208 | 3 |  | Indoor |  | Floor Mounted |  | No | Not Applicable | 150 | Not Applicable |  |  |  | 0.75 | No | [7 empty] | 6/4.5 kW |  | 45 | 0.92 | 37 | 34 | 25/19 | On/Off | Not Applicable | [6 empty] | 140 | 24.94 | 24.75 | 37.13 | 146 | 420 | 24.5 | 31.5 |  |  |  |  | 33.9375 | [7 empty] | 23.5625 | [8 empty] | 1 | 136 | 180 | UL1453 | Yes | Yes | Yes | No | Not Applicable | [5 empty] | 40301 | COM ELEC LT DUTY | 207465478
LE240LN5-3NLWW | LE240LN | Bradford White | 671632617326 | Active | [10 empty] | No | Not Applicable | Not Applicable | Commercial Water Heating | Water Heating.Electric | 5 | 1 |  |  |  | 238-54649-00 |  |  |  | 238-36612-00 | [6 empty] | Electric | Electric Resistance | 208 | 3 |  | Indoor |  | Floor Mounted |  | No | Not Applicable | 150 | Not Applicable |  |  |  | 0.75 | No | [7 empty] | 4.5 kW |  | 45 | 0.92 | 37 | 34 | 19 | On/Off | Not Applicable | [6 empty] | 140 | 24.94 | 24.75 | 37.13 | 146 | 420 | 24.5 | 31.5 |  |  |  |  | 33.9375 | [7 empty] | 23.5625 | [8 empty] | 1 | 136 | 180 | UL1453 | Yes | Yes | Yes | No | Not Applicable | [5 empty] | 40301 | COM ELEC LT DUTY | 207465478
LE240LN5-3NLXX | LE240LN | Bradford White | 671632625505 | Active | [10 empty] | No | Not Applicable | Not Applicable | Commercial Water Heating | Water Heating.Electric | 5 | 1 |  |  |  | 238-54649-00 |  |  |  | 238-36612-00 | [6 empty] | Electric | Electric Resistance | 208 | 3 |  | Indoor |  | Floor Mounted |  | No | Not Applicable | 150 | Not Applicable |  |  |  | 0.75 | No | [7 empty] | 5 kW |  | 45 | 0.92 | 37 | 34 | 21 | On/Off | Not Applicable | [6 empty] | 140 | 24.94 | 24.75 | 37.13 | 146 | 420 | 24.5 | 31.5 |  |  |  |  | 33.9375 | [7 empty] | 23.5625 | [8 empty] | 1 | 136 | 180 | UL1453 | Yes | Yes | Yes | No | Not Applicable | [5 empty] | 40301 | COM ELEC LT DUTY | 207465478
LE250LN3-1NETT | LE250LN | Bradford White | 671632655045 | Active | [10 empty] | No | Not Applicable | Not Applicable | Commercial Water Heating | Water Heating.Electric | 3 | 1 |  |  |  | 238-54649-00 |  |  |  | 238-36612-00 | [6 empty] | Electric | Electric Resistance | 277 | 1 |  | Indoor |  | Floor Mounted |  | No | Not Applicable | 150 | Not Applicable |  |  |  | 0.75 | No | [7 empty] | 4 kW |  | 61 | 0.92 | 47 | 43 | 17 | On/Off | Not Applicable | [6 empty] | 165 | 27 | 27 | 38.5 | 172 | 519 | 26 | 33.75 |  |  |  |  | 35.125 | [7 empty] | 24.3125 | [8 empty] | 1 | 138 | 186 | UL1453 | Yes | Yes | Yes | No | Not Applicable | [5 empty] | 40301 | COM ELEC LT DUTY | 207465479
LE250LN3-1NEWW | LE250LN | Bradford White | 671632572854 | Active | [10 empty] | No | Not Applicable | Not Applicable | Commercial Water Heating | Water Heating.Electric | 3 | 1 |  |  |  | 238-54649-00 |  |  |  | 238-36612-00 | [6 empty] | Electric | Electric Resistance | 277 | 1 |  | Indoor |  | Floor Mounted |  | No | Not Applicable | 150 | Not Applicable |  |  |  | 0.75 | No | [7 empty] | 4.5 kW |  | 61 | 0.92 | 47 | 43 | 19 | On/Off | Not Applicable | [6 empty] | 165 | 27 | 27 | 38.5 | 172 | 519 | 26 | 33.75 |  |  |  |  | 35.125 | [7 empty] | 24.3125 | [8 empty] | 1 | 138 | 186 | UL1453 | Yes | Yes | Yes | No | Not Applicable | [5 empty] | 40301 | COM ELEC LT DUTY | 207465479
LE250LN3-1NEXX | LE250LN | Bradford White | 671632621125 | Active | [10 empty] | No | Not Applicable | Not Applicable | Commercial Water Heating | Water Heating.Electric | 3 | 1 |  |  |  | 238-54649-00 |  |  |  | 238-36612-00 | [6 empty] | Electric | Electric Resistance | 277 | 1 |  | Indoor |  | Floor Mounted |  | No | Not Applicable | 150 | Not Applicable |  |  |  | 0.75 | No | [7 empty] | 5 kW |  | 61 | 0.92 | 47 | 43 | 21 | On/Off | Not Applicable | [6 empty] | 165 | 27 | 27 | 38.5 | 172 | 519 | 26 | 33.75 |  |  |  |  | 35.125 | [7 empty] | 24.3125 | [8 empty] | 1 | 138 | 186 | UL1453 | Yes | Yes | Yes | No | Not Applicable | [5 empty] | 40301 | COM ELEC LT DUTY | 207465479
LE250LN3-1NEZZ | LE250LN | Bradford White | 671632559947 | Active | [10 empty] | No | Not Applicable | Not Applicable | Commercial Water Heating | Water Heating.Electric | 3 | 1 |  |  |  | 238-54649-00 |  |  |  | 238-36612-00 | [6 empty] | Electric | Electric Resistance | 277 | 1 |  | Indoor |  | Floor Mounted |  | No | Not Applicable | 150 | Not Applicable |  |  |  | 0.75 | No | [7 empty] | 6 kW |  | 61 | 0.92 | 47 | 43 | 25 | On/Off | Not Applicable | [6 empty] | 165 | 27 | 27 | 38.5 | 172 | 519 | 26 | 33.75 |  |  |  |  | 35.125 | [7 empty] | 24.3125 | [8 empty] | 1 | 138 | 186 | UL1453 | Yes | Yes | Yes | No | Not Applicable | [5 empty] | 40301 | COM ELEC LT DUTY | 207465479
LE250LN3-3NCPP-458 | LE250LN | Bradford White | 671632994953 | Active | The ""-458"" indicates that this SKU was designed and certified for Installation in Canada. | [9 empty] | No | Not Applicable | Not Applicable | Commercial Water Heating | Water Heating.Electric | 3 | 1 |  |  |  | 238-54649-00 |  |  |  | 238-36612-00 | [6 empty] | Electric | Electric Resistance | 240 | 3 |  | Indoor |  | Floor Mounted |  | No | Not Applicable | 150 | Not Applicable |  |  |  | 0.75 | No | [7 empty] | 3 kW |  |  |  | 45 |  | 12 | On/Off | Not Applicable | [6 empty] | 150 | 27 | 27 | 38.5 | 156 | 521 | 26 | 33.75 |  |  |  |  | 35.125 | [7 empty] | 24.3125 | [8 empty] | 1 | 138 | 186 | UL1453 | Yes | No | Yes | No | Not Applicable | 238-52552-00 |  |  |  | 238-45656-00 | 40301 | COM ELEC LT DUTY
LE250LN3-3NCRR-458 | LE250LN | Bradford White | 671632574391 | Active | The ""-458"" indicates that this SKU was designed and certified for Installation in Canada. | [9 empty] | No | Not Applicable | Not Applicable | Commercial Water Heating | Water Heating.Electric | 3 | 1 |  |  |  | 238-54649-00 |  |  |  | 238-36612-00 | [6 empty] | Electric | Electric Resistance | 240/208 | 3 |  | Indoor |  | Floor Mounted |  | No | Not Applicable | 150 | Not Applicable |  |  |  | 0.75 | No | [7 empty] | 3.5/2.5 kW |  |  |  | 45 |  | 14/10 | On/Off | Not Applicable | [6 empty] | 165 | 27 | 27 | 38.5 | 172 | 536 | 26 | 33.75 |  |  |  |  | 35.125 | [7 empty] | 24.3125 | [8 empty] | 1 | 138 | 186 | UL1453 | Yes | No | Yes | No | Not Applicable | 238-52552-00 |  |  |  | 238-45656-00 | 40301 | COM ELEC LT DUTY
LE250LN3-3NCTT | LE250LN | Bradford White | 671632560578 | Active | [10 empty] | No | Not Applicable | Not Applicable | Commercial Water Heating | Water Heating.Electric | 3 | 1 |  |  |  | 238-54649-00 |  |  |  | 238-36612-00 | [6 empty] | Electric | Electric Resistance | 240/208 | 3 |  | Indoor |  | Floor Mounted |  | No | Not Applicable | 150 | Not Applicable |  |  |  | 0.75 | No | [7 empty] | 4/3 kW |  | 61 | 0.92 | 47 | 43 | 17/12 | On/Off | Not Applicable | [6 empty] | 165 | 27 | 27 | 38.5 | 172 | 519 | 26 | 33.75 |  |  |  |  | 35.125 | [7 empty] | 24.3125 | [8 empty] | 1 | 138 | 186 | UL1453 | Yes | Yes | Yes | No | Not Applicable | [5 empty] | 40301 | COM ELEC LT DUTY | 207465479
LE250LN3-3NCTT-458 | LE250LN | Bradford White | 671632995370 | Active | The ""-458"" indicates that this SKU was designed and certified for Installation in Canada. | [9 empty] | No | Not Applicable | Not Applicable | Commercial Water Heating | Water Heating.Electric | 3 | 1 |  |  |  | 238-54649-00 |  |  |  | 238-36612-00 | [6 empty] | Electric | Electric Resistance | 240/208 | 3 |  | Indoor |  | Floor Mounted |  | No | Not Applicable | 150 | Not Applicable |  |  |  | 0.75 | No | [7 empty] | 4/3 kW |  |  |  | 45 |  | 17/12 | On/Off | Not Applicable | [6 empty] | 150 | 27 | 27 | 38.5 | 156 | 521 | 26 | 33.75 |  |  |  |  | 35.125 | [7 empty] | 24.3125 | [8 empty] | 1 | 138 | 186 | UL1453 | Yes | No | Yes | No | Not Applicable | 238-52552-00 |  |  |  | 238-45656-00 | 40301 | COM ELEC LT DUTY
LE250LN3-3NCWW | LE250LN | Bradford White | 671632552887 | Active | [10 empty] | No | Not Applicable | Not Applicable | Commercial Water Heating | Water Heating.Electric | 3 | 1 |  |  |  | 238-54649-00 |  |  |  | 238-36612-00 | [6 empty] | Electric | Electric Resistance | 240/208 | 3 |  | Indoor |  | Floor Mounted |  | No | Not Applicable | 150 | Not Applicable |  |  |  | 0.75 | No | [7 empty] | 4.5/3.5 kW |  | 61 | 0.92 | 47 | 43 | 19/14 | On/Off | Not Applicable | [6 empty] | 165 | 27 | 27 | 38.5 | 172 | 519 | 26 | 33.75 |  |  |  |  | 35.125 | [7 empty] | 24.3125 | [8 empty] | 1 | 138 | 186 | UL1453 | Yes | Yes | Yes | No | Not Applicable | [5 empty] | 40301 | COM ELEC LT DUTY | 207465479
LE250LN3-3NCWW-264 | LE250LN | Bradford White | 671632556250 | Active | The ""-264"" indicates that this SKU comes with an Aluminum Anode Rod. | [9 empty] | No | Not Applicable | Not Applicable | Commercial Water Heating | Water Heating.Electric | 3 | 1 |  |  |  | 238-54649-00 |  |  |  | 238-36612-00 | [6 empty] | Electric | Electric Resistance | 240/208 | 3 |  | Indoor |  | Floor Mounted |  | No | Not Applicable | 150 | Not Applicable |  |  |  | 0.75 | No | [7 empty] | 4.5/3.5 kW |  | 61 | 0.92 | 47 | 43 | 19/14 | On/Off | Not Applicable | [6 empty] | 165 | 27 | 27 | 38.5 | 172 | 519 | 26 | 33.75 |  |  |  |  | 35.125 | [7 empty] | 24.3125 | [8 empty] | 1 | 138 | 186 | UL1453 | Yes | Yes | Yes | No | Not Applicable | [5 empty] | 40301 | COM ELEC LT DUTY | 207465479
LE250LN3-3NCWW-458 | LE250LN | Bradford White | 671632996780 | Active | The ""-458"" indicates that this SKU was designed and certified for Installation in Canada. | [9 empty] | No | Not Applicable | Not Applicable | Commercial Water Heating | Water Heating.Electric | 3 | 1 |  |  |  | 238-54649-00 |  |  |  | 238-36612-00 | [6 empty] | Electric | Electric Resistance | 240/208 | 3 |  | Indoor |  | Floor Mounted |  | No | Not Applicable | 150 | Not Applicable |  |  |  | 0.75 | No | [7 empty] | 4.5/3.5 kW |  |  |  | 45 |  | 19/14 | On/Off | Not Applicable | [6 empty] | 150 | 27 | 27 | 38.5 | 156 | 521 | 26 | 33.75 |  |  |  |  | 35.125 | [7 empty] | 24.3125 | [8 empty] | 1 | 138 | 186 | UL1453 | Yes | No | Yes | No | Not Applicable | 238-52552-00 |  |  |  | 238-45656-00 | 40301 | COM ELEC LT DUTY
LE250LN3-3NCXX | LE250LN | Bradford White | 671632558384 | Active | [10 empty] | No | Not Applicable | Not Applicable | Commercial Water Heating | Water Heating.Electric | 3 | 1 |  |  |  | 238-54649-00 |  |  |  | 238-36612-00 | [6 empty] | Electric | Electric Resistance | 240 | 3 |  | Indoor |  | Floor Mounted |  | No | Not Applicable | 150 | Not Applicable |  |  |  | 0.75 | No | [7 empty] | 5 kW |  | 61 | 0.92 | 47 | 43 | 21 | On/Off | Not Applicable | [6 empty] | 165 | 27 | 27 | 38.5 | 172 | 519 | 26 | 33.75 |  |  |  |  | 35.125 | [7 empty] | 24.3125 | [8 empty] | 1 | 138 | 186 | UL1453 | Yes | Yes | Yes | No | Not Applicable | [5 empty] | 40301 | COM ELEC LT DUTY | 207465479
LE250LN3-3NCXX-458 | LE250LN | Bradford White | 671632632695 | Active | The ""-458"" indicates that this SKU was designed and certified for Installation in Canada. | [9 empty] | No | Not Applicable | Not Applicable | Commercial Water Heating | Water Heating.Electric | 3 | 1 |  |  |  | 238-54649-00 |  |  |  | 238-36612-00 | [6 empty] | Electric | Electric Resistance | 240 | 3 |  | Indoor |  | Floor Mounted |  | No | Not Applicable | 150 | Not Applicable |  |  |  | 0.75 | No | [7 empty] | 5 kW |  |  |  | 45 |  | 21 | On/Off | Not Applicable | [6 empty] | 165 | 27 | 27 | 38.5 | 172 | 536 | 26 | 33.75 |  |  |  |  | 35.125 | [7 empty] | 24.3125 | [8 empty] | 1 | 138 | 186 | UL1453 | Yes | No | Yes | No | Not Applicable | 238-52552-00 |  |  |  | 238-45656-00 | 40301 | COM ELEC LT DUTY
LE250LN3-3NCYY | LE250LN | Bradford White | 671632559367 | Active | [10 empty] | No | Not Applicable | Not Applicable | Commercial Water Heating | Water Heating.Electric | 3 | 1 |  |  |  | 238-54649-00 |  |  |  | 238-36612-00 | [6 empty] | Electric | Electric Resistance | 240/208 | 3 |  | Indoor |  | Floor Mounted |  | No | Not Applicable | 150 | Not Applicable |  |  |  | 0.75 | No | [7 empty] | 5.5/4 kW |  | 61 | 0.92 | 47 | 43 | 23/17 | On/Off | Not Applicable | [6 empty] | 165 | 27 | 27 | 38.5 | 172 | 519 | 26 | 33.75 |  |  |  |  | 35.125 | [7 empty] | 24.3125 | [8 empty] | 1 | 138 | 186 | UL1453 | Yes | Yes | Yes | No | Not Applicable | [5 empty] | 40301 | COM ELEC LT DUTY | 207465479
LE250LN3-3NCYY-264 | LE250LN | Bradford White | 671632556847 | Active | The ""-264"" indicates that this SKU comes with an Aluminum Anode Rod. | [9 empty] | No | Not Applicable | Not Applicable | Commercial Water Heating | Water Heating.Electric | 3 | 1 |  |  |  | 238-54649-00 |  |  |  | 238-36612-00 | [6 empty] | Electric | Electric Resistance | 240/208 | 3 |  | Indoor |  | Floor Mounted |  | No | Not Applicable | 150 | Not Applicable |  |  |  | 0.75 | No | [7 empty] | 5.5/4 kW |  | 61 | 0.92 | 47 | 43 | 23/17 | On/Off | Not Applicable | [6 empty] | 165 | 27 | 27 | 38.5 | 172 | 519 | 26 | 33.75 |  |  |  |  | 35.125 | [7 empty] | 24.3125 | [8 empty] | 1 | 138 | 186 | UL1453 | Yes | Yes | Yes | No | Not Applicable | [5 empty] | 40301 | COM ELEC LT DUTY | 207465479
LE250LN3-3NCYY-458 | LE250LN | Bradford White | 671632321773 | Active | The ""-458"" indicates that this SKU was designed and certified for Installation in Canada. | [9 empty] | No | Not Applicable | Not Applicable | Commercial Water Heating | Water Heating.Electric | 3 | 1 |  |  |  | 238-54649-00 |  |  |  | 238-36612-00 | [6 empty] | Electric | Electric Resistance | 240/208 | 3 |  | Indoor |  | Floor Mounted |  | No | Not Applicable | 150 | Not Applicable |  |  |  | 0.75 | No | [7 empty] | 5.5/4 kW |  |  |  | 45 |  | 23/17 | On/Off | Not Applicable | [6 empty] | 150 | 27 | 27 | 38.5 | 156 | 521 | 26 | 33.75 |  |  |  |  | 35.125 | [7 empty] | 24.3125 | [8 empty] | 1 | 138 | 186 | UL1453 | Yes | No | Yes | No | Not Applicable | 238-52552-00 |  |  |  | 238-45656-00 | 40301 | COM ELEC LT DUTY
LE250LN3-3NCZZ | LE250LN | Bradford White | 671632571505 | Active | [10 empty] | No | Not Applicable | Not Applicable | Commercial Water Heating | Water Heating.Electric | 3 | 1 |  |  |  | 238-54649-00 |  |  |  | 238-36612-00 | [6 empty] | Electric | Electric Resistance | 240/208 | 3 |  | Indoor |  | Floor Mounted |  | No | Not Applicable | 150 | Not Applicable |  |  |  | 0.75 | No | [7 empty] | 6/4.5 kW |  | 61 | 0.92 | 47 | 43 | 25/19 | On/Off | Not Applicable | [6 empty] | 165 | 27 | 27 | 38.5 | 172 | 519 | 26 | 33.75 |  |  |  |  | 35.125 | [7 empty] | 24.3125 | [8 empty] | 1 | 138 | 186 | UL1453 | Yes | Yes | Yes | No | Not Applicable | [5 empty] | 40301 | COM ELEC LT DUTY | 207465479
LE250LN3-3NCZZ-264 | LE250LN | Bradford White | 671632569212 | Active | The ""-264"" indicates that this SKU comes with an Aluminum Anode Rod. | [9 empty] | No | Not Applicable | Not Applicable | Commercial Water Heating | Water Heating.Electric | 3 | 1 |  |  |  | 238-54649-00 |  |  |  | 238-36612-00 | [6 empty] | Electric | Electric Resistance | 240/208 | 3 |  | Indoor |  | Floor Mounted |  | No | Not Applicable | 150 | Not Applicable |  |  |  | 0.75 | No | [7 empty] | 6/4.5 kW |  | 61 | 0.92 | 47 | 43 | 25/19 | On/Off | Not Applicable | [6 empty] | 165 | 27 | 27 | 38.5 | 172 | 519 | 26 | 33.75 |  |  |  |  | 35.125 | [7 empty] | 24.3125 | [8 empty] | 1 | 138 | 186 | UL1453 | Yes | Yes | Yes | No | Not Applicable | [5 empty] | 40301 | COM ELEC LT DUTY | 207465479
LE250LN3-3NCZZ-458 | LE250LN | Bradford White | 671632640409 | Active | The ""-458"" indicates that this SKU was designed and certified for Installation in Canada. | [9 empty] | No | Not Applicable | Not Applicable | Commercial Water Heating | Water Heating.Electric | 3 | 1 |  |  |  | 238-54649-00 |  |  |  | 238-36612-00 | [6 empty] | Electric | Electric Resistance | 240/208 | 3 |  | Indoor |  | Floor Mounted |  | No | Not Applicable | 150 | Not Applicable |  |  |  | 0.75 | No | [7 empty] | 6/4.5 kW |  |  |  | 45 |  | 25/19 | On/Off | Not Applicable | [6 empty] | 150 | 27 | 27 | 38.5 | 156 | 521 | 26 | 33.75 |  |  |  |  | 35.125 | [7 empty] | 24.3125 | [8 empty] | 1 | 138 | 186 | UL1453 | Yes | No | Yes | No | Not Applicable | 238-52552-00 |  |  |  | 238-45656-00 | 40301 | COM ELEC LT DUTY
LE250LN3-3NHTT | LE250LN | Bradford White | 671632568260 | Active | [10 empty] | No | Not Applicable | Not Applicable | Commercial Water Heating | Water Heating.Electric | 3 | 1 |  |  |  | 238-54649-00 |  |  |  | 238-36612-00 | [6 empty] | Electric | Electric Resistance | 480 | 3 |  | Indoor |  | Floor Mounted |  | No | Not Applicable | 150 | Not Applicable |  |  |  | 0.75 | No | [7 empty] | 4 kW |  | 61 | 0.92 | 47 | 43 | 17 | On/Off | Not Applicable | [6 empty] | 165 | 27 | 27 | 38.5 | 172 | 519 | 26 | 33.75 |  |  |  |  | 35.125 | [7 empty] | 24.3125 | [8 empty] | 1 | 138 | 186 | UL1453 | Yes | Yes | Yes | No | Not Applicable | [5 empty] | 40301 | COM ELEC LT DUTY | 207465479
LE250LN3-3NHWW | LE250LN | Bradford White | 671632555024 | Active | [10 empty] | No | Not Applicable | Not Applicable | Commercial Water Heating | Water Heating.Electric | 3 | 1 |  |  |  | 238-54649-00 |  |  |  | 238-36612-00 | [6 empty] | Electric | Electric Resistance | 480 | 3 |  | Indoor |  | Floor Mounted |  | No | Not Applicable | 150 | Not Applicable |  |  |  | 0.75 | No | [7 empty] | 4.5 kW |  | 61 | 0.92 | 47 | 43 | 19 | On/Off | Not Applicable | [6 empty] | 165 | 27 | 27 | 38.5 | 172 | 519 | 26 | 33.75 |  |  |  |  | 35.125 | [7 empty] | 24.3125 | [8 empty] | 1 | 138 | 186 | UL1453 | Yes | Yes | Yes | No | Not Applicable | [5 empty] | 40301 | COM ELEC LT DUTY | 207465479
LE250LN3-3NHXX | LE250LN | Bradford White | 671632558551 | Active | [10 empty] | No | Not Applicable | Not Applicable | Commercial Water Heating | Water Heating.Electric | 3 | 1 |  |  |  | 238-54649-00 |  |  |  | 238-36612-00 | [6 empty] | Electric | Electric Resistance | 480 | 3 |  | Indoor |  | Floor Mounted |  | No | Not Applicable | 150 | Not Applicable |  |  |  | 0.75 | No | [7 empty] | 5 kW |  | 61 | 0.92 | 47 | 43 | 21 | On/Off | Not Applicable | [6 empty] | 165 | 27 | 27 | 38.5 | 172 | 519 | 26 | 33.75 |  |  |  |  | 35.125 | [7 empty] | 24.3125 | [8 empty] | 1 | 138 | 186 | UL1453 | Yes | Yes | Yes | No | Not Applicable | [5 empty] | 40301 | COM ELEC LT DUTY | 207465479
LE250LN3-3NHYY | LE250LN | Bradford White | 671632574285 | Active | [10 empty] | No | Not Applicable | Not Applicable | Commercial Water Heating | Water Heating.Electric | 3 | 1 |  |  |  | 238-54649-00 |  |  |  | 238-36612-00 | [6 empty] | Electric | Electric Resistance | 480 | 3 |  | Indoor |  | Floor Mounted |  | No | Not Applicable | 150 | Not Applicable |  |  |  | 0.75 | No | [7 empty] | 5.5 kW |  | 61 | 0.92 | 47 | 43 | 23 | On/Off | Not Applicable | [6 empty] | 165 | 27 | 27 | 38.5 | 172 | 519 | 26 | 33.75 |  |  |  |  | 35.125 | [7 empty] | 24.3125 | [8 empty] | 1 | 138 | 186 | UL1453 | Yes | Yes | Yes | No | Not Applicable | [5 empty] | 40301 | COM ELEC LT DUTY | 207465479
LE250LN3-3NHZZ | LE250LN | Bradford White | 671632558094 | Active | [10 empty] | No | Not Applicable | Not Applicable | Commercial Water Heating | Water Heating.Electric | 3 | 1 |  |  |  | 238-54649-00 |  |  |  | 238-36612-00 | [6 empty] | Electric | Electric Resistance | 480 | 3 |  | Indoor |  | Floor Mounted |  | No | Not Applicable | 150 | Not Applicable |  |  |  | 0.75 | No | [7 empty] | 6 kW |  | 61 | 0.92 | 47 | 43 | 25 | On/Off | Not Applicable | [6 empty] | 165 | 27 | 27 | 38.5 | 172 | 519 | 26 | 33.75 |  |  |  |  | 35.125 | [7 empty] | 24.3125 | [8 empty] | 1 | 138 | 186 | UL1453 | Yes | Yes | Yes | No | Not Applicable | [5 empty] | 40301 | COM ELEC LT DUTY | 207465479
LE250LN3-3NHZZ-264 | LE250LN | Bradford White | 671632671328 | Active | The ""-264"" indicates that this SKU comes with an Aluminum Anode Rod. | [9 empty] | No | Not Applicable | Not Applicable | Commercial Water Heating | Water Heating.Electric | 3 | 1 |  |  |  | 238-54649-00 |  |  |  | 238-36612-00 | [6 empty] | Electric | Electric Resistance | 480 | 3 |  | Indoor |  | Floor Mounted |  | No | Not Applicable | 150 | Not Applicable |  |  |  | 0.75 | No | [7 empty] | 6 kW |  | 61 | 0.92 | 47 | 43 | 25 | On/Off | Not Applicable | [6 empty] | 165 | 27 | 27 | 38.5 | 172 | 519 | 26 | 33.75 |  |  |  |  | 35.125 | [7 empty] | 24.3125 | [8 empty] | 1 | 138 | 186 | UL1453 | Yes | Yes | Yes | No | Not Applicable | [5 empty] | 40301 | COM ELEC LT DUTY | 207465479
LE250LN3-3NLWW | LE250LN | Bradford White | 671632554973 | Active | [10 empty] | No | Not Applicable | Not Applicable | Commercial Water Heating | Water Heating.Electric | 3 | 1 |  |  |  | 238-54649-00 |  |  |  | 238-36612-00 | [6 empty] | Electric | Electric Resistance | 208 | 3 |  | Indoor |  | Floor Mounted |  | No | Not Applicable | 150 | Not Applicable |  |  |  | 0.75 | No | [7 empty] | 4.5 kW |  | 61 | 0.92 | 47 | 43 | 19 | On/Off | Not Applicable | [6 empty] | 165 | 27 | 27 | 38.5 | 172 | 519 | 26 | 33.75 |  |  |  |  | 35.125 | [7 empty] | 24.3125 | [8 empty] | 1 | 138 | 186 | UL1453 | Yes | Yes | Yes | No | Not Applicable | [5 empty] | 40301 | COM ELEC LT DUTY | 207465479
LE250LN3-3NLWW-264 | LE250LN | Bradford White | 671632569205 | Active | The ""-264"" indicates that this SKU comes with an Aluminum Anode Rod. | [9 empty] | No | Not Applicable | Not Applicable | Commercial Water Heating | Water Heating.Electric | 3 | 1 |  |  |  | 238-54649-00 |  |  |  | 238-36612-00 | [6 empty] | Electric | Electric Resistance | 208 | 3 |  | Indoor |  | Floor Mounted |  | No | Not Applicable | 150 | Not Applicable |  |  |  | 0.75 | No | [7 empty] | 4.5 kW |  | 61 | 0.92 | 47 | 43 | 19 | On/Off | Not Applicable | [6 empty] | 165 | 27 | 27 | 38.5 | 172 | 519 | 26 | 33.75 |  |  |  |  | 35.125 | [7 empty] | 24.3125 | [8 empty] | 1 | 138 | 186 | UL1453 | Yes | Yes | Yes | No | Not Applicable | [5 empty] | 40301 | COM ELEC LT DUTY | 207465479
LE250LN3-3NLWW-458 | LE250LN | Bradford White | 671632996438 | Active | The ""-458"" indicates that this SKU was designed and certified for Installation in Canada. | [9 empty] | No | Not Applicable | Not Applicable | Commercial Water Heating | Water Heating.Electric | 3 | 1 |  |  |  | 238-54649-00 |  |  |  | 238-36612-00 | [6 empty] | Electric | Electric Resistance | 208 | 3 |  | Indoor |  | Floor Mounted |  | No | Not Applicable | 150 | Not Applicable |  |  |  | 0.75 | No | [7 empty] | 4.5 kW |  |  |  | 45 |  | 19 | On/Off | Not Applicable | [6 empty] | 150 | 27 | 27 | 38.5 | 156 | 521 | 26 | 33.75 |  |  |  |  | 35.125 | [7 empty] | 24.3125 | [8 empty] | 1 | 138 | 186 | UL1453 | Yes | No | Yes | No | Not Applicable | 238-52552-00 |  |  |  | 238-45656-00 | 40301 | COM ELEC LT DUTY
LE250LN3-3NLXX | LE250LN | Bradford White | 671632554508 | Active | [10 empty] | No | Not Applicable | Not Applicable | Commercial Water Heating | Water Heating.Electric | 3 | 1 |  |  |  | 238-54649-00 |  |  |  | 238-36612-00 | [6 empty] | Electric | Electric Resistance | 208 | 3 |  | Indoor |  | Floor Mounted |  | No | Not Applicable | 150 | Not Applicable |  |  |  | 0.75 | No | [7 empty] | 5 kW |  | 61 | 0.92 | 47 | 43 | 21 | On/Off | Not Applicable | [6 empty] | 165 | 27 | 27 | 38.5 | 172 | 519 | 26 | 33.75 |  |  |  |  | 35.125 | [7 empty] | 24.3125 | [8 empty] | 1 | 138 | 186 | UL1453 | Yes | Yes | Yes | No | Not Applicable | [5 empty] | 40301 | COM ELEC LT DUTY | 207465479
LE250LN3-3NLXX-264 | LE250LN | Bradford White | 671632556700 | Active | The ""-264"" indicates that this SKU comes with an Aluminum Anode Rod. | [9 empty] | No | Not Applicable | Not Applicable | Commercial Water Heating | Water Heating.Electric | 3 | 1 |  |  |  | 238-54649-00 |  |  |  | 238-36612-00 | [6 empty] | Electric | Electric Resistance | 208 | 3 |  | Indoor |  | Floor Mounted |  | No | Not Applicable | 150 | Not Applicable |  |  |  | 0.75 | No | [7 empty] | 5 kW |  | 61 | 0.92 | 47 | 43 | 21 | On/Off | Not Applicable | [6 empty] | 165 | 27 | 27 | 38.5 | 172 | 519 | 26 | 33.75 |  |  |  |  | 35.125 | [7 empty] | 24.3125 | [8 empty] | 1 | 138 | 186 | UL1453 | Yes | Yes | Yes | No | Not Applicable | [5 empty] | 40301 | COM ELEC LT DUTY | 207465479
LE250LN3-3NLXX-458 | LE250LN | Bradford White | 671632996643 | Active | The ""-458"" indicates that this SKU was designed and certified for Installation in Canada. | [9 empty] | No | Not Applicable | Not Applicable | Commercial Water Heating | Water Heating.Electric | 3 | 1 |  |  |  | 238-54649-00 |  |  |  | 238-36612-00 | [6 empty] | Electric | Electric Resistance | 208 | 3 |  | Indoor |  | Floor Mounted |  | No | Not Applicable | 150 | Not Applicable |  |  |  | 0.75 | No | [7 empty] | 5 kW |  |  |  | 45 |  | 21 | On/Off | Not Applicable | [6 empty] | 150 | 27 | 27 | 38.5 | 156 | 521 | 26 | 33.75 |  |  |  |  | 35.125 | [7 empty] | 24.3125 | [8 empty] | 1 | 138 | 186 | UL1453 | Yes | No | Yes | No | Not Applicable | 238-52552-00 |  |  |  | 238-45656-00 | 40301 | COM ELEC LT DUTY
LE250LN3-3NLYY | LE250LN | Bradford White | 671632558032 | Active | [10 empty] | No | Not Applicable | Not Applicable | Commercial Water Heating | Water Heating.Electric | 3 | 1 |  |  |  | 238-54649-00 |  |  |  | 238-36612-00 | [6 empty] | Electric | Electric Resistance | 208 | 3 |  | Indoor |  | Floor Mounted |  | No | Not Applicable | 150 | Not Applicable |  |  |  | 0.75 | No | [7 empty] | 5.5 kW |  | 61 | 0.92 | 47 | 43 | 23 | On/Off | Not Applicable | [6 empty] | 165 | 27 | 27 | 38.5 | 172 | 519 | 26 | 33.75 |  |  |  |  | 35.125 | [7 empty] | 24.3125 | [8 empty] | 1 | 138 | 186 | UL1453 | Yes | Yes | Yes | No | Not Applicable | [5 empty] | 40301 | COM ELEC LT DUTY | 207465479
LE250LN3-3NLYY-264 | LE250LN | Bradford White | 671632560554 | Active | The ""-264"" indicates that this SKU comes with an Aluminum Anode Rod. | [9 empty] | No | Not Applicable | Not Applicable | Commercial Water Heating | Water Heating.Electric | 3 | 1 |  |  |  | 238-54649-00 |  |  |  | 238-36612-00 | [6 empty] | Electric | Electric Resistance | 208 | 3 |  | Indoor |  | Floor Mounted |  | No | Not Applicable | 150 | Not Applicable |  |  |  | 0.75 | No | [7 empty] | 5.5 kW |  | 61 | 0.92 | 47 | 43 | 23 | On/Off | Not Applicable | [6 empty] | 165 | 27 | 27 | 38.5 | 172 | 519 | 26 | 33.75 |  |  |  |  | 35.125 | [7 empty] | 24.3125 | [8 empty] | 1 | 138 | 186 | UL1453 | Yes | Yes | Yes | No | Not Applicable | [5 empty] | 40301 | COM ELEC LT DUTY | 207465479
LE250LN3-3NLYY-458 | LE250LN | Bradford White | 671632567669 | Active | The ""-458"" indicates that this SKU was designed and certified for Installation in Canada. | [9 empty] | No | Not Applicable | Not Applicable | Commercial Water Heating | Water Heating.Electric | 3 | 1 |  |  |  | 238-54649-00 |  |  |  | 238-36612-00 | [6 empty] | Electric | Electric Resistance | 208 | 3 |  | Indoor |  | Floor Mounted |  | No | Not Applicable | 150 | Not Applicable |  |  |  | 0.75 | No | [7 empty] | 5.5 kW |  |  |  | 45 |  | 23 | On/Off | Not Applicable | [6 empty] | 150 | 27 | 27 | 38.5 | 156 | 521 | 26 | 33.75 |  |  |  |  | 35.125 | [7 empty] | 24.3125 | [8 empty] | 1 | 138 | 186 | UL1453 | Yes | No | Yes | No | Not Applicable | 238-52552-00 |  |  |  | 238-45656-00 | 40301 | COM ELEC LT DUTY
LE250LN5-3NCWW | LE250LN | Bradford White | 671632568987 | Active | [10 empty] | No | Not Applicable | Not Applicable | Commercial Water Heating | Water Heating.Electric | 5 | 1 |  |  |  | 238-54649-00 |  |  |  | 238-36612-00 | [6 empty] | Electric | Electric Resistance | 240/208 | 3 |  | Indoor |  | Floor Mounted |  | No | Not Applicable | 150 | Not Applicable |  |  |  | 0.75 | No | [7 empty] | 4.5/3.5 kW |  | 61 | 0.92 | 47 | 43 | 19/14 | On/Off | Not Applicable | [6 empty] | 165 | 27 | 27 | 38.5 | 172 | 519 | 26 | 33.75 |  |  |  |  | 35.125 | [7 empty] | 24.3125 | [8 empty] | 1 | 138 | 186 | UL1453 | Yes | Yes | Yes | No | Not Applicable | [5 empty] | 40301 | COM ELEC LT DUTY | 207465479
LE250LN5-3NHXX | LE250LN | Bradford White | 671632573684 | Active | [10 empty] | No | Not Applicable | Not Applicable | Commercial Water Heating | Water Heating.Electric | 5 | 1 |  |  |  | 238-54649-00 |  |  |  | 238-36612-00 | [6 empty] | Electric | Electric Resistance | 480 | 3 |  | Indoor |  | Floor Mounted |  | No | Not Applicable | 150 | Not Applicable |  |  |  | 0.75 | No | [7 empty] | 5 kW |  | 61 | 0.92 | 47 | 43 | 21 | On/Off | Not Applicable | [6 empty] | 165 | 27 | 27 | 38.5 | 172 | 519 | 26 | 33.75 |  |  |  |  | 35.125 | [7 empty] | 24.3125 | [8 empty] | 1 | 138 | 186 | UL1453 | Yes | Yes | Yes | No | Not Applicable | [5 empty] | 40301 | COM ELEC LT DUTY | 207465479
LE250LN5-3NLWW | LE250LN | Bradford White | 671632637621 | Active | [10 empty] | No | Not Applicable | Not Applicable | Commercial Water Heating | Water Heating.Electric | 5 | 1 |  |  |  | 238-54649-00 |  |  |  | 238-36612-00 | [6 empty] | Electric | Electric Resistance | 208 | 3 |  | Indoor |  | Floor Mounted |  | No | Not Applicable | 150 | Not Applicable |  |  |  | 0.75 | No | [7 empty] | 4.5 kW |  | 61 | 0.92 | 47 | 43 | 19 | On/Off | Not Applicable | [6 empty] | 165 | 27 | 27 | 38.5 | 172 | 519 | 26 | 33.75 |  |  |  |  | 35.125 | [7 empty] | 24.3125 | [8 empty] | 1 | 138 | 186 | UL1453 | Yes | Yes | Yes | No | Not Applicable | [5 empty] | 40301 | COM ELEC LT DUTY | 207465479
LE250LN5-3NLXX | LE250LN | Bradford White | 671632614288 | Active | [10 empty] | No | Not Applicable | Not Applicable | Commercial Water Heating | Water Heating.Electric | 5 | 1 |  |  |  | 238-54649-00 |  |  |  | 238-36612-00 | [6 empty] | Electric | Electric Resistance | 208 | 3 |  | Indoor |  | Floor Mounted |  | No | Not Applicable | 150 | Not Applicable |  |  |  | 0.75 | No | [7 empty] | 5 kW |  | 61 | 0.92 | 47 | 43 | 21 | On/Off | Not Applicable | [6 empty] | 165 | 27 | 27 | 38.5 | 172 | 519 | 26 | 33.75 |  |  |  |  | 35.125 | [7 empty] | 24.3125 | [8 empty] | 1 | 138 | 186 | UL1453 | Yes | Yes | Yes | No | Not Applicable | [5 empty] | 40301 | COM ELEC LT DUTY | 207465479
LE250S3-3NLWW | LE250S | Bradford White | 671632810925 | Phase Out | [10 empty] | No | Not Applicable |  | Commercial Water Heating | Water Heating.Electric | 3 | 1 |  |  |  | 238-54649-00 |  |  |  | 238-36612-00 | [6 empty] | Electric | Electric Resistance | 208 | 3 |  | Indoor |  | Floor Mounted |  | No | Not Applicable | 150 | Not Applicable |  |  |  | 0.75 | No | [7 empty] | 4.5 kW |  |  |  | 50 |  | 19 | On/Off | Not Applicable | [6 empty] | 130 | 23 | 23 | 52.125 | 135 | 542 | 22 | 47.625 |  |  |  |  | 18 | [7 empty] | 49.125 | [8 empty] | 1 | 216 | 208 | UL1453 | Yes | No | Yes | No | Not Applicable
LE255T3-1NEWW | LE255T | Bradford White | 671632645855 | Active | [10 empty] | No | Not Applicable | Not Applicable | Commercial Water Heating | Water Heating.Electric | 3 | 1 |  |  |  | 238-54649-00 |  |  |  | 238-36612-00 | [6 empty] | Electric | Electric Resistance | 277 | 1 |  | Indoor |  | Floor Mounted |  | No | Not Applicable | 150 | Not Applicable |  |  |  | 0.75 | No | [7 empty] | 4.5 kW |  | 75 | 0.93 | 55 | 55 | 19 | On/Off | Not Applicable | [6 empty] | 142 | 24.0625 | 23.875 | 61.3125 | 148 | 596 | 23 | 56.9375 |  |  |  |  | 58.1875 |  |  | 8 |  |  |  |  | 58.1875 | [8 empty] | 1 | 104 | 100 | UL1453 | Yes | Yes | Yes | No | Not Applicable | [5 empty] | 40301 | COM ELEC LT DUTY | 207335331
LE255T3-1NEZZ | LE255T | Bradford White | 671632640232 | Active | [10 empty] | No | Not Applicable | Not Applicable | Commercial Water Heating | Water Heating.Electric | 3 | 1 |  |  |  | 238-54649-00 |  |  |  | 238-36612-00 | [6 empty] | Electric | Electric Resistance | 277 | 1 |  | Indoor |  | Floor Mounted |  | No | Not Applicable | 150 | Not Applicable |  |  |  | 0.75 | No | [7 empty] | 6 kW |  | 75 | 0.93 | 55 | 55 | 25 | On/Off | Not Applicable | [6 empty] | 142 | 24.0625 | 23.875 | 61.3125 | 148 | 596 | 23 | 56.9375 |  |  |  |  | 58.1875 |  |  | 8 |  |  |  |  | 58.1875 | [8 empty] | 1 | 104 | 100 | UL1453 | Yes | Yes | Yes | No | Not Applicable | [5 empty] | 40301 | COM ELEC LT DUTY | 207335331
LE255T3-3NCPP-458 | LE255T | Bradford White | 671632332540 | Active | The ""-458"" indicates that this SKU was designed and certified for Installation in Canada. | [9 empty] | No | Not Applicable | Not Applicable | Commercial Water Heating | Water Heating.Electric | 3 | 1 |  |  |  | 238-54649-00 |  |  |  | 238-36612-00 | [6 empty] | Electric | Electric Resistance | 240 | 3 |  | Indoor |  | Floor Mounted |  | No | Not Applicable | 150 | Not Applicable |  |  |  | 0.75 | No | [7 empty] | 3 kW |  |  |  | 55 |  | 12 | On/Off | Not Applicable | [6 empty] | 142 | 24.0625 | 23.875 | 61.3125 | 148 | 596 | 23 | 56.9375 |  |  |  |  | 58.1875 |  |  | 8 |  |  |  |  | 58.1875 | [8 empty] | 1 | 104 | 100 | UL1453 | Yes | No | Yes | No | Not Applicable | 238-52552-00 |  |  |  | 238-45656-00 | 40301 | COM ELEC LT DUTY
LE255T3-3NCRR-458 | LE255T | Bradford White | 671632643752 | Active | The ""-458"" indicates that this SKU was designed and certified for Installation in Canada. | [9 empty] | No | Not Applicable | Not Applicable | Commercial Water Heating | Water Heating.Electric | 3 | 1 |  |  |  | 238-54649-00 |  |  |  | 238-36612-00 | [6 empty] | Electric | Electric Resistance | 240/208 | 3 |  | Indoor |  | Floor Mounted |  | No | Not Applicable | 150 | Not Applicable |  |  |  | 0.75 | No | [7 empty] | 3.5/2.5 kW |  |  |  | 55 |  | 14/10 | On/Off | Not Applicable | [6 empty] | 142 | 24.0625 | 23.875 | 61.3125 | 148 | 596 | 23 | 56.9375 |  |  |  |  | 58.1875 |  |  | 8 |  |  |  |  | 58.1875 | [8 empty] | 1 | 104 | 100 | UL1453 | Yes | No | Yes | No | Not Applicable | 238-52552-00 |  |  |  | 238-45656-00 | 40301 | COM ELEC LT DUTY
LE255T3-3NCTT-458 | LE255T | Bradford White | 671632580460 | Active | The ""-458"" indicates that this SKU was designed and certified for Installation in Canada. | [9 empty] | No | Not Applicable | Not Applicable | Commercial Water Heating | Water Heating.Electric | 3 | 1 |  |  |  | 238-54649-00 |  |  |  | 238-36612-00 | [6 empty] | Electric | Electric Resistance | 240/208 | 3 |  | Indoor |  | Floor Mounted |  | No | Not Applicable | 150 | Not Applicable |  |  |  | 0.75 | No | [7 empty] | 4/3 kW |  |  |  | 55 |  | 17/12 | On/Off | Not Applicable | [6 empty] | 142 | 24.0625 | 23.875 | 61.3125 | 148 | 596 | 23 | 56.9375 |  |  |  |  | 58.1875 |  |  | 8 |  |  |  |  | 58.1875 | [8 empty] | 1 | 104 | 100 | UL1453 | Yes | No | Yes | No | Not Applicable | 238-52552-00 |  |  |  | 238-45656-00 | 40301 | COM ELEC LT DUTY
LE255T3-3NCWW | LE255T | Bradford White | 671632330478 | Active | [10 empty] | No | Not Applicable | Not Applicable | Commercial Water Heating | Water Heating.Electric | 3 | 1 |  |  |  | 238-54649-00 |  |  |  | 238-36612-00 | [6 empty] | Electric | Electric Resistance | 240/208 | 3 |  | Indoor |  | Floor Mounted |  | No | Not Applicable | 150 | Not Applicable |  |  |  | 0.75 | No | [7 empty] | 4.5/3.5 kW |  | 75 | 0.93 | 55 | 55 | 19/14 | On/Off | Not Applicable | [6 empty] | 142 | 24.0625 | 23.875 | 61.3125 | 148 | 596 | 23 | 56.9375 |  |  |  |  | 58.1875 |  |  | 8 |  |  |  |  | 58.1875 | [8 empty] | 1 | 104 | 100 | UL1453 | Yes | Yes | Yes | No | Not Applicable | [5 empty] | 40301 | COM ELEC LT DUTY | 207335331
LE255T3-3NCWW-458 | LE255T | Bradford White | 671632332519 | Active | The ""-458"" indicates that this SKU was designed and certified for Installation in Canada. | [9 empty] | No | Not Applicable | Not Applicable | Commercial Water Heating | Water Heating.Electric | 3 | 1 |  |  |  | 238-54649-00 |  |  |  | 238-36612-00 | [6 empty] | Electric | Electric Resistance | 240/208 | 3 |  | Indoor |  | Floor Mounted |  | No | Not Applicable | 150 | Not Applicable |  |  |  | 0.75 | No | [7 empty] | 4.5/3.5 kW |  |  |  | 55 |  | 19/14 | On/Off | Not Applicable | [6 empty] | 142 | 24.0625 | 23.875 | 61.3125 | 148 | 596 | 23 | 56.9375 |  |  |  |  | 58.1875 |  |  | 8 |  |  |  |  | 58.1875 | [8 empty] | 1 | 104 | 100 | UL1453 | Yes | No | Yes | No | Not Applicable | 238-52552-00 |  |  |  | 238-45656-00 | 40301 | COM ELEC LT DUTY
LE255T3-3NCXX | LE255T | Bradford White | 671632574773 | Active | [10 empty] | No | Not Applicable | Not Applicable | Commercial Water Heating | Water Heating.Electric | 3 | 1 |  |  |  | 238-54649-00 |  |  |  | 238-36612-00 | [6 empty] | Electric | Electric Resistance | 240 | 3 |  | Indoor |  | Floor Mounted |  | No | Not Applicable | 150 | Not Applicable |  |  |  | 0.75 | No | [7 empty] | 5 kW |  | 75 | 0.93 | 55 | 55 | 21 | On/Off | Not Applicable | [6 empty] | 142 | 24.0625 | 23.875 | 61.3125 | 148 | 596 | 23 | 56.9375 |  |  |  |  | 58.1875 |  |  | 8 |  |  |  |  | 58.1875 | [8 empty] | 1 | 104 | 100 | UL1453 | Yes | Yes | Yes | No | Not Applicable | [5 empty] | 40301 | COM ELEC LT DUTY | 207335331
LE255T3-3NCYY | LE255T | Bradford White | 671632578795 | Active | [10 empty] | No | Not Applicable | Not Applicable | Commercial Water Heating | Water Heating.Electric | 3 | 1 |  |  |  | 238-54649-00 |  |  |  | 238-36612-00 | [6 empty] | Electric | Electric Resistance | 240/208 | 3 |  | Indoor |  | Floor Mounted |  | No | Not Applicable | 150 | Not Applicable |  |  |  | 0.75 | No | [7 empty] | 5.5/4 kW |  | 75 | 0.93 | 55 | 55 | 23/17 | On/Off | Not Applicable | [6 empty] | 142 | 24.0625 | 23.875 | 61.3125 | 148 | 596 | 23 | 56.9375 |  |  |  |  | 58.1875 |  |  | 8 |  |  |  |  | 58.1875 | [8 empty] | 1 | 104 | 100 | UL1453 | Yes | Yes | Yes | No | Not Applicable | [5 empty] | 40301 | COM ELEC LT DUTY | 207335331
LE255T3-3NCYY-458 | LE255T | Bradford White | 671632580828 | Active | The ""-458"" indicates that this SKU was designed and certified for Installation in Canada. | [9 empty] | No | Not Applicable | Not Applicable | Commercial Water Heating | Water Heating.Electric | 3 | 1 |  |  |  | 238-54649-00 |  |  |  | 238-36612-00 | [6 empty] | Electric | Electric Resistance | 240/208 | 3 |  | Indoor |  | Floor Mounted |  | No | Not Applicable | 150 | Not Applicable |  |  |  | 0.75 | No | [7 empty] | 5.5/4 kW |  |  |  | 55 |  | 23/17 | On/Off | Not Applicable | [6 empty] | 142 | 24.0625 | 23.875 | 61.3125 | 148 | 596 | 23 | 56.9375 |  |  |  |  | 58.1875 |  |  | 8 |  |  |  |  | 58.1875 | [8 empty] | 1 | 104 | 100 | UL1453 | Yes | No | Yes | No | Not Applicable | 238-52552-00 |  |  |  | 238-45656-00 | 40301 | COM ELEC LT DUTY
LE255T3-3NCZZ | LE255T | Bradford White | 671632560783 | Active | [10 empty] | No | Not Applicable | Not Applicable | Commercial Water Heating | Water Heating.Electric | 3 | 1 |  |  |  | 238-54649-00 |  |  |  | 238-36612-00 | [6 empty] | Electric | Electric Resistance | 240/208 | 3 |  | Indoor |  | Floor Mounted |  | No | Not Applicable | 150 | Not Applicable |  |  |  | 0.75 | No | [7 empty] | 6/4.5 kW |  | 75 | 0.93 | 55 | 55 | 25/19 | On/Off | Not Applicable | [6 empty] | 142 | 24.0625 | 23.875 | 61.3125 | 148 | 596 | 23 | 56.9375 |  |  |  |  | 58.1875 |  |  | 8 |  |  |  |  | 58.1875 | [8 empty] | 1 | 104 | 100 | UL1453 | Yes | Yes | Yes | No | Not Applicable | [5 empty] | 40301 | COM ELEC LT DUTY | 207335331
LE255T3-3NCZZ-264 | LE255T | Bradford White | 671632639557 | Active | The ""-264"" indicates that this SKU comes with an Aluminum Anode Rod. | [9 empty] | No | Not Applicable | Not Applicable | Commercial Water Heating | Water Heating.Electric | 3 | 1 |  |  |  | 238-54649-00 |  |  |  | 238-36612-00 | [6 empty] | Electric | Electric Resistance | 240/208 | 3 |  | Indoor |  | Floor Mounted |  | No | Not Applicable | 150 | Not Applicable |  |  |  | 0.75 | No | [7 empty] | 6/4.5 kW |  | 75 | 0.93 | 55 | 55 | 25/19 | On/Off | Not Applicable | [6 empty] | 142 | 24.0625 | 23.875 | 61.3125 | 148 | 596 | 23 | 56.9375 |  |  |  |  | 58.1875 |  |  | 8 |  |  |  |  | 58.1875 | [8 empty] | 1 | 104 | 100 | UL1453 | Yes | Yes | Yes | No | Not Applicable | [5 empty] | 40301 | COM ELEC LT DUTY | 207335331
LE255T3-3NHWW | LE255T | Bradford White | 671632559978 | Active | [10 empty] | No | Not Applicable | Not Applicable | Commercial Water Heating | Water Heating.Electric | 3 | 1 |  |  |  | 238-54649-00 |  |  |  | 238-36612-00 | [6 empty] | Electric | Electric Resistance | 480 | 3 |  | Indoor |  | Floor Mounted |  | No | Not Applicable | 150 | Not Applicable |  |  |  | 0.75 | No | [7 empty] | 4.5 kW |  | 75 | 0.93 | 55 | 55 | 19 | On/Off | Not Applicable | [6 empty] | 142 | 24.0625 | 23.875 | 61.3125 | 148 | 596 | 23 | 56.9375 |  |  |  |  | 58.1875 |  |  | 8 |  |  |  |  | 58.1875 | [8 empty] | 1 | 104 | 100 | UL1453 | Yes | Yes | Yes | No | Not Applicable | [5 empty] | 40301 | COM ELEC LT DUTY | 207335331
LE255T3-3NHWW-264 | LE255T | Bradford White | 671632580866 | Active | The ""-264"" indicates that this SKU comes with an Aluminum Anode Rod. | [9 empty] | No | Not Applicable | Not Applicable | Commercial Water Heating | Water Heating.Electric | 3 | 1 |  |  |  | 238-54649-00 |  |  |  | 238-36612-00 | [6 empty] | Electric | Electric Resistance | 480 | 3 |  | Indoor |  | Floor Mounted |  | No | Not Applicable | 150 | Not Applicable |  |  |  | 0.75 | No | [7 empty] | 4.5 kW |  | 75 | 0.93 | 55 | 55 | 19 | On/Off | Not Applicable | [6 empty] | 142 | 24.0625 | 23.875 | 61.3125 | 148 | 596 | 23 | 56.9375 |  |  |  |  | 58.1875 |  |  | 8 |  |  |  |  | 58.1875 | [8 empty] | 1 | 104 | 100 | UL1453 | Yes | Yes | Yes | No | Not Applicable | [5 empty] | 40301 | COM ELEC LT DUTY | 207335331
LE255T3-3NHWW-458 | LE255T | Bradford White | 671632653447 | Active | The ""-458"" indicates that this SKU was designed and certified for Installation in Canada. | [9 empty] | No | Not Applicable | Not Applicable | Commercial Water Heating | Water Heating.Electric | 3 | 1 |  |  |  | 238-54649-00 |  |  |  | 238-36612-00 | [6 empty] | Electric | Electric Resistance | 480 | 3 |  | Indoor |  | Floor Mounted |  | No | Not Applicable | 150 | Not Applicable |  |  |  | 0.75 | No | [7 empty] | 4.5 kW |  |  |  | 55 |  | 19 | On/Off | Not Applicable | [6 empty] | 142 | 24.0625 | 23.875 | 61.3125 | 148 | 596 | 23 | 56.9375 |  |  |  |  | 58.1875 |  |  | 8 |  |  |  |  | 58.1875 | [8 empty] | 1 | 104 | 100 | UL1453 | Yes | No | Yes | No | Not Applicable | 238-52552-00 |  |  |  | 238-45656-00 | 40301 | COM ELEC LT DUTY
LE255T3-3NHXX | LE255T | Bradford White | 671632679430 | Active | [10 empty] | No | Not Applicable | Not Applicable | Commercial Water Heating | Water Heating.Electric | 3 | 1 |  |  |  | 238-54649-00 |  |  |  | 238-36612-00 | [6 empty] | Electric | Electric Resistance | 480 | 3 |  | Indoor |  | Floor Mounted |  | No | Not Applicable | 150 | Not Applicable |  |  |  | 0.75 | No | [7 empty] | 5 kW |  | 75 | 0.93 | 55 | 55 | 21 | On/Off | Not Applicable | [6 empty] | 142 | 24.0625 | 23.875 | 61.3125 | 148 | 596 | 23 | 56.9375 |  |  |  |  | 58.1875 |  |  | 8 |  |  |  |  | 58.1875 | [8 empty] | 1 | 104 | 100 | UL1453 | Yes | Yes | Yes | No | Not Applicable | [5 empty] | 40301 | COM ELEC LT DUTY | 207335331
LE255T3-3NHYY | LE255T | Bradford White | 671632671335 | Active | [10 empty] | No | Not Applicable | Not Applicable | Commercial Water Heating | Water Heating.Electric | 3 | 1 |  |  |  | 238-54649-00 |  |  |  | 238-36612-00 | [6 empty] | Electric | Electric Resistance | 480 | 3 |  | Indoor |  | Floor Mounted |  | No | Not Applicable | 150 | Not Applicable |  |  |  | 0.75 | No | [7 empty] | 5.5 kW |  | 75 | 0.93 | 55 | 55 | 23 | On/Off | Not Applicable | [6 empty] | 142 | 24.0625 | 23.875 | 61.3125 | 148 | 596 | 23 | 56.9375 |  |  |  |  | 58.1875 |  |  | 8 |  |  |  |  | 58.1875 | [8 empty] | 1 | 104 | 100 | UL1453 | Yes | Yes | Yes | No | Not Applicable | [5 empty] | 40301 | COM ELEC LT DUTY | 207335331
LE255T3-3NHZZ | LE255T | Bradford White | 671632567829 | Active | [10 empty] | No | Not Applicable | Not Applicable | Commercial Water Heating | Water Heating.Electric | 3 | 1 |  |  |  | 238-54649-00 |  |  |  | 238-36612-00 | [6 empty] | Electric | Electric Resistance | 480 | 3 |  | Indoor |  | Floor Mounted |  | No | Not Applicable | 150 | Not Applicable |  |  |  | 0.75 | No | [7 empty] | 6 kW |  | 75 | 0.93 | 55 | 55 | 25 | On/Off | Not Applicable | [6 empty] | 142 | 24.0625 | 23.875 | 61.3125 | 148 | 596 | 23 | 56.9375 |  |  |  |  | 58.1875 |  |  | 8 |  |  |  |  | 58.1875 | [8 empty] | 1 | 104 | 100 | UL1453 | Yes | Yes | Yes | No | Not Applicable | [5 empty] | 40301 | COM ELEC LT DUTY | 207335331
LE255T3-3NLWW | LE255T | Bradford White | 671632650620 | Active | [10 empty] | No | Not Applicable | Not Applicable | Commercial Water Heating | Water Heating.Electric | 3 | 1 |  |  |  | 238-54649-00 |  |  |  | 238-36612-00 | [6 empty] | Electric | Electric Resistance | 208 | 3 |  | Indoor |  | Floor Mounted |  | No | Not Applicable | 150 | Not Applicable |  |  |  | 0.75 | No | [7 empty] | 4.5 kW |  | 75 | 0.93 | 55 | 55 | 19 | On/Off | Not Applicable | [6 empty] | 142 | 24.0625 | 23.875 | 61.3125 | 148 | 596 | 23 | 56.9375 |  |  |  |  | 58.1875 |  |  | 8 |  |  |  |  | 58.1875 | [8 empty] | 1 | 104 | 100 | UL1453 | Yes | Yes | Yes | No | Not Applicable | [5 empty] | 40301 | COM ELEC LT DUTY | 207335331
LE255T3-3NLWW-458 | LE255T | Bradford White | 671632567874 | Active | The ""-458"" indicates that this SKU was designed and certified for Installation in Canada. | [9 empty] | No | Not Applicable | Not Applicable | Commercial Water Heating | Water Heating.Electric | 3 | 1 |  |  |  | 238-54649-00 |  |  |  | 238-36612-00 | [6 empty] | Electric | Electric Resistance | 208 | 3 |  | Indoor |  | Floor Mounted |  | No | Not Applicable | 150 | Not Applicable |  |  |  | 0.75 | No | [7 empty] | 4.5 kW |  |  |  | 55 |  | 19 | On/Off | Not Applicable | [6 empty] | 142 | 24.0625 | 23.875 | 61.3125 | 148 | 596 | 23 | 56.9375 |  |  |  |  | 58.1875 |  |  | 8 |  |  |  |  | 58.1875 | [8 empty] | 1 | 104 | 100 | UL1453 | Yes | No | Yes | No | Not Applicable | 238-52552-00 |  |  |  | 238-45656-00 | 40301 | COM ELEC LT DUTY
LE255T3-3NLXX | LE255T | Bradford White | 671632578962 | Active | [10 empty] | No | Not Applicable | Not Applicable | Commercial Water Heating | Water Heating.Electric | 3 | 1 |  |  |  | 238-54649-00 |  |  |  | 238-36612-00 | [6 empty] | Electric | Electric Resistance | 208 | 3 |  | Indoor |  | Floor Mounted |  | No | Not Applicable | 150 | Not Applicable |  |  |  | 0.75 | No | [7 empty] | 5 kW |  | 75 | 0.93 | 55 | 55 | 21 | On/Off | Not Applicable | [6 empty] | 142 | 24.0625 | 23.875 | 61.3125 | 148 | 596 | 23 | 56.9375 |  |  |  |  | 58.1875 |  |  | 8 |  |  |  |  | 58.1875 | [8 empty] | 1 | 104 | 100 | UL1453 | Yes | Yes | Yes | No | Not Applicable | [5 empty] | 40301 | COM ELEC LT DUTY | 207335331
LE255T3-3NLXX-264 | LE255T | Bradford White | 671632675890 | Active | The ""-264"" indicates that this SKU comes with an Aluminum Anode Rod. | [9 empty] | No | Not Applicable | Not Applicable | Commercial Water Heating | Water Heating.Electric | 3 | 1 |  |  |  | 238-54649-00 |  |  |  | 238-36612-00 | [6 empty] | Electric | Electric Resistance | 208 | 3 |  | Indoor |  | Floor Mounted |  | No | Not Applicable | 150 | Not Applicable |  |  |  | 0.75 | No | [7 empty] | 5 kW |  | 75 | 0.93 | 55 | 55 | 21 | On/Off | Not Applicable | [6 empty] | 142 | 24.0625 | 23.875 | 61.3125 | 148 | 596 | 23 | 56.9375 |  |  |  |  | 58.1875 |  |  | 8 |  |  |  |  | 58.1875 | [8 empty] | 1 | 104 | 100 | UL1453 | Yes | Yes | Yes | No | Not Applicable | [5 empty] | 40301 | COM ELEC LT DUTY | 207335331
LE255T3-3NLYY | LE255T | Bradford White | 671632574759 | Active | [10 empty] | No | Not Applicable | Not Applicable | Commercial Water Heating | Water Heating.Electric | 3 | 1 |  |  |  | 238-54649-00 |  |  |  | 238-36612-00 | [6 empty] | Electric | Electric Resistance | 208 | 3 |  | Indoor |  | Floor Mounted |  | No | Not Applicable | 150 | Not Applicable |  |  |  | 0.75 | No | [7 empty] | 5.5 kW |  | 75 | 0.93 | 55 | 55 | 23 | On/Off | Not Applicable | [6 empty] | 142 | 24.0625 | 23.875 | 61.3125 | 148 | 596 | 23 | 56.9375 |  |  |  |  | 58.1875 |  |  | 8 |  |  |  |  | 58.1875 | [8 empty] | 1 | 104 | 100 | UL1453 | Yes | Yes | Yes | No | Not Applicable | [5 empty] | 40301 | COM ELEC LT DUTY | 207335331
LE255T3-3NLYY-264 | LE255T | Bradford White | 671632675906 | Active | The ""-264"" indicates that this SKU comes with an Aluminum Anode Rod. | [9 empty] | No | Not Applicable | Not Applicable | Commercial Water Heating | Water Heating.Electric | 3 | 1 |  |  |  | 238-54649-00 |  |  |  | 238-36612-00 | [6 empty] | Electric | Electric Resistance | 208 | 3 |  | Indoor |  | Floor Mounted |  | No | Not Applicable | 150 | Not Applicable |  |  |  | 0.75 | No | [7 empty] | 5.5 kW |  | 75 | 0.93 | 55 | 55 | 23 | On/Off | Not Applicable | [6 empty] | 142 | 24.0625 | 23.875 | 61.3125 | 148 | 596 | 23 | 56.9375 |  |  |  |  | 58.1875 |  |  | 8 |  |  |  |  | 58.1875 | [8 empty] | 1 | 104 | 100 | UL1453 | Yes | Yes | Yes | No | Not Applicable | [5 empty] | 40301 | COM ELEC LT DUTY | 207335331
LE255T5-3NCWW | LE255T | Bradford White | 671632331758 | Active | [10 empty] | No | Not Applicable | Not Applicable | Commercial Water Heating | Water Heating.Electric | 5 | 1 |  |  |  | 238-54649-00 |  |  |  | 238-36612-00 | [6 empty] | Electric | Electric Resistance | 240/208 | 3 |  | Indoor |  | Floor Mounted |  | No | Not Applicable | 150 | Not Applicable |  |  |  | 0.75 | No | [7 empty] | 4.5/3.5 kW |  | 75 | 0.93 | 55 | 55 | 19/14 | On/Off | Not Applicable | [6 empty] | 142 | 24.0625 | 23.875 | 61.3125 | 148 | 596 | 23 | 56.9375 |  |  |  |  | 58.1875 |  |  | 8 |  |  |  |  | 58.1875 | [8 empty] | 1 | 104 | 100 | UL1453 | Yes | Yes | Yes | No | Not Applicable | [5 empty] | 40301 | COM ELEC LT DUTY | 207335331
LE255T5-3NCZZ | LE255T | Bradford White | 671632579549 | Active | [10 empty] | No | Not Applicable | Not Applicable | Commercial Water Heating | Water Heating.Electric | 5 | 1 |  |  |  | 238-54649-00 |  |  |  | 238-36612-00 | [6 empty] | Electric | Electric Resistance | 240/208 | 3 |  | Indoor |  | Floor Mounted |  | No | Not Applicable | 150 | Not Applicable |  |  |  | 0.75 | No | [7 empty] | 6/4.5 kW |  | 75 | 0.93 | 55 | 55 | 25/19 | On/Off | Not Applicable | [6 empty] | 142 | 24.0625 | 23.875 | 61.3125 | 148 | 596 | 23 | 56.9375 |  |  |  |  | 58.1875 |  |  | 8 |  |  |  |  | 58.1875 | [8 empty] | 1 | 104 | 100 | UL1453 | Yes | Yes | Yes | No | Not Applicable | [5 empty] | 40301 | COM ELEC LT DUTY | 207335331
LE255T5-3NHZZ | LE255T | Bradford White | 671632680368 | Active | [10 empty] | No | Not Applicable | Not Applicable | Commercial Water Heating | Water Heating.Electric | 5 | 1 |  |  |  | 238-54649-00 |  |  |  | 238-36612-00 | [6 empty] | Electric | Electric Resistance | 480 | 3 |  | Indoor |  | Floor Mounted |  | No | Not Applicable | 150 | Not Applicable |  |  |  | 0.75 | No | [7 empty] | 6 kW |  | 75 | 0.93 | 55 | 55 | 25 | On/Off | Not Applicable | [6 empty] | 142 | 24.0625 | 23.875 | 61.3125 | 148 | 596 | 23 | 56.9375 |  |  |  |  | 58.1875 |  |  | 8 |  |  |  |  | 58.1875 | [8 empty] | 1 | 104 | 100 | UL1453 | Yes | Yes | Yes | No | Not Applicable | [5 empty] | 40301 | COM ELEC LT DUTY | 207335331
LE265T3-1NALL-458 | LE265T | Bradford White | 671632321759 | Active | The ""-458"" indicates that this SKU was designed and certified for Installation in Canada. | [9 empty] | No | Not Applicable | Not Applicable | Commercial Water Heating | Water Heating.Electric | 3 | 1 |  |  |  | 238-54649-00 |  |  |  | 238-36612-00 | [6 empty] | Electric | Electric Resistance | 120 | 1 |  | Indoor |  | Floor Mounted |  | No | Not Applicable | 150 | Not Applicable |  |  |  | 0.75 | No | [7 empty] | 1.5 kW |  |  |  | 61 |  | 6 | On/Off | Not Applicable | [6 empty] | 160 | 23 | 23 | 64.375 | 166 | 663 | 22 | 60 |  |  |  |  | 60.9375 | 60.9375 | 60.9375 | 8 |  |  |  |  | 61.5625 | [8 empty] | 1 | 108 | 104 | UL1453 | Yes | No | Yes | No | Not Applicable | 238-52552-00 |  |  |  | 238-45656-00 | 40301 | COM ELEC LT DUTY
LE265T3-1SEVV | LE265T | Bradford White | 671632558988 | Active | [10 empty] | No | Not Applicable | Not Applicable | Commercial Water Heating | Water Heating.Electric | 3 | 1 |  |  |  | 238-54649-00 |  |  |  | 238-36612-00 | [6 empty] | Electric | Electric Resistance |  | 1 |  | Indoor |  | Floor Mounted |  | No | Not Applicable | 150 | Not Applicable |  |  |  | 0.75 | No | [7 empty] | Not Applicable |  |  |  | 65 |  |  | On/Off | Not Applicable | [6 empty] | 160 | 23 | 23 | 64.375 | 166 | 696 | 22 | 60 |  |  |  |  | 60.9375 | 60.9375 | 60.9375 | 8 |  |  |  |  | 61.5625 | [8 empty] | 1 | 108 | 104 | UL174 | Yes | Yes | Yes | No | Not Applicable | [5 empty] | 40301 | COM ELEC LT DUTY | 207785130
LE265T3-3NCPP-458 | LE265T | Bradford White | 671632873777 | Active | The ""-458"" indicates that this SKU was designed and certified for Installation in Canada. | [9 empty] | No | Not Applicable | Not Applicable | Commercial Water Heating | Water Heating.Electric | 3 | 1 |  |  |  | 238-54649-00 |  |  |  | 238-36612-00 | [6 empty] | Electric | Electric Resistance | 240 | 3 |  | Indoor |  | Floor Mounted |  | No | Not Applicable | 150 | Not Applicable |  |  |  | 0.75 | No | [7 empty] | 3 kW |  |  |  | 61 |  | 12 | On/Off | Not Applicable | [6 empty] | 160 | 23 | 23 | 64.375 | 166 | 663 | 22 | 60 |  |  |  |  | 60.9375 | 60.9375 | 60.9375 | 8 |  |  |  |  | 61.5625 | [8 empty] | 1 | 108 | 104 | UL1453 | Yes | No | Yes | No | Not Applicable | 238-52552-00 |  |  |  | 238-45656-00 | 40301 | COM ELEC LT DUTY
LE265T3-3NCRR-458 | LE265T | Bradford White | 671632894055 | Active | The ""-458"" indicates that this SKU was designed and certified for Installation in Canada. | [9 empty] | No | Not Applicable | Not Applicable | Commercial Water Heating | Water Heating.Electric | 3 | 1 |  |  |  | 238-54649-00 |  |  |  | 238-36612-00 | [6 empty] | Electric | Electric Resistance | 240/208 | 3 |  | Indoor |  | Floor Mounted |  | No | Not Applicable | 150 | Not Applicable |  |  |  | 0.75 | No | [7 empty] | 3.5/2.5 kW |  |  |  | 61 |  | 14/10 | On/Off | Not Applicable | [6 empty] | 160 | 23 | 23 | 64.375 | 166 | 663 | 22 | 60 |  |  |  |  | 60.9375 | 60.9375 | 60.9375 | 8 |  |  |  |  | 61.5625 | [8 empty] | 1 | 108 | 104 | UL1453 | Yes | No | Yes | No | Not Applicable | 238-52552-00 |  |  |  | 238-45656-00 | 40301 | COM ELEC LT DUTY
LE265T3-3NCSS-458 | LE265T | Bradford White | 671632821143 | Active | The ""-458"" indicates that this SKU was designed and certified for Installation in Canada. | [9 empty] | No | Not Applicable | Not Applicable | Commercial Water Heating | Water Heating.Electric | 3 | 1 |  |  |  | 238-54649-00 |  |  |  | 238-36612-00 | [6 empty] | Electric | Electric Resistance | 240 | 3 |  | Indoor |  | Floor Mounted |  | No | Not Applicable | 150 | Not Applicable |  |  |  | 0.75 | No | [7 empty] | 3.8 kW |  |  |  | 61 |  | 16 | On/Off | Not Applicable | [6 empty] | 160 | 23 | 23 | 64.375 | 166 | 663 | 22 | 60 |  |  |  |  | 60.9375 | 60.9375 | 60.9375 | 8 |  |  |  |  | 61.5625 | [8 empty] | 1 | 108 | 104 | UL1453 | Yes | No | Yes | No | Not Applicable | 238-52552-00 |  |  |  | 238-45656-00 | 40301 | COM ELEC LT DUTY
LE265T3-3NCTT-458 | LE265T | Bradford White | 671632875979 | Active | The ""-458"" indicates that this SKU was designed and certified for Installation in Canada. | [9 empty] | No | Not Applicable | Not Applicable | Commercial Water Heating | Water Heating.Electric | 3 | 1 |  |  |  | 238-54649-00 |  |  |  | 238-36612-00 | [6 empty] | Electric | Electric Resistance | 240/208 | 3 |  | Indoor |  | Floor Mounted |  | No | Not Applicable | 150 | Not Applicable |  |  |  | 0.75 | No | [7 empty] | 4/3 kW |  |  |  | 61 |  | 17/12 | On/Off | Not Applicable | [6 empty] | 160 | 23 | 23 | 64.375 | 166 | 663 | 22 | 60 |  |  |  |  | 60.9375 | 60.9375 | 60.9375 | 8 |  |  |  |  | 61.5625 | [8 empty] | 1 | 108 | 104 | UL1453 | Yes | No | Yes | No | Not Applicable | 238-52552-00 |  |  |  | 238-45656-00 | 40301 | COM ELEC LT DUTY
LE265T3-3NCWW-458 | LE265T | Bradford White | 671632798223 | Active | The ""-458"" indicates that this SKU was designed and certified for Installation in Canada. | [9 empty] | No | Not Applicable | Not Applicable | Commercial Water Heating | Water Heating.Electric | 3 | 1 |  |  |  | 238-54649-00 |  |  |  | 238-36612-00 | [6 empty] | Electric | Electric Resistance | 240/208 | 3 |  | Indoor |  | Floor Mounted |  | No | Not Applicable | 150 | Not Applicable |  |  |  | 0.75 | No | [7 empty] | 4.5/3.5 kW |  |  |  | 61 |  | 19/14 | On/Off | Not Applicable | [6 empty] | 160 | 23 | 23 | 64.375 | 166 | 663 | 22 | 60 |  |  |  |  | 60.9375 | 60.9375 | 60.9375 | 8 |  |  |  |  | 61.5625 | [8 empty] | 1 | 108 | 104 | UL1453 | Yes | No | Yes | No | Not Applicable | 238-52552-00 |  |  |  | 238-45656-00 | 40301 | COM ELEC LT DUTY
LE265T3-3NCXX-458 | LE265T | Bradford White | 671632674633 | Active | The ""-458"" indicates that this SKU was designed and certified for Installation in Canada. | [9 empty] | No | Not Applicable | Not Applicable | Commercial Water Heating | Water Heating.Electric | 3 | 1 |  |  |  | 238-54649-00 |  |  |  | 238-36612-00 | [6 empty] | Electric | Electric Resistance | 240 | 3 |  | Indoor |  | Floor Mounted |  | No | Not Applicable | 150 | Not Applicable |  |  |  | 0.75 | No | [7 empty] | 5 kW |  |  |  | 61 |  | 21 | On/Off | Not Applicable | [6 empty] | 160 | 23 | 23 | 64.375 | 166 | 663 | 22 | 60 |  |  |  |  | 60.9375 | 60.9375 | 60.9375 | 8 |  |  |  |  | 61.5625 | [8 empty] | 1 | 108 | 104 | UL1453 | Yes | No | Yes | No | Not Applicable | 238-52552-00 |  |  |  | 238-45656-00 | 40301 | COM ELEC LT DUTY
LE265T3-3NCYY-458 | LE265T | Bradford White | 671632627943 | Active | The ""-458"" indicates that this SKU was designed and certified for Installation in Canada. | [9 empty] | No | Not Applicable | Not Applicable | Commercial Water Heating | Water Heating.Electric | 3 | 1 |  |  |  | 238-54649-00 |  |  |  | 238-36612-00 | [6 empty] | Electric | Electric Resistance | 240/208 | 3 |  | Indoor |  | Floor Mounted |  | No | Not Applicable | 150 | Not Applicable |  |  |  | 0.75 | No | [7 empty] | 5.5/4 kW |  |  |  | 61 |  | 23/17 | On/Off | Not Applicable | [6 empty] | 160 | 23 | 23 | 64.375 | 166 | 663 | 22 | 60 |  |  |  |  | 60.9375 | 60.9375 | 60.9375 | 8 |  |  |  |  | 61.5625 | [8 empty] | 1 | 108 | 104 | UL1453 | Yes | No | Yes | No | Not Applicable | 238-52552-00 |  |  |  | 238-45656-00 | 40301 | COM ELEC LT DUTY
LE265T3-3NCZZ-458 | LE265T | Bradford White | 671632580989 | Active | The ""-458"" indicates that this SKU was designed and certified for Installation in Canada. | [9 empty] | No | Not Applicable | Not Applicable | Commercial Water Heating | Water Heating.Electric | 3 | 1 |  |  |  | 238-54649-00 |  |  |  | 238-36612-00 | [6 empty] | Electric | Electric Resistance | 240/208 | 3 |  | Indoor |  | Floor Mounted |  | No | Not Applicable | 150 | Not Applicable |  |  |  | 0.75 | No | [7 empty] | 6/4.5 kW |  |  |  | 61 |  | 25/19 | On/Off | Not Applicable | [6 empty] | 160 | 23 | 23 | 64.375 | 166 | 663 | 22 | 60 |  |  |  |  | 60.9375 | 60.9375 | 60.9375 | 8 |  |  |  |  | 61.5625 | [8 empty] | 1 | 108 | 104 | UL1453 | Yes | No | Yes | No | Not Applicable | 238-52552-00 |  |  |  | 238-45656-00 | 40301 | COM ELEC LT DUTY
LE265T3-3NHWW | LE265T | Bradford White | 671632816941 | Phase Out | [10 empty] | No | Not Applicable |  | Commercial Water Heating | Water Heating.Electric | 3 | 1 |  |  |  | 238-54649-00 |  |  |  | 238-36612-00 | [6 empty] | Electric | Electric Resistance | 480 | 3 |  | Indoor |  | Floor Mounted |  | No | Not Applicable | 150 | Not Applicable |  |  |  | 0.75 | No | [7 empty] | 4.5 kW |  |  |  | 65 |  | 19 | On/Off | Not Applicable | [6 empty] | 160 | 23 | 23 | 64.375 | 166 | 696 | 22 | 60 |  |  |  |  | 60.9375 | 60.9375 | 60.9375 | 8 |  |  |  |  | 61.5625 | [8 empty] | 1 | 108 | 104 | UL1453 | Yes | No | Yes | No | Not Applicable
LE265T3-3NHWW-458 | LE265T | Bradford White | 671632863990 | Active | The ""-458"" indicates that this SKU was designed and certified for Installation in Canada. | [9 empty] | No | Not Applicable | Not Applicable | Commercial Water Heating | Water Heating.Electric | 3 | 1 |  |  |  | 238-54649-00 |  |  |  | 238-36612-00 | [6 empty] | Electric | Electric Resistance | 480 | 3 |  | Indoor |  | Floor Mounted |  | No | Not Applicable | 150 | Not Applicable |  |  |  | 0.75 | No | [7 empty] | 4.5 kW |  |  |  | 61 |  | 19 | On/Off | Not Applicable | [6 empty] | 160 | 23 | 23 | 64.375 | 166 | 663 | 22 | 60 |  |  |  |  | 60.9375 | 60.9375 | 60.9375 | 8 |  |  |  |  | 61.5625 | [8 empty] | 1 | 108 | 104 | UL1453 | Yes | No | Yes | No | Not Applicable | 238-52552-00 |  |  |  | 238-45656-00 | 40301 | COM ELEC LT DUTY
LE265T3-3NHZZ-458 | LE265T | Bradford White | 671632863976 | Active | The ""-458"" indicates that this SKU was designed and certified for Installation in Canada. | [9 empty] | No | Not Applicable | Not Applicable | Commercial Water Heating | Water Heating.Electric | 3 | 1 |  |  |  | 238-54649-00 |  |  |  | 238-36612-00 | [6 empty] | Electric | Electric Resistance | 480 | 3 |  | Indoor |  | Floor Mounted |  | No | Not Applicable | 150 | Not Applicable |  |  |  | 0.75 | No | [7 empty] | 6 kW |  |  |  | 61 |  | 25 | On/Off | Not Applicable | [6 empty] | 160 | 23 | 23 | 64.375 | 166 | 663 | 22 | 60 |  |  |  |  | 60.9375 | 60.9375 | 60.9375 | 8 |  |  |  |  | 61.5625 | [8 empty] | 1 | 108 | 104 | UL1453 | Yes | No | Yes | No | Not Applicable | 238-52552-00 |  |  |  | 238-45656-00 | 40301 | COM ELEC LT DUTY
LE265T3-3NLWW-458 | LE265T | Bradford White | 671632873159 | Active | The ""-458"" indicates that this SKU was designed and certified for Installation in Canada. | [9 empty] | No | Not Applicable | Not Applicable | Commercial Water Heating | Water Heating.Electric | 3 | 1 |  |  |  | 238-54649-00 |  |  |  | 238-36612-00 | [6 empty] | Electric | Electric Resistance | 208 | 3 |  | Indoor |  | Floor Mounted |  | No | Not Applicable | 150 | Not Applicable |  |  |  | 0.75 | No | [7 empty] | 4.5 kW |  |  |  | 61 |  | 19 | On/Off | Not Applicable | [6 empty] | 160 | 23 | 23 | 64.375 | 166 | 663 | 22 | 60 |  |  |  |  | 60.9375 | 60.9375 | 60.9375 | 8 |  |  |  |  | 61.5625 | [8 empty] | 1 | 108 | 104 | UL1453 | Yes | No | Yes | No | Not Applicable | 238-52552-00 |  |  |  | 238-45656-00 | 40301 | COM ELEC LT DUTY
LE265T3-3NLXX-458 | LE265T | Bradford White | 671632902514 | Active | The ""-458"" indicates that this SKU was designed and certified for Installation in Canada. | [9 empty] | No | Not Applicable | Not Applicable | Commercial Water Heating | Water Heating.Electric | 3 | 1 |  |  |  | 238-54649-00 |  |  |  | 238-36612-00 | [6 empty] | Electric | Electric Resistance | 208 | 3 |  | Indoor |  | Floor Mounted |  | No | Not Applicable | 150 | Not Applicable |  |  |  | 0.75 | No | [7 empty] | 5 kW |  |  |  | 61 |  | 21 | On/Off | Not Applicable | [6 empty] | 160 | 23 | 23 | 64.375 | 166 | 663 | 22 | 60 |  |  |  |  | 60.9375 | 60.9375 | 60.9375 | 8 |  |  |  |  | 61.5625 | [8 empty] | 1 | 108 | 104 | UL1453 | Yes | No | Yes | No | Not Applicable | 238-52552-00 |  |  |  | 238-45656-00 | 40301 | COM ELEC LT DUTY
LE265T3-3NLYY-458 | LE265T | Bradford White | 671632557936 | Active | The ""-458"" indicates that this SKU was designed and certified for Installation in Canada. | [9 empty] | No | Not Applicable | Not Applicable | Commercial Water Heating | Water Heating.Electric | 3 | 1 |  |  |  | 238-54649-00 |  |  |  | 238-36612-00 | [6 empty] | Electric | Electric Resistance | 208 | 3 |  | Indoor |  | Floor Mounted |  | No | Not Applicable | 150 | Not Applicable |  |  |  | 0.75 | No | [7 empty] | 5.5 kW |  |  |  | 61 |  | 23 | On/Off | Not Applicable | [6 empty] | 160 | 23 | 23 | 64.375 | 166 | 663 | 22 | 60 |  |  |  |  | 60.9375 | 60.9375 | 60.9375 | 8 |  |  |  |  | 61.5625 | [8 empty] | 1 | 108 | 104 | UL1453 | Yes | No | Yes | No | Not Applicable | 238-52552-00 |  |  |  | 238-45656-00 | 40301 | COM ELEC LT DUTY
LE265T3-3SCVV | LE265T | Bradford White | 671632558964 | Active | [10 empty] | No | Not Applicable | Not Applicable | Commercial Water Heating | Water Heating.Electric | 3 | 1 |  |  |  | 238-54649-00 |  |  |  | 238-36612-00 | [6 empty] | Electric | Electric Resistance |  | 3 |  | Indoor |  | Floor Mounted |  | No | Not Applicable | 150 | Not Applicable |  |  |  | 0.75 | No | [7 empty] | Not Applicable |  |  |  | 65 |  |  | On/Off | Not Applicable | [6 empty] | 160 | 23 | 23 | 64.375 | 166 | 696 | 22 | 60 |  |  |  |  | 60.9375 | 60.9375 | 60.9375 | 8 |  |  |  |  | 61.5625 | [8 empty] | 1 | 108 | 104 | UL174 | Yes | Yes | Yes | No | Not Applicable | [5 empty] | 40301 | COM ELEC LT DUTY | 207785130
LE265T3-3SHVV | LE265T | Bradford White | 671632558995 | Active | [10 empty] | No | Not Applicable | Not Applicable | Commercial Water Heating | Water Heating.Electric | 3 | 1 |  |  |  | 238-54649-00 |  |  |  | 238-36612-00 | [6 empty] | Electric | Electric Resistance |  | 3 |  | Indoor |  | Floor Mounted |  | No | Not Applicable | 150 | Not Applicable |  |  |  | 0.75 | No | [7 empty] | Not Applicable |  |  |  | 65 |  |  | On/Off | Not Applicable | [6 empty] | 160 | 23 | 23 | 64.375 | 166 | 696 | 22 | 60 |  |  |  |  | 60.9375 | 60.9375 | 60.9375 | 8 |  |  |  |  | 61.5625 | [8 empty] | 1 | 108 | 104 | UL174 | Yes | Yes | Yes | No | Not Applicable | [5 empty] | 40301 | COM ELEC LT DUTY | 207785130
LE265T5-1SEVV | LE265T | Bradford White | 671632559169 | Active | [10 empty] | No | Not Applicable | Not Applicable | Commercial Water Heating | Water Heating.Electric | 5 | 1 |  |  |  | 238-54649-00 |  |  |  | 238-36612-00 | [6 empty] | Electric | Electric Resistance |  | 1 |  | Indoor |  | Floor Mounted |  | No | Not Applicable | 150 | Not Applicable |  |  |  | 0.75 | No | [7 empty] | Not Applicable |  |  |  | 65 |  |  | On/Off | Not Applicable | [6 empty] | 160 | 23 | 23 | 64.375 | 166 | 696 | 22 | 60 |  |  |  |  | 60.9375 | 60.9375 | 60.9375 | 8 |  |  |  |  | 61.5625 | [8 empty] | 1 | 108 | 104 | UL174 | Yes | Yes | Yes | No | Not Applicable | [5 empty] | 40301 | COM ELEC LT DUTY | 207785130
LE265T5-3NHWW-458 | LE265T | Bradford White | 671632864003 | Active | The ""-458"" indicates that this SKU was designed and certified for Installation in Canada. | [9 empty] | No | Not Applicable | Not Applicable | Commercial Water Heating | Water Heating.Electric | 5 | 1 |  |  |  | 238-54649-00 |  |  |  | 238-36612-00 | [6 empty] | Electric | Electric Resistance | 480 | 3 |  | Indoor |  | Floor Mounted |  | No | Not Applicable | 150 | Not Applicable |  |  |  | 0.75 | No | [7 empty] | 4.5 kW |  |  |  | 61 |  | 19 | On/Off | Not Applicable | [6 empty] | 160 | 23 | 23 | 64.375 | 166 | 663 | 22 | 60 |  |  |  |  | 60.9375 | 60.9375 | 60.9375 | 8 |  |  |  |  | 61.5625 | [8 empty] | 1 | 108 | 104 | UL1453 | Yes | No | Yes | No | Not Applicable | 238-52552-00 |  |  |  | 238-45656-00 | 40301 | COM ELEC LT DUTY
LE265T5-3NHZZ-458 | LE265T | Bradford White | 671632863983 | Active | The ""-458"" indicates that this SKU was designed and certified for Installation in Canada. | [9 empty] | No | Not Applicable | Not Applicable | Commercial Water Heating | Water Heating.Electric | 5 | 1 |  |  |  | 238-54649-00 |  |  |  | 238-36612-00 | [6 empty] | Electric | Electric Resistance | 480 | 3 |  | Indoor |  | Floor Mounted |  | No | Not Applicable | 150 | Not Applicable |  |  |  | 0.75 | No | [7 empty] | 6 kW |  |  |  | 61 |  | 25 | On/Off | Not Applicable | [6 empty] | 160 | 23 | 23 | 64.375 | 166 | 663 | 22 | 60 |  |  |  |  | 60.9375 | 60.9375 | 60.9375 | 8 |  |  |  |  | 61.5625 | [8 empty] | 1 | 108 | 104 | UL1453 | Yes | No | Yes | No | Not Applicable | 238-52552-00 |  |  |  | 238-45656-00 | 40301 | COM ELEC LT DUTY
LE265T5-3SCVV | LE265T | Bradford White | 671632559114 | Active | [10 empty] | No | Not Applicable | Not Applicable | Commercial Water Heating | Water Heating.Electric | 5 | 1 |  |  |  | 238-54649-00 |  |  |  | 238-36612-00 | [6 empty] | Electric | Electric Resistance |  | 3 |  | Indoor |  | Floor Mounted |  | No | Not Applicable | 150 | Not Applicable |  |  |  | 0.75 | No | [7 empty] | Not Applicable |  |  |  | 65 |  |  | On/Off | Not Applicable | [6 empty] | 160 | 23 | 23 | 64.375 | 166 | 696 | 22 | 60 |  |  |  |  | 60.9375 | 60.9375 | 60.9375 | 8 |  |  |  |  | 61.5625 | [8 empty] | 1 | 108 | 104 | UL174 | Yes | Yes | Yes | No | Not Applicable | [5 empty] | 40301 | COM ELEC LT DUTY | 207785130
LE265T5-3SHVV | LE265T | Bradford White | 671632559152 | Active | [10 empty] | No | Not Applicable | Not Applicable | Commercial Water Heating | Water Heating.Electric | 5 | 1 |  |  |  | 238-54649-00 |  |  |  | 238-36612-00 | [6 empty] | Electric | Electric Resistance |  | 3 |  | Indoor |  | Floor Mounted |  | No | Not Applicable | 150 | Not Applicable |  |  |  | 0.75 | No | [7 empty] | Not Applicable |  |  |  | 65 |  |  | On/Off | Not Applicable | [6 empty] | 160 | 23 | 23 | 64.375 | 166 | 696 | 22 | 60 |  |  |  |  | 60.9375 | 60.9375 | 60.9375 | 8 |  |  |  |  | 61.5625 | [8 empty] | 1 | 108 | 104 | UL174 | Yes | Yes | Yes | No | Not Applicable | [5 empty] | 40301 | COM ELEC LT DUTY | 207785130
LE280T3-1SEVV | LE280T | Bradford White | 671632559039 | Active | [10 empty] | No | Not Applicable | Not Applicable | Commercial Water Heating | Water Heating.Electric | 3 | 1 |  |  |  | 238-54649-00 |  |  |  | 238-36612-00 | [6 empty] | Electric | Electric Resistance |  | 1 |  | Indoor |  | Floor Mounted |  | No | Not Applicable | 150 | Not Applicable |  |  |  | 0.75 | No | [7 empty] | Not Applicable |  |  |  | 80 |  |  | On/Off | Not Applicable | [6 empty] | 183 | 25 | 25 | 64.75 | 190 | 843 | 24 | 60 |  |  |  |  | 61.5625 | 61.5625 | 61.5625 | 8 |  |  |  |  | 61.5625 | [8 empty] | 1 | 100 | 96 | UL174 | Yes | Yes | Yes | No | Not Applicable | [5 empty] | 40301 | COM ELEC LT DUTY | 207785131
LE280T3-3NCPP-458 | LE280T | Bradford White | 671632868681 | Active | The ""-458"" indicates that this SKU was designed and certified for Installation in Canada. | [9 empty] | No | Not Applicable | Not Applicable | Commercial Water Heating | Water Heating.Electric | 3 | 1 |  |  |  | 238-54649-00 |  |  |  | 238-36612-00 | [6 empty] | Electric | Electric Resistance | 240 | 3 |  | Indoor |  | Floor Mounted |  | No | Not Applicable | 150 | Not Applicable |  |  |  | 0.75 | No | [7 empty] | 3 kW |  |  |  | 76 |  | 12 | On/Off | Not Applicable | [6 empty] | 183 | 25 | 25 | 64.75 | 190 | 810 | 24 | 60 |  |  |  |  | 61.5625 | 61.5625 | 61.5625 | 8 |  |  |  |  | 61.5625 | [8 empty] | 1 | 100 | 96 | UL1453 | Yes | No | Yes | No | Not Applicable | 238-52552-00 |  |  |  | 238-45656-00 | 40301 | COM ELEC LT DUTY
LE280T3-3NCSS-458 | LE280T | Bradford White | 671632821150 | Active | The ""-458"" indicates that this SKU was designed and certified for Installation in Canada. | [9 empty] | No | Not Applicable | Not Applicable | Commercial Water Heating | Water Heating.Electric | 3 | 1 |  |  |  | 238-54649-00 |  |  |  | 238-36612-00 | [6 empty] | Electric | Electric Resistance | 240 | 3 |  | Indoor |  | Floor Mounted |  | No | Not Applicable | 150 | Not Applicable |  |  |  | 0.75 | No | [7 empty] | 3.8 kW |  |  |  | 76 |  | 16 | On/Off | Not Applicable | [6 empty] | 183 | 25 | 25 | 64.75 | 190 | 810 | 24 | 60 |  |  |  |  | 61.5625 | 61.5625 | 61.5625 | 8 |  |  |  |  | 61.5625 | [8 empty] | 1 | 100 | 96 | UL1453 | Yes | No | Yes | No | Not Applicable | 238-52552-00 |  |  |  | 238-45656-00 | 40301 | COM ELEC LT DUTY
LE280T3-3NCTT-458 | LE280T | Bradford White | 671632902545 | Active | The ""-458"" indicates that this SKU was designed and certified for Installation in Canada. | [9 empty] | No | Not Applicable | Not Applicable | Commercial Water Heating | Water Heating.Electric | 3 | 1 |  |  |  | 238-54649-00 |  |  |  | 238-36612-00 | [6 empty] | Electric | Electric Resistance | 240/208 | 3 |  | Indoor |  | Floor Mounted |  | No | Not Applicable | 150 | Not Applicable |  |  |  | 0.75 | No | [7 empty] | 4/3 kW |  |  |  | 76 |  | 17/12 | On/Off | Not Applicable | [6 empty] | 183 | 25 | 25 | 64.75 | 190 | 810 | 24 | 60 |  |  |  |  | 61.5625 | 61.5625 | 61.5625 | 8 |  |  |  |  | 61.5625 | [8 empty] | 1 | 100 | 96 | UL1453 | Yes | No | Yes | No | Not Applicable | 238-52552-00 |  |  |  | 238-45656-00 | 40301 | COM ELEC LT DUTY
LE280T3-3NCWW-458 | LE280T | Bradford White | 671632798230 | Active | The ""-458"" indicates that this SKU was designed and certified for Installation in Canada. | [9 empty] | No | Not Applicable | Not Applicable | Commercial Water Heating | Water Heating.Electric | 3 | 1 |  |  |  | 238-54649-00 |  |  |  | 238-36612-00 | [6 empty] | Electric | Electric Resistance | 240/208 | 3 |  | Indoor |  | Floor Mounted |  | No | Not Applicable | 150 | Not Applicable |  |  |  | 0.75 | No | [7 empty] | 4.5/3.5 kW |  |  |  | 76 |  | 19/14 | On/Off | Not Applicable | [6 empty] | 183 | 25 | 25 | 64.75 | 190 | 810 | 24 | 60 |  |  |  |  | 61.5625 | 61.5625 | 61.5625 | 8 |  |  |  |  | 61.5625 | [8 empty] | 1 | 100 | 96 | UL1453 | Yes | No | Yes | No | Not Applicable | 238-52552-00 |  |  |  | 238-45656-00 | 40301 | COM ELEC LT DUTY
LE280T3-3NCXX-458 | LE280T | Bradford White | 671632553792 | Active | The ""-458"" indicates that this SKU was designed and certified for Installation in Canada. | [9 empty] | No | Not Applicable | Not Applicable | Commercial Water Heating | Water Heating.Electric | 3 | 1 |  |  |  | 238-54649-00 |  |  |  | 238-36612-00 | [6 empty] | Electric | Electric Resistance | 240 | 3 |  | Indoor |  | Floor Mounted |  | No | Not Applicable | 150 | Not Applicable |  |  |  | 0.75 | No | [7 empty] | 5 kW |  |  |  | 76 |  | 21 | On/Off | Not Applicable | [6 empty] | 183 | 25 | 25 | 64.75 | 190 | 810 | 24 | 60 |  |  |  |  | 61.5625 | 61.5625 | 61.5625 | 8 |  |  |  |  | 61.5625 | [8 empty] | 1 | 100 | 96 | UL1453 | Yes | No | Yes | No | Not Applicable | 238-52552-00 |  |  |  | 238-45656-00 | 40301 | COM ELEC LT DUTY
LE280T3-3NCYY-458 | LE280T | Bradford White | 671632906420 | Active | The ""-458"" indicates that this SKU was designed and certified for Installation in Canada. | [9 empty] | No | Not Applicable | Not Applicable | Commercial Water Heating | Water Heating.Electric | 3 | 1 |  |  |  | 238-54649-00 |  |  |  | 238-36612-00 | [6 empty] | Electric | Electric Resistance | 240/208 | 3 |  | Indoor |  | Floor Mounted |  | No | Not Applicable | 150 | Not Applicable |  |  |  | 0.75 | No | [7 empty] | 5.5/4 kW |  |  |  | 76 |  | 23/17 | On/Off | Not Applicable | [6 empty] | 183 | 25 | 25 | 64.75 | 190 | 810 | 24 | 60 |  |  |  |  | 61.5625 | 61.5625 | 61.5625 | 8 |  |  |  |  | 61.5625 | [8 empty] | 1 | 100 | 96 | UL1453 | Yes | No | Yes | No | Not Applicable | 238-52552-00 |  |  |  | 238-45656-00 | 40301 | COM ELEC LT DUTY
LE280T3-3NCYY-458-284 | LE280T | Bradford White | 671632889273 | Active | The ""-284"" indicates that this SKU comes with an Incoloy Element. | The ""-458"" indicates that this SKU was designed and certified for Installation in Canada. | [8 empty] | No | Not Applicable | Not Applicable | Commercial Water Heating | Water Heating.Electric | 3 | 1 |  |  |  | 238-54649-00 |  |  |  | 238-36612-00 | [6 empty] | Electric | Electric Resistance | 240/208 | 3 |  | Indoor |  | Floor Mounted |  | No | Not Applicable | 150 | Not Applicable |  |  |  | 0.75 | No | [7 empty] | 5.5/4 kW |  |  |  | 80 |  | 23/17 | On/Off | Not Applicable | [6 empty] | 183 | 25 | 25 | 64.75 | 190 | 843 | 24 | 60 |  |  |  |  | 61.5625 | 61.5625 | 61.5625 | 8 |  |  |  |  | 61.5625 | [8 empty] | 1 | 100 | 96 | UL1453 | Yes | No | Yes | No | Not Applicable | 238-52552-00 |  |  |  | 238-45656-00 | 40301 | COM ELEC LT DUTY
LE280T3-3NCZZ-458 | LE280T | Bradford White | 671632613663 | Active | The ""-458"" indicates that this SKU was designed and certified for Installation in Canada. | [9 empty] | No | Not Applicable | Not Applicable | Commercial Water Heating | Water Heating.Electric | 3 | 1 |  |  |  | 238-54649-00 |  |  |  | 238-36612-00 | [6 empty] | Electric | Electric Resistance | 240/208 | 3 |  | Indoor |  | Floor Mounted |  | No | Not Applicable | 150 | Not Applicable |  |  |  | 0.75 | No | [7 empty] | 6/4.5 kW |  |  |  | 76 |  | 25/19 | On/Off | Not Applicable | [6 empty] | 183 | 25 | 25 | 64.75 | 190 | 810 | 24 | 60 |  |  |  |  | 61.5625 | 61.5625 | 61.5625 | 8 |  |  |  |  | 61.5625 | [8 empty] | 1 | 100 | 96 | UL1453 | Yes | No | Yes | No | Not Applicable | 238-52552-00 |  |  |  | 238-45656-00 | 40301 | COM ELEC LT DUTY
LE280T3-3NHPP-458 | LE280T | Bradford White | 671632675982 | Active | The ""-458"" indicates that this SKU was designed and certified for Installation in Canada. | [9 empty] | No | Not Applicable | Not Applicable | Commercial Water Heating | Water Heating.Electric | 3 | 1 |  |  |  | 238-54649-00 |  |  |  | 238-36612-00 | [6 empty] | Electric | Electric Resistance | 480 | 3 |  | Indoor |  | Floor Mounted |  | No | Not Applicable | 150 | Not Applicable |  |  |  | 0.75 | No | [7 empty] | 3 kW |  |  |  | 76 |  | 12 | On/Off | Not Applicable | [6 empty] | 183 | 25 | 25 | 64.75 | 190 | 810 | 24 | 60 |  |  |  |  | 61.5625 | 61.5625 | 61.5625 | 8 |  |  |  |  | 61.5625 | [8 empty] | 1 | 100 | 96 | UL1453 | Yes | No | Yes | No | Not Applicable | 238-52552-00 |  |  |  | 238-45656-00 | 40301 | COM ELEC LT DUTY
LE280T3-3NHWW-458 | LE280T | Bradford White | 671632899333 | Active | The ""-458"" indicates that this SKU was designed and certified for Installation in Canada. | [9 empty] | No | Not Applicable | Not Applicable | Commercial Water Heating | Water Heating.Electric | 3 | 1 |  |  |  | 238-54649-00 |  |  |  | 238-36612-00 | [6 empty] | Electric | Electric Resistance | 480 | 3 |  | Indoor |  | Floor Mounted |  | No | Not Applicable | 150 | Not Applicable |  |  |  | 0.75 | No | [7 empty] | 4.5 kW |  |  |  | 76 |  | 19 | On/Off | Not Applicable | [6 empty] | 183 | 25 | 25 | 64.75 | 190 | 810 | 24 | 60 |  |  |  |  | 61.5625 | 61.5625 | 61.5625 | 8 |  |  |  |  | 61.5625 | [8 empty] | 1 | 100 | 96 | UL1453 | Yes | No | Yes | No | Not Applicable | 238-52552-00 |  |  |  | 238-45656-00 | 40301 | COM ELEC LT DUTY
LE280T3-3NHZZ-458 | LE280T | Bradford White | 671632675999 | Active | The ""-458"" indicates that this SKU was designed and certified for Installation in Canada. | [9 empty] | No | Not Applicable | Not Applicable | Commercial Water Heating | Water Heating.Electric | 3 | 1 |  |  |  | 238-54649-00 |  |  |  | 238-36612-00 | [6 empty] | Electric | Electric Resistance | 480 | 3 |  | Indoor |  | Floor Mounted |  | No | Not Applicable | 150 | Not Applicable |  |  |  | 0.75 | No | [7 empty] | 6 kW |  |  |  | 76 |  | 25 | On/Off | Not Applicable | [6 empty] | 183 | 25 | 25 | 64.75 | 190 | 810 | 24 | 60 |  |  |  |  | 61.5625 | 61.5625 | 61.5625 | 8 |  |  |  |  | 61.5625 | [8 empty] | 1 | 100 | 96 | UL1453 | Yes | No | Yes | No | Not Applicable | 238-52552-00 |  |  |  | 238-45656-00 | 40301 | COM ELEC LT DUTY
LE280T3-3NLWW | LE280T | Bradford White | 671632810901 | Phase Out | [10 empty] | No | Not Applicable |  | Commercial Water Heating | Water Heating.Electric | 3 | 1 |  |  |  | 238-54649-00 |  |  |  | 238-36612-00 | [6 empty] | Electric | Electric Resistance | 208 | 3 |  | Indoor |  | Floor Mounted |  | No | Not Applicable | 150 | Not Applicable |  |  |  | 0.75 | No | [7 empty] | 4.5 kW |  |  |  | 80 |  | 19 | On/Off | Not Applicable | [6 empty] | 183 | 25 | 25 | 64.75 | 190 | 843 | 24 | 60 |  |  |  |  | 61.5625 | 61.5625 | 61.5625 | 8 |  |  |  |  | 61.5625 | [8 empty] | 1 | 100 | 96 | UL1453 | Yes | No | Yes | No | Not Applicable
LE280T3-3NLWW-458 | LE280T | Bradford White | 671632883851 | Active | The ""-458"" indicates that this SKU was designed and certified for Installation in Canada. | [9 empty] | No | Not Applicable | Not Applicable | Commercial Water Heating | Water Heating.Electric | 3 | 1 |  |  |  | 238-54649-00 |  |  |  | 238-36612-00 | [6 empty] | Electric | Electric Resistance | 208 | 3 |  | Indoor |  | Floor Mounted |  | No | Not Applicable | 150 | Not Applicable |  |  |  | 0.75 | No | [7 empty] | 4.5 kW |  |  |  | 76 |  | 19 | On/Off | Not Applicable | [6 empty] | 183 | 25 | 25 | 64.75 | 190 | 810 | 24 | 60 |  |  |  |  | 61.5625 | 61.5625 | 61.5625 | 8 |  |  |  |  | 61.5625 | [8 empty] | 1 | 100 | 96 | UL1453 | Yes | No | Yes | No | Not Applicable | 238-52552-00 |  |  |  | 238-45656-00 | 40301 | COM ELEC LT DUTY
LE280T3-3NLXX-458 | LE280T | Bradford White | 671632890590 | Active | The ""-458"" indicates that this SKU was designed and certified for Installation in Canada. | [9 empty] | No | Not Applicable | Not Applicable | Commercial Water Heating | Water Heating.Electric | 3 | 1 |  |  |  | 238-54649-00 |  |  |  | 238-36612-00 | [6 empty] | Electric | Electric Resistance | 208 | 3 |  | Indoor |  | Floor Mounted |  | No | Not Applicable | 150 | Not Applicable |  |  |  | 0.75 | No | [7 empty] | 5 kW |  |  |  | 76 |  | 21 | On/Off | Not Applicable | [6 empty] | 183 | 25 | 25 | 64.75 | 190 | 810 | 24 | 60 |  |  |  |  | 61.5625 | 61.5625 | 61.5625 | 8 |  |  |  |  | 61.5625 | [8 empty] | 1 | 100 | 96 | UL1453 | Yes | No | Yes | No | Not Applicable | 238-52552-00 |  |  |  | 238-45656-00 | 40301 | COM ELEC LT DUTY
LE280T3-3NLYY-458 | LE280T | Bradford White | 671632615681 | Active | The ""-458"" indicates that this SKU was designed and certified for Installation in Canada. | [9 empty] | No | Not Applicable | Not Applicable | Commercial Water Heating | Water Heating.Electric | 3 | 1 |  |  |  | 238-54649-00 |  |  |  | 238-36612-00 | [6 empty] | Electric | Electric Resistance | 208 | 3 |  | Indoor |  | Floor Mounted |  | No | Not Applicable | 150 | Not Applicable |  |  |  | 0.75 | No | [7 empty] | 5.5 kW |  |  |  | 76 |  | 23 | On/Off | Not Applicable | [6 empty] | 183 | 25 | 25 | 64.75 | 190 | 810 | 24 | 60 |  |  |  |  | 61.5625 | 61.5625 | 61.5625 | 8 |  |  |  |  | 61.5625 | [8 empty] | 1 | 100 | 96 | UL1453 | Yes | No | Yes | No | Not Applicable | 238-52552-00 |  |  |  | 238-45656-00 | 40301 | COM ELEC LT DUTY
LE280T3-3SCVV | LE280T | Bradford White | 671632559022 | Active | [10 empty] | No | Not Applicable | Not Applicable | Commercial Water Heating | Water Heating.Electric | 3 | 1 |  |  |  | 238-54649-00 |  |  |  | 238-36612-00 | [6 empty] | Electric | Electric Resistance |  | 3 |  | Indoor |  | Floor Mounted |  | No | Not Applicable | 150 | Not Applicable |  |  |  | 0.75 | No | [7 empty] | Not Applicable |  |  |  | 80 |  |  | On/Off | Not Applicable | [6 empty] | 183 | 25 | 25 | 64.75 | 190 | 843 | 24 | 60 |  |  |  |  | 61.5625 | 61.5625 | 61.5625 | 8 |  |  |  |  | 61.5625 | [8 empty] | 1 | 100 | 96 | UL174 | Yes | Yes | Yes | No | Not Applicable | [5 empty] | 40301 | COM ELEC LT DUTY | 207785131
LE280T3-3SHVV | LE280T | Bradford White | 671632559015 | Active | [10 empty] | No | Not Applicable | Not Applicable | Commercial Water Heating | Water Heating.Electric | 3 | 1 |  |  |  | 238-54649-00 |  |  |  | 238-36612-00 | [6 empty] | Electric | Electric Resistance |  | 3 |  | Indoor |  | Floor Mounted |  | No | Not Applicable | 150 | Not Applicable |  |  |  | 0.75 | No | [7 empty] | Not Applicable |  |  |  | 80 |  |  | On/Off | Not Applicable | [6 empty] | 183 | 25 | 25 | 64.75 | 190 | 843 | 24 | 60 |  |  |  |  | 61.5625 | 61.5625 | 61.5625 | 8 |  |  |  |  | 61.5625 | [8 empty] | 1 | 100 | 96 | UL174 | Yes | Yes | Yes | No | Not Applicable | [5 empty] | 40301 | COM ELEC LT DUTY | 207785131
LE280T5-1SEVV | LE280T | Bradford White | 671632559190 | Active | [10 empty] | No | Not Applicable | Not Applicable | Commercial Water Heating | Water Heating.Electric | 5 | 1 |  |  |  | 238-54649-00 |  |  |  | 238-36612-00 | [6 empty] | Electric | Electric Resistance |  | 1 |  | Indoor |  | Floor Mounted |  | No | Not Applicable | 150 | Not Applicable |  |  |  | 0.75 | No | [7 empty] | Not Applicable |  |  |  | 80 |  |  | On/Off | Not Applicable | [6 empty] | 183 | 25 | 25 | 64.75 | 190 | 843 | 24 | 60 |  |  |  |  | 61.5625 | 61.5625 | 61.5625 | 8 |  |  |  |  | 61.5625 | [8 empty] | 1 | 100 | 96 | UL174 | Yes | Yes | Yes | No | Not Applicable | [5 empty] | 40301 | COM ELEC LT DUTY | 207785131
LE280T5-3SCVV | LE280T | Bradford White | 671632559176 | Active | [10 empty] | No | Not Applicable | Not Applicable | Commercial Water Heating | Water Heating.Electric | 5 | 1 |  |  |  | 238-54649-00 |  |  |  | 238-36612-00 | [6 empty] | Electric | Electric Resistance |  | 3 |  | Indoor |  | Floor Mounted |  | No | Not Applicable | 150 | Not Applicable |  |  |  | 0.75 | No | [7 empty] | Not Applicable |  |  |  | 80 |  |  | On/Off | Not Applicable | [6 empty] | 183 | 25 | 25 | 64.75 | 190 | 843 | 24 | 60 |  |  |  |  | 61.5625 | 61.5625 | 61.5625 | 8 |  |  |  |  | 61.5625 | [8 empty] | 1 | 100 | 96 | UL174 | Yes | Yes | Yes | No | Not Applicable | [5 empty] | 40301 | COM ELEC LT DUTY | 207785131
LE280T5-3SHVV | LE280T | Bradford White | 671632559183 | Active | [10 empty] | No | Not Applicable | Not Applicable | Commercial Water Heating | Water Heating.Electric | 5 | 1 |  |  |  | 238-54649-00 |  |  |  | 238-36612-00 | [6 empty] | Electric | Electric Resistance |  | 3 |  | Indoor |  | Floor Mounted |  | No | Not Applicable | 150 | Not Applicable |  |  |  | 0.75 | No | [7 empty] | Not Applicable |  |  |  | 80 |  |  | On/Off | Not Applicable | [6 empty] | 183 | 25 | 25 | 64.75 | 190 | 843 | 24 | 60 |  |  |  |  | 61.5625 | 61.5625 | 61.5625 | 8 |  |  |  |  | 61.5625 | [8 empty] | 1 | 100 | 96 | UL174 | Yes | Yes | Yes | No | Not Applicable | [5 empty] | 40301 | COM ELEC LT DUTY | 207785131
LE330S3-1NALL | LE330S | Bradford White | 671632620463 | Active | [10 empty] | No | Not Applicable | Not Applicable | Commercial Water Heating | Water Heating.Electric | 3 | 1 |  |  |  | 238-54649-00 |  |  |  | 238-36612-00 | [6 empty] | Electric | Electric Resistance | 120 | 1 |  | Indoor |  | Floor Mounted |  | No | Not Applicable | 150 | Not Applicable |  |  |  | 0.75 | No | [7 empty] | 1.5 kW |  | 43 | 0.92 | 30 | 27 | 6 | On/Off | Not Applicable | [6 empty] | 90 | 21 | 21 | 51.625 | 94 | 313 | 20 | 47.125 |  |  |  |  | 47.75 | [7 empty] | 47.75 | [8 empty] | 1 | 232 | 232 | UL1453 | Yes | Yes | Yes | No | Not Applicable | [5 empty] | 40301 | COM ELEC LT DUTY | 207465480
LE330S3-1NALL-458 | LE330S | Bradford White | 671632568123 | Active | The ""-458"" indicates that this SKU was designed and certified for Installation in Canada. | [9 empty] | No | Not Applicable | Not Applicable | Commercial Water Heating | Water Heating.Electric | 3 | 1 |  |  |  | 238-54649-00 |  |  |  | 238-36612-00 | [6 empty] | Electric | Electric Resistance | 120 | 1 |  | Indoor |  | Floor Mounted |  | No | Not Applicable | 150 | Not Applicable |  |  |  | 0.75 | No | [7 empty] | 1.5 kW |  |  |  | 27 |  | 6 | On/Off | Not Applicable | [6 empty] | 90 | 21 | 21 | 51.625 | 94 | 313 | 20 | 47.125 |  |  |  |  | 47.75 | [7 empty] | 47.75 | [8 empty] | 1 | 232 | 232 | UL1453 | Yes | No | Yes | No | Not Applicable | 238-52552-00 |  |  |  | 238-45656-00 | 40301 | COM ELEC LT DUTY
LE330S3-1NEPP | LE330S | Bradford White | 671632570362 | Active | [10 empty] | No | Not Applicable | Not Applicable | Commercial Water Heating | Water Heating.Electric | 3 | 1 |  |  |  | 238-54649-00 |  |  |  | 238-36612-00 | [6 empty] | Electric | Electric Resistance | 277 | 1 |  | Indoor |  | Floor Mounted |  | No | Not Applicable | 150 | Not Applicable |  |  |  | 0.75 | No | [7 empty] | 3 kW |  | 43 | 0.92 | 30 | 27 | 12 | On/Off | Not Applicable | [6 empty] | 90 | 21 | 21 | 51.625 | 94 | 313 | 20 | 47.125 |  |  |  |  | 47.75 | [7 empty] | 47.75 | [8 empty] | 1 | 232 | 232 | UL1453 | Yes | Yes | Yes | No | Not Applicable | [5 empty] | 40301 | COM ELEC LT DUTY | 207465480
LE330S3-1NETT | LE330S | Bradford White | 671632641109 | Active | [10 empty] | No | Not Applicable | Not Applicable | Commercial Water Heating | Water Heating.Electric | 3 | 1 |  |  |  | 238-54649-00 |  |  |  | 238-36612-00 | [6 empty] | Electric | Electric Resistance | 277 | 1 |  | Indoor |  | Floor Mounted |  | No | Not Applicable | 150 | Not Applicable |  |  |  | 0.75 | No | [7 empty] | 4 kW |  | 43 | 0.92 | 30 | 27 | 17 | On/Off | Not Applicable | [6 empty] | 90 | 21 | 21 | 51.625 | 94 | 313 | 20 | 47.125 |  |  |  |  | 47.75 | [7 empty] | 47.75 | [8 empty] | 1 | 232 | 232 | UL1453 | Yes | Yes | Yes | No | Not Applicable | [5 empty] | 40301 | COM ELEC LT DUTY | 207465480
LE330S3-1NEWW | LE330S | Bradford White | 671632568956 | Active | [10 empty] | No | Not Applicable | Not Applicable | Commercial Water Heating | Water Heating.Electric | 3 | 1 |  |  |  | 238-54649-00 |  |  |  | 238-36612-00 | [6 empty] | Electric | Electric Resistance | 277 | 1 |  | Indoor |  | Floor Mounted |  | No | Not Applicable | 150 | Not Applicable |  |  |  | 0.75 | No | [7 empty] | 4.5 kW |  | 43 | 0.92 | 30 | 27 | 19 | On/Off | Not Applicable | [6 empty] | 90 | 21 | 21 | 51.625 | 94 | 313 | 20 | 47.125 |  |  |  |  | 47.75 | [7 empty] | 47.75 | [8 empty] | 1 | 232 | 232 | UL1453 | Yes | Yes | Yes | No | Not Applicable | [5 empty] | 40301 | COM ELEC LT DUTY | 207465480
LE330S3-1NEXX | LE330S | Bradford White | 671632558711 | Active | [10 empty] | No | Not Applicable | Not Applicable | Commercial Water Heating | Water Heating.Electric | 3 | 1 |  |  |  | 238-54649-00 |  |  |  | 238-36612-00 | [6 empty] | Electric | Electric Resistance | 277 | 1 |  | Indoor |  | Floor Mounted |  | No | Not Applicable | 150 | Not Applicable |  |  |  | 0.75 | No | [7 empty] | 5 kW |  | 43 | 0.92 | 30 | 27 | 21 | On/Off | Not Applicable | [6 empty] | 90 | 21 | 21 | 51.625 | 94 | 313 | 20 | 47.125 |  |  |  |  | 47.75 | [7 empty] | 47.75 | [8 empty] | 1 | 232 | 232 | UL1453 | Yes | Yes | Yes | No | Not Applicable | [5 empty] | 40301 | COM ELEC LT DUTY | 207465480
LE330S3-1NEZZ | LE330S | Bradford White | 671632572809 | Active | [10 empty] | No | Not Applicable | Not Applicable | Commercial Water Heating | Water Heating.Electric | 3 | 1 |  |  |  | 238-54649-00 |  |  |  | 238-36612-00 | [6 empty] | Electric | Electric Resistance | 277 | 1 |  | Indoor |  | Floor Mounted |  | No | Not Applicable | 150 | Not Applicable |  |  |  | 0.75 | No | [7 empty] | 6 kW |  | 43 | 0.92 | 30 | 27 | 25 | On/Off | Not Applicable | [6 empty] | 90 | 21 | 21 | 51.625 | 94 | 313 | 20 | 47.125 |  |  |  |  | 47.75 | [7 empty] | 47.75 | [8 empty] | 1 | 232 | 232 | UL1453 | Yes | Yes | Yes | No | Not Applicable | [5 empty] | 40301 | COM ELEC LT DUTY | 207465480
LE330S3-3NCMM | LE330S | Bradford White | 671632561346 | Active | [10 empty] | No | Not Applicable | Not Applicable | Commercial Water Heating | Water Heating.Electric | 3 | 1 |  |  |  | 238-54649-00 |  |  |  | 238-36612-00 | [6 empty] | Electric | Electric Resistance | 240/208 | 3 |  | Indoor |  | Floor Mounted |  | No | Not Applicable | 150 | Not Applicable |  |  |  | 0.75 | No | [7 empty] | 2/1.5 kW |  | 43 | 0.92 | 30 | 27 | 8/6 | On/Off | Not Applicable | [6 empty] | 90 | 21 | 21 | 51.625 | 94 | 313 | 20 | 47.125 |  |  |  |  | 47.75 | [7 empty] | 47.75 | [8 empty] | 1 | 232 | 232 | UL1453 | Yes | Yes | Yes | No | Not Applicable | [5 empty] | 40301 | COM ELEC LT DUTY | 207465480
LE330S3-3NCMM-458 | LE330S | Bradford White | 671632556182 | Active | The ""-458"" indicates that this SKU was designed and certified for Installation in Canada. | [9 empty] | No | Not Applicable | Not Applicable | Commercial Water Heating | Water Heating.Electric | 3 | 1 |  |  |  | 238-54649-00 |  |  |  | 238-36612-00 | [6 empty] | Electric | Electric Resistance | 240/208 | 3 |  | Indoor |  | Floor Mounted |  | No | Not Applicable | 150 | Not Applicable |  |  |  | 0.75 | No | [7 empty] | 2/1.5 kW |  |  |  | 27 |  | 8/6 | On/Off | Not Applicable | [6 empty] | 90 | 21 | 21 | 51.625 | 94 | 313 | 20 | 47.125 |  |  |  |  | 47.75 | [7 empty] | 47.75 | [8 empty] | 1 | 232 | 232 | UL1453 | Yes | No | Yes | No | Not Applicable | 238-52552-00 |  |  |  | 238-45656-00 | 40301 | COM ELEC LT DUTY
LE330S3-3NCNN | LE330S | Bradford White | 671632572762 | Active | [10 empty] | No | Not Applicable | Not Applicable | Commercial Water Heating | Water Heating.Electric | 3 | 1 |  |  |  | 238-54649-00 |  |  |  | 238-36612-00 | [6 empty] | Electric | Electric Resistance | 240/208 | 3 |  | Indoor |  | Floor Mounted |  | No | Not Applicable | 150 | Not Applicable |  |  |  | 0.75 | No | [7 empty] | 2.5/2 kW |  | 43 | 0.92 | 30 | 27 | 10/8 | On/Off | Not Applicable | [6 empty] | 90 | 21 | 21 | 51.625 | 94 | 313 | 20 | 47.125 |  |  |  |  | 47.75 | [7 empty] | 47.75 | [8 empty] | 1 | 232 | 232 | UL1453 | Yes | Yes | Yes | No | Not Applicable | [5 empty] | 40301 | COM ELEC LT DUTY | 207465480
LE330S3-3NCNN-264 | LE330S | Bradford White | 671632622931 | Active | The ""-264"" indicates that this SKU comes with an Aluminum Anode Rod. | [9 empty] | No | Not Applicable | Not Applicable | Commercial Water Heating | Water Heating.Electric | 3 | 1 |  |  |  | 238-54649-00 |  |  |  | 238-36612-00 | [6 empty] | Electric | Electric Resistance | 240/208 | 3 |  | Indoor |  | Floor Mounted |  | No | Not Applicable | 150 | Not Applicable |  |  |  | 0.75 | No | [7 empty] | 2.5/2 kW |  | 43 | 0.92 | 30 | 27 | 10/8 | On/Off | Not Applicable | [6 empty] | 90 | 21 | 21 | 51.625 | 94 | 313 | 20 | 47.125 |  |  |  |  | 47.75 | [7 empty] | 47.75 | [8 empty] | 1 | 232 | 232 | UL1453 | Yes | Yes | Yes | No | Not Applicable | [5 empty] | 40301 | COM ELEC LT DUTY | 207465480
LE330S3-3NCPP | LE330S | Bradford White | 671632621774 | Active | [10 empty] | No | Not Applicable | Not Applicable | Commercial Water Heating | Water Heating.Electric | 3 | 1 |  |  |  | 238-54649-00 |  |  |  | 238-36612-00 | [6 empty] | Electric | Electric Resistance | 240 | 3 |  | Indoor |  | Floor Mounted |  | No | Not Applicable | 150 | Not Applicable |  |  |  | 0.75 | No | [7 empty] | 3 kW |  | 43 | 0.92 | 30 | 27 | 12 | On/Off | Not Applicable | [6 empty] | 90 | 21 | 21 | 51.625 | 94 | 313 | 20 | 47.125 |  |  |  |  | 47.75 | [7 empty] | 47.75 | [8 empty] | 1 | 232 | 232 | UL1453 | Yes | Yes | Yes | No | Not Applicable | [5 empty] | 40301 | COM ELEC LT DUTY | 207465480
LE330S3-3NCPP-458 | LE330S | Bradford White | 671632580408 | Active | The ""-458"" indicates that this SKU was designed and certified for Installation in Canada. | [9 empty] | No | Not Applicable | Not Applicable | Commercial Water Heating | Water Heating.Electric | 3 | 1 |  |  |  | 238-54649-00 |  |  |  | 238-36612-00 | [6 empty] | Electric | Electric Resistance | 240 | 3 |  | Indoor |  | Floor Mounted |  | No | Not Applicable | 150 | Not Applicable |  |  |  | 0.75 | No | [7 empty] | 3 kW |  |  |  | 27 |  | 12 | On/Off | Not Applicable | [6 empty] | 90 | 21 | 21 | 51.625 | 94 | 313 | 20 | 47.125 |  |  |  |  | 47.75 | [7 empty] | 47.75 | [8 empty] | 1 | 232 | 232 | UL1453 | Yes | No | Yes | No | Not Applicable | 238-52552-00 |  |  |  | 238-45656-00 | 40301 | COM ELEC LT DUTY
LE330S3-3NCRR | LE330S | Bradford White | 671632569984 | Active | [10 empty] | No | Not Applicable | Not Applicable | Commercial Water Heating | Water Heating.Electric | 3 | 1 |  |  |  | 238-54649-00 |  |  |  | 238-36612-00 | [6 empty] | Electric | Electric Resistance | 240/208 | 3 |  | Indoor |  | Floor Mounted |  | No | Not Applicable | 150 | Not Applicable |  |  |  | 0.75 | No | [7 empty] | 3.5/2.5 kW |  | 43 | 0.92 | 30 | 27 | 14/10 | On/Off | Not Applicable | [6 empty] | 90 | 21 | 21 | 51.625 | 94 | 313 | 20 | 47.125 |  |  |  |  | 47.75 | [7 empty] | 47.75 | [8 empty] | 1 | 232 | 232 | UL1453 | Yes | Yes | Yes | No | Not Applicable | [5 empty] | 40301 | COM ELEC LT DUTY | 207465480
LE330S3-3NCRR-458 | LE330S | Bradford White | 671632569540 | Active | The ""-458"" indicates that this SKU was designed and certified for Installation in Canada. | [9 empty] | No | Not Applicable | Not Applicable | Commercial Water Heating | Water Heating.Electric | 3 | 1 |  |  |  | 238-54649-00 |  |  |  | 238-36612-00 | [6 empty] | Electric | Electric Resistance | 240/208 | 3 |  | Indoor |  | Floor Mounted |  | No | Not Applicable | 150 | Not Applicable |  |  |  | 0.75 | No | [7 empty] | 3.5/2.5 kW |  |  |  | 27 |  | 14/10 | On/Off | Not Applicable | [6 empty] | 90 | 21 | 21 | 51.625 | 94 | 313 | 20 | 47.125 |  |  |  |  | 47.75 | [7 empty] | 47.75 | [8 empty] | 1 | 232 | 232 | UL1453 | Yes | No | Yes | No | Not Applicable | 238-52552-00 |  |  |  | 238-45656-00 | 40301 | COM ELEC LT DUTY
LE330S3-3NCTT | LE330S | Bradford White | 671632560172 | Active | [10 empty] | No | Not Applicable | Not Applicable | Commercial Water Heating | Water Heating.Electric | 3 | 1 |  |  |  | 238-54649-00 |  |  |  | 238-36612-00 | [6 empty] | Electric | Electric Resistance | 240/208 | 3 |  | Indoor |  | Floor Mounted |  | No | Not Applicable | 150 | Not Applicable |  |  |  | 0.75 | No | [7 empty] | 4/3 kW |  | 43 | 0.92 | 30 | 27 | 17/12 | On/Off | Not Applicable | [6 empty] | 90 | 21 | 21 | 51.625 | 94 | 313 | 20 | 47.125 |  |  |  |  | 47.75 | [7 empty] | 47.75 | [8 empty] | 1 | 232 | 232 | UL1453 | Yes | Yes | Yes | No | Not Applicable | [5 empty] | 40301 | COM ELEC LT DUTY | 207465480
LE330S3-3NCTT-264 | LE330S | Bradford White | 671632568642 | Active | The ""-264"" indicates that this SKU comes with an Aluminum Anode Rod. | [9 empty] | No | Not Applicable | Not Applicable | Commercial Water Heating | Water Heating.Electric | 3 | 1 |  |  |  | 238-54649-00 |  |  |  | 238-36612-00 | [6 empty] | Electric | Electric Resistance | 240/208 | 3 |  | Indoor |  | Floor Mounted |  | No | Not Applicable | 150 | Not Applicable |  |  |  | 0.75 | No | [7 empty] | 4/3 kW |  | 43 | 0.92 | 30 | 27 | 17/12 | On/Off | Not Applicable | [6 empty] | 90 | 21 | 21 | 51.625 | 94 | 313 | 20 | 47.125 |  |  |  |  | 47.75 | [7 empty] | 47.75 | [8 empty] | 1 | 232 | 232 | UL1453 | Yes | Yes | Yes | No | Not Applicable | [5 empty] | 40301 | COM ELEC LT DUTY | 207465480
LE330S3-3NCTT-458 | LE330S | Bradford White | 671632562749 | Active | The ""-458"" indicates that this SKU was designed and certified for Installation in Canada. | [9 empty] | No | Not Applicable | Not Applicable | Commercial Water Heating | Water Heating.Electric | 3 | 1 |  |  |  | 238-54649-00 |  |  |  | 238-36612-00 | [6 empty] | Electric | Electric Resistance | 240/208 | 3 |  | Indoor |  | Floor Mounted |  | No | Not Applicable | 150 | Not Applicable |  |  |  | 0.75 | No | [7 empty] | 4/3 kW |  |  |  | 27 |  | 17/12 | On/Off | Not Applicable | [6 empty] | 90 | 21 | 21 | 51.625 | 94 | 313 | 20 | 47.125 |  |  |  |  | 47.75 | [7 empty] | 47.75 | [8 empty] | 1 | 232 | 232 | UL1453 | Yes | No | Yes | No | Not Applicable | 238-52552-00 |  |  |  | 238-45656-00 | 40301 | COM ELEC LT DUTY
LE330S3-3NCWW | LE330S | Bradford White | 671632552955 | Active | [10 empty] | No | Not Applicable | Not Applicable | Commercial Water Heating | Water Heating.Electric | 3 | 1 |  |  |  | 238-54649-00 |  |  |  | 238-36612-00 | [6 empty] | Electric | Electric Resistance | 240/208 | 3 |  | Indoor |  | Floor Mounted |  | No | Not Applicable | 150 | Not Applicable |  |  |  | 0.75 | No | [7 empty] | 4.5/3.5 kW |  | 43 | 0.92 | 30 | 27 | 19/14 | On/Off | Not Applicable | [6 empty] | 90 | 21 | 21 | 51.625 | 94 | 313 | 20 | 47.125 |  |  |  |  | 47.75 | [7 empty] | 47.75 | [8 empty] | 1 | 232 | 232 | UL1453 | Yes | Yes | Yes | No | Not Applicable | [5 empty] | 40301 | COM ELEC LT DUTY | 207465480
LE330S3-3NCWW-264 | LE330S | Bradford White | 671632560684 | Active | The ""-264"" indicates that this SKU comes with an Aluminum Anode Rod. | [9 empty] | No | Not Applicable | Not Applicable | Commercial Water Heating | Water Heating.Electric | 3 | 1 |  |  |  | 238-54649-00 |  |  |  | 238-36612-00 | [6 empty] | Electric | Electric Resistance | 240/208 | 3 |  | Indoor |  | Floor Mounted |  | No | Not Applicable | 150 | Not Applicable |  |  |  | 0.75 | No | [7 empty] | 4.5/3.5 kW |  | 43 | 0.92 | 30 | 27 | 19/14 | On/Off | Not Applicable | [6 empty] | 90 | 21 | 21 | 51.625 | 94 | 313 | 20 | 47.125 |  |  |  |  | 47.75 | [7 empty] | 47.75 | [8 empty] | 1 | 232 | 232 | UL1453 | Yes | Yes | Yes | No | Not Applicable | [5 empty] | 40301 | COM ELEC LT DUTY | 207465480
LE330S3-3NCWW-458 | LE330S | Bradford White | 671632553075 | Active | The ""-458"" indicates that this SKU was designed and certified for Installation in Canada. | [9 empty] | No | Not Applicable | Not Applicable | Commercial Water Heating | Water Heating.Electric | 3 | 1 |  |  |  | 238-54649-00 |  |  |  | 238-36612-00 | [6 empty] | Electric | Electric Resistance | 240/208 | 3 |  | Indoor |  | Floor Mounted |  | No | Not Applicable | 150 | Not Applicable |  |  |  | 0.75 | No | [7 empty] | 4.5/3.5 kW |  |  |  | 27 |  | 19/14 | On/Off | Not Applicable | [6 empty] | 90 | 21 | 21 | 51.625 | 94 | 313 | 20 | 47.125 |  |  |  |  | 47.75 | [7 empty] | 47.75 | [8 empty] | 1 | 232 | 232 | UL1453 | Yes | No | Yes | No | Not Applicable | 238-52552-00 |  |  |  | 238-45656-00 | 40301 | COM ELEC LT DUTY
LE330S3-3NCXX | LE330S | Bradford White | 671632580545 | Active | [10 empty] | No | Not Applicable | Not Applicable | Commercial Water Heating | Water Heating.Electric | 3 | 1 |  |  |  | 238-54649-00 |  |  |  | 238-36612-00 | [6 empty] | Electric | Electric Resistance | 240 | 3 |  | Indoor |  | Floor Mounted |  | No | Not Applicable | 150 | Not Applicable |  |  |  | 0.75 | No | [7 empty] | 5 kW |  | 43 | 0.92 | 30 | 27 | 21 | On/Off | Not Applicable | [6 empty] | 90 | 21 | 21 | 51.625 | 94 | 313 | 20 | 47.125 |  |  |  |  | 47.75 | [7 empty] | 47.75 | [8 empty] | 1 | 232 | 232 | UL1453 | Yes | Yes | Yes | No | Not Applicable | [5 empty] | 40301 | COM ELEC LT DUTY | 207465480
LE330S3-3NCYY | LE330S | Bradford White | 671632558643 | Active | [10 empty] | No | Not Applicable | Not Applicable | Commercial Water Heating | Water Heating.Electric | 3 | 1 |  |  |  | 238-54649-00 |  |  |  | 238-36612-00 | [6 empty] | Electric | Electric Resistance | 240/208 | 3 |  | Indoor |  | Floor Mounted |  | No | Not Applicable | 150 | Not Applicable |  |  |  | 0.75 | No | [7 empty] | 5.5/4 kW |  | 43 | 0.92 | 30 | 27 | 23/17 | On/Off | Not Applicable | [6 empty] | 90 | 21 | 21 | 51.625 | 94 | 313 | 20 | 47.125 |  |  |  |  | 47.75 | [7 empty] | 47.75 | [8 empty] | 1 | 232 | 232 | UL1453 | Yes | Yes | Yes | No | Not Applicable | [5 empty] | 40301 | COM ELEC LT DUTY | 207465480
LE330S3-3NCZZ | LE330S | Bradford White | 671632569342 | Active | [10 empty] | No | Not Applicable | Not Applicable | Commercial Water Heating | Water Heating.Electric | 3 | 1 |  |  |  | 238-54649-00 |  |  |  | 238-36612-00 | [6 empty] | Electric | Electric Resistance | 240/208 | 3 |  | Indoor |  | Floor Mounted |  | No | Not Applicable | 150 | Not Applicable |  |  |  | 0.75 | No | [7 empty] | 6/4.5 kW |  | 43 | 0.92 | 30 | 27 | 25/19 | On/Off | Not Applicable | [6 empty] | 90 | 21 | 21 | 51.625 | 94 | 313 | 20 | 47.125 |  |  |  |  | 47.75 | [7 empty] | 47.75 | [8 empty] | 1 | 232 | 232 | UL1453 | Yes | Yes | Yes | No | Not Applicable | [5 empty] | 40301 | COM ELEC LT DUTY | 207465480
LE330S3-3NCZZ-264 | LE330S | Bradford White | 671632651597 | Active | The ""-264"" indicates that this SKU comes with an Aluminum Anode Rod. | [9 empty] | No | Not Applicable | Not Applicable | Commercial Water Heating | Water Heating.Electric | 3 | 1 |  |  |  | 238-54649-00 |  |  |  | 238-36612-00 | [6 empty] | Electric | Electric Resistance | 240/208 | 3 |  | Indoor |  | Floor Mounted |  | No | Not Applicable | 150 | Not Applicable |  |  |  | 0.75 | No | [7 empty] | 6/4.5 kW |  | 43 | 0.92 | 30 | 27 | 25/19 | On/Off | Not Applicable | [6 empty] | 90 | 21 | 21 | 51.625 | 94 | 313 | 20 | 47.125 |  |  |  |  | 47.75 | [7 empty] | 47.75 | [8 empty] | 1 | 232 | 232 | UL1453 | Yes | Yes | Yes | No | Not Applicable | [5 empty] | 40301 | COM ELEC LT DUTY | 207465480
LE330S3-3NCZZ-458 | LE330S | Bradford White | 671632569106 | Active | The ""-458"" indicates that this SKU was designed and certified for Installation in Canada. | [9 empty] | No | Not Applicable | Not Applicable | Commercial Water Heating | Water Heating.Electric | 3 | 1 |  |  |  | 238-54649-00 |  |  |  | 238-36612-00 | [6 empty] | Electric | Electric Resistance | 240/208 | 3 |  | Indoor |  | Floor Mounted |  | No | Not Applicable | 150 | Not Applicable |  |  |  | 0.75 | No | [7 empty] | 6/4.5 kW |  |  |  | 27 |  | 25/19 | On/Off | Not Applicable | [6 empty] | 90 | 21 | 21 | 51.625 | 94 | 313 | 20 | 47.125 |  |  |  |  | 47.75 | [7 empty] | 47.75 | [8 empty] | 1 | 232 | 232 | UL1453 | Yes | No | Yes | No | Not Applicable | 238-52552-00 |  |  |  | 238-45656-00 | 40301 | COM ELEC LT DUTY
LE330S3-3NHLL | LE330S | Bradford White | 671632633180 | Active | [10 empty] | No | Not Applicable | Not Applicable | Commercial Water Heating | Water Heating.Electric | 3 | 1 |  |  |  | 238-54649-00 |  |  |  | 238-36612-00 | [6 empty] | Electric | Electric Resistance | 480 | 3 |  | Indoor |  | Floor Mounted |  | No | Not Applicable | 150 | Not Applicable |  |  |  | 0.75 | No | [7 empty] | 1.5 kW |  | 43 | 0.92 | 30 | 27 | 6 | On/Off | Not Applicable | [6 empty] | 90 | 21 | 21 | 51.625 | 94 | 313 | 20 | 47.125 |  |  |  |  | 47.75 | [7 empty] | 47.75 | [8 empty] | 1 | 232 | 232 | UL1453 | Yes | Yes | Yes | No | Not Applicable | [5 empty] | 40301 | COM ELEC LT DUTY | 207465480
LE330S3-3NHLL-264 | LE330S | Bradford White | 671632650866 | Active | The ""-264"" indicates that this SKU comes with an Aluminum Anode Rod. | [9 empty] | No | Not Applicable | Not Applicable | Commercial Water Heating | Water Heating.Electric | 3 | 1 |  |  |  | 238-54649-00 |  |  |  | 238-36612-00 | [6 empty] | Electric | Electric Resistance | 480 | 3 |  | Indoor |  | Floor Mounted |  | No | Not Applicable | 150 | Not Applicable |  |  |  | 0.75 | No | [7 empty] | 1.5 kW |  | 43 | 0.92 | 30 | 27 | 6 | On/Off | Not Applicable | [6 empty] | 90 | 21 | 21 | 51.625 | 94 | 313 | 20 | 47.125 |  |  |  |  | 47.75 | [7 empty] | 47.75 | [8 empty] | 1 | 232 | 232 | UL1453 | Yes | Yes | Yes | No | Not Applicable | [5 empty] | 40301 | COM ELEC LT DUTY | 207465480
LE330S3-3NHNN | LE330S | Bradford White | 671632632053 | Active | [10 empty] | No | Not Applicable | Not Applicable | Commercial Water Heating | Water Heating.Electric | 3 | 1 |  |  |  | 238-54649-00 |  |  |  | 238-36612-00 | [6 empty] | Electric | Electric Resistance | 480 | 3 |  | Indoor |  | Floor Mounted |  | No | Not Applicable | 150 | Not Applicable |  |  |  | 0.75 | No | [7 empty] | 2.5 kW |  | 43 | 0.92 | 30 | 27 | 10 | On/Off | Not Applicable | [6 empty] | 90 | 21 | 21 | 51.625 | 94 | 313 | 20 | 47.125 |  |  |  |  | 47.75 | [7 empty] | 47.75 | [8 empty] | 1 | 232 | 232 | UL1453 | Yes | Yes | Yes | No | Not Applicable | [5 empty] | 40301 | COM ELEC LT DUTY | 207465480
LE330S3-3NHPP | LE330S | Bradford White | 671632557950 | Active | [10 empty] | No | Not Applicable | Not Applicable | Commercial Water Heating | Water Heating.Electric | 3 | 1 |  |  |  | 238-54649-00 |  |  |  | 238-36612-00 | [6 empty] | Electric | Electric Resistance | 480 | 3 |  | Indoor |  | Floor Mounted |  | No | Not Applicable | 150 | Not Applicable |  |  |  | 0.75 | No | [7 empty] | 3 kW |  | 43 | 0.92 | 30 | 27 | 12 | On/Off | Not Applicable | [6 empty] | 90 | 21 | 21 | 51.625 | 94 | 313 | 20 | 47.125 |  |  |  |  | 47.75 | [7 empty] | 47.75 | [8 empty] | 1 | 232 | 232 | UL1453 | Yes | Yes | Yes | No | Not Applicable | [5 empty] | 40301 | COM ELEC LT DUTY | 207465480
LE330S3-3NHTT | LE330S | Bradford White | 671632619863 | Active | [10 empty] | No | Not Applicable | Not Applicable | Commercial Water Heating | Water Heating.Electric | 3 | 1 |  |  |  | 238-54649-00 |  |  |  | 238-36612-00 | [6 empty] | Electric | Electric Resistance | 480 | 3 |  | Indoor |  | Floor Mounted |  | No | Not Applicable | 150 | Not Applicable |  |  |  | 0.75 | No | [7 empty] | 4 kW |  | 43 | 0.92 | 30 | 27 | 17 | On/Off | Not Applicable | [6 empty] | 90 | 21 | 21 | 51.625 | 94 | 313 | 20 | 47.125 |  |  |  |  | 47.75 | [7 empty] | 47.75 | [8 empty] | 1 | 232 | 232 | UL1453 | Yes | Yes | Yes | No | Not Applicable | [5 empty] | 40301 | COM ELEC LT DUTY | 207465480
LE330S3-3NHWW | LE330S | Bradford White | 671632561339 | Active | [10 empty] | No | Not Applicable | Not Applicable | Commercial Water Heating | Water Heating.Electric | 3 | 1 |  |  |  | 238-54649-00 |  |  |  | 238-36612-00 | [6 empty] | Electric | Electric Resistance | 480 | 3 |  | Indoor |  | Floor Mounted |  | No | Not Applicable | 150 | Not Applicable |  |  |  | 0.75 | No | [7 empty] | 4.5 kW |  | 43 | 0.92 | 30 | 27 | 19 | On/Off | Not Applicable | [6 empty] | 90 | 21 | 21 | 51.625 | 94 | 313 | 20 | 47.125 |  |  |  |  | 47.75 | [7 empty] | 47.75 | [8 empty] | 1 | 232 | 232 | UL1453 | Yes | Yes | Yes | No | Not Applicable | [5 empty] | 40301 | COM ELEC LT DUTY | 207465480
LE330S3-3NHWW-264 | LE330S | Bradford White | 671632649334 | Active | The ""-264"" indicates that this SKU comes with an Aluminum Anode Rod. | [9 empty] | No | Not Applicable | Not Applicable | Commercial Water Heating | Water Heating.Electric | 3 | 1 |  |  |  | 238-54649-00 |  |  |  | 238-36612-00 | [6 empty] | Electric | Electric Resistance | 480 | 3 |  | Indoor |  | Floor Mounted |  | No | Not Applicable | 150 | Not Applicable |  |  |  | 0.75 | No | [7 empty] | 4.5 kW |  | 43 | 0.92 | 30 | 27 | 19 | On/Off | Not Applicable | [6 empty] | 90 | 21 | 21 | 51.625 | 94 | 313 | 20 | 47.125 |  |  |  |  | 47.75 | [7 empty] | 47.75 | [8 empty] | 1 | 232 | 232 | UL1453 | Yes | Yes | Yes | No | Not Applicable | [5 empty] | 40301 | COM ELEC LT DUTY | 207465480
LE330S3-3NHXX | LE330S | Bradford White | 671632633449 | Active | [10 empty] | No | Not Applicable | Not Applicable | Commercial Water Heating | Water Heating.Electric | 3 | 1 |  |  |  | 238-54649-00 |  |  |  | 238-36612-00 | [6 empty] | Electric | Electric Resistance | 480 | 3 |  | Indoor |  | Floor Mounted |  | No | Not Applicable | 150 | Not Applicable |  |  |  | 0.75 | No | [7 empty] | 5 kW |  | 43 | 0.92 | 30 | 27 | 21 | On/Off | Not Applicable | [6 empty] | 90 | 21 | 21 | 51.625 | 94 | 313 | 20 | 47.125 |  |  |  |  | 47.75 | [7 empty] | 47.75 | [8 empty] | 1 | 232 | 232 | UL1453 | Yes | Yes | Yes | No | Not Applicable | [5 empty] | 40301 | COM ELEC LT DUTY | 207465480
LE330S3-3NHZZ | LE330S | Bradford White | 671632558490 | Active | [10 empty] | No | Not Applicable | Not Applicable | Commercial Water Heating | Water Heating.Electric | 3 | 1 |  |  |  | 238-54649-00 |  |  |  | 238-36612-00 | [6 empty] | Electric | Electric Resistance | 480 | 3 |  | Indoor |  | Floor Mounted |  | No | Not Applicable | 150 | Not Applicable |  |  |  | 0.75 | No | [7 empty] | 6 kW |  | 43 | 0.92 | 30 | 27 | 25 | On/Off | Not Applicable | [6 empty] | 90 | 21 | 21 | 51.625 | 94 | 313 | 20 | 47.125 |  |  |  |  | 47.75 | [7 empty] | 47.75 | [8 empty] | 1 | 232 | 232 | UL1453 | Yes | Yes | Yes | No | Not Applicable | [5 empty] | 40301 | COM ELEC LT DUTY | 207465480
LE330S3-3NLWW | LE330S | Bradford White | 671632555000 | Active | [10 empty] | No | Not Applicable | Not Applicable | Commercial Water Heating | Water Heating.Electric | 3 | 1 |  |  |  | 238-54649-00 |  |  |  | 238-36612-00 | [6 empty] | Electric | Electric Resistance | 208 | 3 |  | Indoor |  | Floor Mounted |  | No | Not Applicable | 150 | Not Applicable |  |  |  | 0.75 | No | [7 empty] | 4.5 kW |  | 43 | 0.92 | 30 | 27 | 19 | On/Off | Not Applicable | [6 empty] | 90 | 21 | 21 | 51.625 | 94 | 313 | 20 | 47.125 |  |  |  |  | 47.75 | [7 empty] | 47.75 | [8 empty] | 1 | 232 | 232 | UL1453 | Yes | Yes | Yes | No | Not Applicable | [5 empty] | 40301 | COM ELEC LT DUTY | 207465480
LE330S3-3NLWW-458 | LE330S | Bradford White | 671632644056 | Active | The ""-458"" indicates that this SKU was designed and certified for Installation in Canada. | [9 empty] | No | Not Applicable | Not Applicable | Commercial Water Heating | Water Heating.Electric | 3 | 1 |  |  |  | 238-54649-00 |  |  |  | 238-36612-00 | [6 empty] | Electric | Electric Resistance | 208 | 3 |  | Indoor |  | Floor Mounted |  | No | Not Applicable | 150 | Not Applicable |  |  |  | 0.75 | No | [7 empty] | 4.5 kW |  |  |  | 27 |  | 19 | On/Off | Not Applicable | [6 empty] | 90 | 21 | 21 | 51.625 | 94 | 313 | 20 | 47.125 |  |  |  |  | 47.75 | [7 empty] | 47.75 | [8 empty] | 1 | 232 | 232 | UL1453 | Yes | No | Yes | No | Not Applicable | 238-52552-00 |  |  |  | 238-45656-00 | 40301 | COM ELEC LT DUTY
LE330S3-3NLXX | LE330S | Bradford White | 671632620807 | Active | [10 empty] | No | Not Applicable | Not Applicable | Commercial Water Heating | Water Heating.Electric | 3 | 1 |  |  |  | 238-54649-00 |  |  |  | 238-36612-00 | [6 empty] | Electric | Electric Resistance | 208 | 3 |  | Indoor |  | Floor Mounted |  | No | Not Applicable | 150 | Not Applicable |  |  |  | 0.75 | No | [7 empty] | 5 kW |  | 43 | 0.92 | 30 | 27 | 21 | On/Off | Not Applicable | [6 empty] | 90 | 21 | 21 | 51.625 | 94 | 313 | 20 | 47.125 |  |  |  |  | 47.75 | [7 empty] | 47.75 | [8 empty] | 1 | 232 | 232 | UL1453 | Yes | Yes | Yes | No | Not Applicable | [5 empty] | 40301 | COM ELEC LT DUTY | 207465480
LE330S3-3NLXX-458 | LE330S | Bradford White | 671632568079 | Active | The ""-458"" indicates that this SKU was designed and certified for Installation in Canada. | [9 empty] | No | Not Applicable | Not Applicable | Commercial Water Heating | Water Heating.Electric | 3 | 1 |  |  |  | 238-54649-00 |  |  |  | 238-36612-00 | [6 empty] | Electric | Electric Resistance | 208 | 3 |  | Indoor |  | Floor Mounted |  | No | Not Applicable | 150 | Not Applicable |  |  |  | 0.75 | No | [7 empty] | 5 kW |  |  |  | 27 |  | 21 | On/Off | Not Applicable | [6 empty] | 90 | 21 | 21 | 51.625 | 94 | 313 | 20 | 47.125 |  |  |  |  | 47.75 | [7 empty] | 47.75 | [8 empty] | 1 | 232 | 232 | UL1453 | Yes | No | Yes | No | Not Applicable | 238-52552-00 |  |  |  | 238-45656-00 | 40301 | COM ELEC LT DUTY
LE330S3-3NLYY | LE330S | Bradford White | 671632572861 | Active | [10 empty] | No | Not Applicable | Not Applicable | Commercial Water Heating | Water Heating.Electric | 3 | 1 |  |  |  | 238-54649-00 |  |  |  | 238-36612-00 | [6 empty] | Electric | Electric Resistance | 208 | 3 |  | Indoor |  | Floor Mounted |  | No | Not Applicable | 150 | Not Applicable |  |  |  | 0.75 | No | [7 empty] | 5.5 kW |  | 43 | 0.92 | 30 | 27 | 23 | On/Off | Not Applicable | [6 empty] | 90 | 21 | 21 | 51.625 | 94 | 313 | 20 | 47.125 |  |  |  |  | 47.75 | [7 empty] | 47.75 | [8 empty] | 1 | 232 | 232 | UL1453 | Yes | Yes | Yes | No | Not Applicable | [5 empty] | 40301 | COM ELEC LT DUTY | 207465480
LE330S3-3NLYY-458 | LE330S | Bradford White | 671632641291 | Active | The ""-458"" indicates that this SKU was designed and certified for Installation in Canada. | [9 empty] | No | Not Applicable | Not Applicable | Commercial Water Heating | Water Heating.Electric | 3 | 1 |  |  |  | 238-54649-00 |  |  |  | 238-36612-00 | [6 empty] | Electric | Electric Resistance | 208 | 3 |  | Indoor |  | Floor Mounted |  | No | Not Applicable | 150 | Not Applicable |  |  |  | 0.75 | No | [7 empty] | 5.5 kW |  |  |  | 27 |  | 23 | On/Off | Not Applicable | [6 empty] | 90 | 21 | 21 | 51.625 | 94 | 313 | 20 | 47.125 |  |  |  |  | 47.75 | [7 empty] | 47.75 | [8 empty] | 1 | 232 | 232 | UL1453 | Yes | No | Yes | No | Not Applicable | 238-52552-00 |  |  |  | 238-45656-00 | 40301 | COM ELEC LT DUTY
LE330S5-3NCTT | LE330S | Bradford White | 671632568741 | Active | [10 empty] | No | Not Applicable | Not Applicable | Commercial Water Heating | Water Heating.Electric | 5 | 1 |  |  |  | 238-54649-00 |  |  |  | 238-36612-00 | [6 empty] | Electric | Electric Resistance | 240/208 | 3 |  | Indoor |  | Floor Mounted |  | No | Not Applicable | 150 | Not Applicable |  |  |  | 0.75 | No | [7 empty] | 4/3 kW |  | 43 | 0.92 | 30 | 27 | 17/12 | On/Off | Not Applicable | [6 empty] | 90 | 21 | 21 | 51.625 | 94 | 313 | 20 | 47.125 |  |  |  |  | 47.75 | [7 empty] | 47.75 | [8 empty] | 1 | 232 | 232 | UL1453 | Yes | Yes | Yes | No | Not Applicable | [5 empty] | 40301 | COM ELEC LT DUTY | 207465480
LE330S5-3NCWW | LE330S | Bradford White | 671632572755 | Active | [10 empty] | No | Not Applicable | Not Applicable | Commercial Water Heating | Water Heating.Electric | 5 | 1 |  |  |  | 238-54649-00 |  |  |  | 238-36612-00 | [6 empty] | Electric | Electric Resistance | 240/208 | 3 |  | Indoor |  | Floor Mounted |  | No | Not Applicable | 150 | Not Applicable |  |  |  | 0.75 | No | [7 empty] | 4.5/3.5 kW |  | 43 | 0.92 | 30 | 27 | 19/14 | On/Off | Not Applicable | [6 empty] | 90 | 21 | 21 | 51.625 | 94 | 313 | 20 | 47.125 |  |  |  |  | 47.75 | [7 empty] | 47.75 | [8 empty] | 1 | 232 | 232 | UL1453 | Yes | Yes | Yes | No | Not Applicable | [5 empty] | 40301 | COM ELEC LT DUTY | 207465480
LE330S5-3NLWW | LE330S | Bradford White | 671632652518 | Active | [10 empty] | No | Not Applicable | Not Applicable | Commercial Water Heating | Water Heating.Electric | 5 | 1 |  |  |  | 238-54649-00 |  |  |  | 238-36612-00 | [6 empty] | Electric | Electric Resistance | 208 | 3 |  | Indoor |  | Floor Mounted |  | No | Not Applicable | 150 | Not Applicable |  |  |  | 0.75 | No | [7 empty] | 4.5 kW |  | 43 | 0.92 | 30 | 27 | 19 | On/Off | Not Applicable | [6 empty] | 90 | 21 | 21 | 51.625 | 94 | 313 | 20 | 47.125 |  |  |  |  | 47.75 | [7 empty] | 47.75 | [8 empty] | 1 | 232 | 232 | UL1453 | Yes | Yes | Yes | No | Not Applicable | [5 empty] | 40301 | COM ELEC LT DUTY | 207465480
LE340S3-1NALL | LE340S | Bradford White | 671632556878 | Active | [10 empty] | No | Not Applicable | Not Applicable | Commercial Water Heating | Water Heating.Electric | 3 | 1 |  |  |  | 238-54649-00 |  |  |  | 238-36612-00 | [6 empty] | Electric | Electric Resistance | 120 | 1 |  | Indoor |  | Floor Mounted |  | No | Not Applicable | 150 | Not Applicable |  |  |  | 0.75 | No | [7 empty] | 1.5 kW |  | 49 | 0.91 | 40 | 36 | 6 | On/Off | Not Applicable | [6 empty] | 102 | 23 | 23 | 52.125 | 106 | 399 | 22 | 47.625 |  |  |  |  | 48.6875 | [7 empty] | 48.6875 | [8 empty] | 1 | 216 | 208 | UL1453 | Yes | Yes | Yes | No | Not Applicable | [5 empty] | 40301 | COM ELEC LT DUTY | 207465481
LE340S3-1NEPP | LE340S | Bradford White | 671632578702 | Active | [10 empty] | No | Not Applicable | Not Applicable | Commercial Water Heating | Water Heating.Electric | 3 | 1 |  |  |  | 238-54649-00 |  |  |  | 238-36612-00 | [6 empty] | Electric | Electric Resistance | 277 | 1 |  | Indoor |  | Floor Mounted |  | No | Not Applicable | 150 | Not Applicable |  |  |  | 0.75 | No | [7 empty] | 3 kW |  | 49 | 0.91 | 40 | 36 | 12 | On/Off | Not Applicable | [6 empty] | 102 | 23 | 23 | 52.125 | 106 | 399 | 22 | 47.625 |  |  |  |  | 48.6875 | [7 empty] | 48.6875 | [8 empty] | 1 | 216 | 208 | UL1453 | Yes | Yes | Yes | No | Not Applicable | [5 empty] | 40301 | COM ELEC LT DUTY | 207465481
LE340S3-1NETT | LE340S | Bradford White | 671632575343 | Active | [10 empty] | No | Not Applicable | Not Applicable | Commercial Water Heating | Water Heating.Electric | 3 | 1 |  |  |  | 238-54649-00 |  |  |  | 238-36612-00 | [6 empty] | Electric | Electric Resistance | 277 | 1 |  | Indoor |  | Floor Mounted |  | No | Not Applicable | 150 | Not Applicable |  |  |  | 0.75 | No | [7 empty] | 4 kW |  | 49 | 0.91 | 40 | 36 | 17 | On/Off | Not Applicable | [6 empty] | 102 | 23 | 23 | 52.125 | 106 | 399 | 22 | 47.625 |  |  |  |  | 48.6875 | [7 empty] | 48.6875 | [8 empty] | 1 | 216 | 208 | UL1453 | Yes | Yes | Yes | No | Not Applicable | [5 empty] | 40301 | COM ELEC LT DUTY | 207465481
LE340S3-1NEWW | LE340S | Bradford White | 671632558667 | Active | [10 empty] | No | Not Applicable | Not Applicable | Commercial Water Heating | Water Heating.Electric | 3 | 1 |  |  |  | 238-54649-00 |  |  |  | 238-36612-00 | [6 empty] | Electric | Electric Resistance | 277 | 1 |  | Indoor |  | Floor Mounted |  | No | Not Applicable | 150 | Not Applicable |  |  |  | 0.75 | No | [7 empty] | 4.5 kW |  | 49 | 0.91 | 40 | 36 | 19 | On/Off | Not Applicable | [6 empty] | 102 | 23 | 23 | 52.125 | 106 | 399 | 22 | 47.625 |  |  |  |  | 48.6875 | [7 empty] | 48.6875 | [8 empty] | 1 | 216 | 208 | UL1453 | Yes | Yes | Yes | No | Not Applicable | [5 empty] | 40301 | COM ELEC LT DUTY | 207465481
LE340S3-1NEZZ | LE340S | Bradford White | 671632634897 | Active | [10 empty] | No | Not Applicable | Not Applicable | Commercial Water Heating | Water Heating.Electric | 3 | 1 |  |  |  | 238-54649-00 |  |  |  | 238-36612-00 | [6 empty] | Electric | Electric Resistance | 277 | 1 |  | Indoor |  | Floor Mounted |  | No | Not Applicable | 150 | Not Applicable |  |  |  | 0.75 | No | [7 empty] | 6 kW |  | 49 | 0.91 | 40 | 36 | 25 | On/Off | Not Applicable | [6 empty] | 102 | 23 | 23 | 52.125 | 106 | 399 | 22 | 47.625 |  |  |  |  | 48.6875 | [7 empty] | 48.6875 | [8 empty] | 1 | 216 | 208 | UL1453 | Yes | Yes | Yes | No | Not Applicable | [5 empty] | 40301 | COM ELEC LT DUTY | 207465481
LE340S3-3NCMM | LE340S | Bradford White | 671632670338 | Active | [10 empty] | No | Not Applicable | Not Applicable | Commercial Water Heating | Water Heating.Electric | 3 | 1 |  |  |  | 238-54649-00 |  |  |  | 238-36612-00 | [6 empty] | Electric | Electric Resistance | 240/208 | 3 |  | Indoor |  | Floor Mounted |  | No | Not Applicable | 150 | Not Applicable |  |  |  | 0.75 | No | [7 empty] | 2/1.5 kW |  | 49 | 0.91 | 40 | 36 | 8/6 | On/Off | Not Applicable | [6 empty] | 102 | 23 | 23 | 52.125 | 106 | 399 | 22 | 47.625 |  |  |  |  | 48.6875 | [7 empty] | 48.6875 | [8 empty] | 1 | 216 | 208 | UL1453 | Yes | Yes | Yes | No | Not Applicable | [5 empty] | 40301 | COM ELEC LT DUTY | 207465481
LE340S3-3NCNN | LE340S | Bradford White | 671632555758 | Active | [10 empty] | No | Not Applicable | Not Applicable | Commercial Water Heating | Water Heating.Electric | 3 | 1 |  |  |  | 238-54649-00 |  |  |  | 238-36612-00 | [6 empty] | Electric | Electric Resistance | 240/208 | 3 |  | Indoor |  | Floor Mounted |  | No | Not Applicable | 150 | Not Applicable |  |  |  | 0.75 | No | [7 empty] | 2.5/2 kW |  | 49 | 0.91 | 40 | 36 | 10/8 | On/Off | Not Applicable | [6 empty] | 102 | 23 | 23 | 52.125 | 106 | 399 | 22 | 47.625 |  |  |  |  | 48.6875 | [7 empty] | 48.6875 | [8 empty] | 1 | 216 | 208 | UL1453 | Yes | Yes | Yes | No | Not Applicable | [5 empty] | 40301 | COM ELEC LT DUTY | 207465481
LE340S3-3NCNN-458 | LE340S | Bradford White | 671632568949 | Active | The ""-458"" indicates that this SKU was designed and certified for Installation in Canada. | [9 empty] | No | Not Applicable | Not Applicable | Commercial Water Heating | Water Heating.Electric | 3 | 1 |  |  |  | 238-54649-00 |  |  |  | 238-36612-00 | [6 empty] | Electric | Electric Resistance | 240/208 | 3 |  | Indoor |  | Floor Mounted |  | No | Not Applicable | 150 | Not Applicable |  |  |  | 0.75 | No | [7 empty] | 2.5/2 kW |  |  |  | 38 |  | 10/8 | On/Off | Not Applicable | [6 empty] | 102 | 23 | 23 | 52.125 | 106 | 415 | 22 | 47.625 |  |  |  |  | 48.6875 | [7 empty] | 48.6875 | [8 empty] | 1 | 216 | 208 | UL1453 | Yes | No | Yes | No | Not Applicable | 238-52552-00 |  |  |  | 238-45656-00 | 40301 | COM ELEC LT DUTY
LE340S3-3NCPP | LE340S | Bradford White | 671632561315 | Active | [10 empty] | No | Not Applicable | Not Applicable | Commercial Water Heating | Water Heating.Electric | 3 | 1 |  |  |  | 238-54649-00 |  |  |  | 238-36612-00 | [6 empty] | Electric | Electric Resistance | 240 | 3 |  | Indoor |  | Floor Mounted |  | No | Not Applicable | 150 | Not Applicable |  |  |  | 0.75 | No | [7 empty] | 3 kW |  | 49 | 0.91 | 40 | 36 | 12 | On/Off | Not Applicable | [6 empty] | 102 | 23 | 23 | 52.125 | 106 | 399 | 22 | 47.625 |  |  |  |  | 48.6875 | [7 empty] | 48.6875 | [8 empty] | 1 | 216 | 208 | UL1453 | Yes | Yes | Yes | No | Not Applicable | [5 empty] | 40301 | COM ELEC LT DUTY | 207465481
LE340S3-3NCPP-458 | LE340S | Bradford White | 671632553860 | Active | The ""-458"" indicates that this SKU was designed and certified for Installation in Canada. | [9 empty] | No | Not Applicable | Not Applicable | Commercial Water Heating | Water Heating.Electric | 3 | 1 |  |  |  | 238-54649-00 |  |  |  | 238-36612-00 | [6 empty] | Electric | Electric Resistance | 240 | 3 |  | Indoor |  | Floor Mounted |  | No | Not Applicable | 150 | Not Applicable |  |  |  | 0.75 | No | [7 empty] | 3 kW |  |  |  | 38 |  | 12 | On/Off | Not Applicable | [6 empty] | 102 | 23 | 23 | 52.125 | 106 | 415 | 22 | 47.625 |  |  |  |  | 48.6875 | [7 empty] | 48.6875 | [8 empty] | 1 | 216 | 208 | UL1453 | Yes | No | Yes | No | Not Applicable | 238-52552-00 |  |  |  | 238-45656-00 | 40301 | COM ELEC LT DUTY
LE340S3-3NCRR | LE340S | Bradford White | 671632567683 | Active | [10 empty] | No | Not Applicable | Not Applicable | Commercial Water Heating | Water Heating.Electric | 3 | 1 |  |  |  | 238-54649-00 |  |  |  | 238-36612-00 | [6 empty] | Electric | Electric Resistance | 240/208 | 3 |  | Indoor |  | Floor Mounted |  | No | Not Applicable | 150 | Not Applicable |  |  |  | 0.75 | No | [7 empty] | 3.5/2.5 kW |  | 49 | 0.91 | 40 | 36 | 14/10 | On/Off | Not Applicable | [6 empty] | 102 | 23 | 23 | 52.125 | 106 | 399 | 22 | 47.625 |  |  |  |  | 48.6875 | [7 empty] | 48.6875 | [8 empty] | 1 | 216 | 208 | UL1453 | Yes | Yes | Yes | No | Not Applicable | [5 empty] | 40301 | COM ELEC LT DUTY | 207465481
LE340S3-3NCRR-458 | LE340S | Bradford White | 671632572441 | Active | The ""-458"" indicates that this SKU was designed and certified for Installation in Canada. | [9 empty] | No | Not Applicable | Not Applicable | Commercial Water Heating | Water Heating.Electric | 3 | 1 |  |  |  | 238-54649-00 |  |  |  | 238-36612-00 | [6 empty] | Electric | Electric Resistance | 240/208 | 3 |  | Indoor |  | Floor Mounted |  | No | Not Applicable | 150 | Not Applicable |  |  |  | 0.75 | No | [7 empty] | 3.5/2.5 kW |  |  |  | 38 |  | 14/10 | On/Off | Not Applicable | [6 empty] | 102 | 23 | 23 | 52.125 | 106 | 415 | 22 | 47.625 |  |  |  |  | 48.6875 | [7 empty] | 48.6875 | [8 empty] | 1 | 216 | 208 | UL1453 | Yes | No | Yes | No | Not Applicable | 238-52552-00 |  |  |  | 238-45656-00 | 40301 | COM ELEC LT DUTY
LE340S3-3NCTT | LE340S | Bradford White | 671632558353 | Active | [10 empty] | No | Not Applicable | Not Applicable | Commercial Water Heating | Water Heating.Electric | 3 | 1 |  |  |  | 238-54649-00 |  |  |  | 238-36612-00 | [6 empty] | Electric | Electric Resistance | 240/208 | 3 |  | Indoor |  | Floor Mounted |  | No | Not Applicable | 150 | Not Applicable |  |  |  | 0.75 | No | [7 empty] | 4/3 kW |  | 49 | 0.91 | 40 | 36 | 17/12 | On/Off | Not Applicable | [6 empty] | 102 | 23 | 23 | 52.125 | 106 | 399 | 22 | 47.625 |  |  |  |  | 48.6875 | [7 empty] | 48.6875 | [8 empty] | 1 | 216 | 208 | UL1453 | Yes | Yes | Yes | No | Not Applicable | [5 empty] | 40301 | COM ELEC LT DUTY | 207465481
LE340S3-3NCTT-458 | LE340S | Bradford White | 671632562091 | Active | The ""-458"" indicates that this SKU was designed and certified for Installation in Canada. | [9 empty] | No | Not Applicable | Not Applicable | Commercial Water Heating | Water Heating.Electric | 3 | 1 |  |  |  | 238-54649-00 |  |  |  | 238-36612-00 | [6 empty] | Electric | Electric Resistance | 240/208 | 3 |  | Indoor |  | Floor Mounted |  | No | Not Applicable | 150 | Not Applicable |  |  |  | 0.75 | No | [7 empty] | 4/3 kW |  |  |  | 38 |  | 17/12 | On/Off | Not Applicable | [6 empty] | 102 | 23 | 23 | 52.125 | 106 | 415 | 22 | 47.625 |  |  |  |  | 48.6875 | [7 empty] | 48.6875 | [8 empty] | 1 | 216 | 208 | UL1453 | Yes | No | Yes | No | Not Applicable | 238-52552-00 |  |  |  | 238-45656-00 | 40301 | COM ELEC LT DUTY
LE340S3-3NCTT-458-284 | LE340S | Bradford White | 671632632169 | Active | The ""-284"" indicates that this SKU comes with an Incoloy Element. | The ""-458"" indicates that this SKU was designed and certified for Installation in Canada. | [8 empty] | No | Not Applicable | Not Applicable | Commercial Water Heating | Water Heating.Electric | 3 | 1 |  |  |  | 238-54649-00 |  |  |  | 238-36612-00 | [6 empty] | Electric | Electric Resistance | 240/208 | 3 |  | Indoor |  | Floor Mounted |  | No | Not Applicable | 150 | Not Applicable |  |  |  | 0.75 | No | [7 empty] | 4/3 kW |  |  |  | 38 |  | 17/12 | On/Off | Not Applicable | [6 empty] | 102 | 23 | 23 | 52.125 | 106 | 415 | 22 | 47.625 |  |  |  |  | 48.6875 | [7 empty] | 48.6875 | [8 empty] | 1 | 216 | 208 | UL1453 | Yes | No | Yes | No | Not Applicable | 238-52552-00 |  |  |  | 238-45656-00 | 40301 | COM ELEC LT DUTY
LE340S3-3NCWW | LE340S | Bradford White | 671632553044 | Active | [10 empty] | No | Not Applicable | Not Applicable | Commercial Water Heating | Water Heating.Electric | 3 | 1 |  |  |  | 238-54649-00 |  |  |  | 238-36612-00 | [6 empty] | Electric | Electric Resistance | 240/208 | 3 |  | Indoor |  | Floor Mounted |  | No | Not Applicable | 150 | Not Applicable |  |  |  | 0.75 | No | [7 empty] | 4.5/3.5 kW |  | 49 | 0.91 | 40 | 36 | 19/14 | On/Off | Not Applicable | [6 empty] | 102 | 23 | 23 | 52.125 | 106 | 399 | 22 | 47.625 |  |  |  |  | 48.6875 | [7 empty] | 48.6875 | [8 empty] | 1 | 216 | 208 | UL1453 | Yes | Yes | Yes | No | Not Applicable | [5 empty] | 40301 | COM ELEC LT DUTY | 207465481
LE340S3-3NCWW-264 | LE340S | Bradford White | 671632562879 | Active | The ""-264"" indicates that this SKU comes with an Aluminum Anode Rod. | [9 empty] | No | Not Applicable | Not Applicable | Commercial Water Heating | Water Heating.Electric | 3 | 1 |  |  |  | 238-54649-00 |  |  |  | 238-36612-00 | [6 empty] | Electric | Electric Resistance | 240/208 | 3 |  | Indoor |  | Floor Mounted |  | No | Not Applicable | 150 | Not Applicable |  |  |  | 0.75 | No | [7 empty] | 4.5/3.5 kW |  | 49 | 0.91 | 40 | 36 | 19/14 | On/Off | Not Applicable | [6 empty] | 102 | 23 | 23 | 52.125 | 106 | 399 | 22 | 47.625 |  |  |  |  | 48.6875 | [7 empty] | 48.6875 | [8 empty] | 1 | 216 | 208 | UL1453 | Yes | Yes | Yes | No | Not Applicable | [5 empty] | 40301 | COM ELEC LT DUTY | 207465481
LE340S3-3NCWW-458 | LE340S | Bradford White | 671632553082 | Active | The ""-458"" indicates that this SKU was designed and certified for Installation in Canada. | [9 empty] | No | Not Applicable | Not Applicable | Commercial Water Heating | Water Heating.Electric | 3 | 1 |  |  |  | 238-54649-00 |  |  |  | 238-36612-00 | [6 empty] | Electric | Electric Resistance | 240/208 | 3 |  | Indoor |  | Floor Mounted |  | No | Not Applicable | 150 | Not Applicable |  |  |  | 0.75 | No | [7 empty] | 4.5/3.5 kW |  |  |  | 38 |  | 19/14 | On/Off | Not Applicable | [6 empty] | 102 | 23 | 23 | 52.125 | 106 | 415 | 22 | 47.625 |  |  |  |  | 48.6875 | [7 empty] | 48.6875 | [8 empty] | 1 | 216 | 208 | UL1453 | Yes | No | Yes | No | Not Applicable | 238-52552-00 |  |  |  | 238-45656-00 | 40301 | COM ELEC LT DUTY
LE340S3-3NCXX | LE340S | Bradford White | 671632562862 | Active | [10 empty] | No | Not Applicable | Not Applicable | Commercial Water Heating | Water Heating.Electric | 3 | 1 |  |  |  | 238-54649-00 |  |  |  | 238-36612-00 | [6 empty] | Electric | Electric Resistance | 240 | 3 |  | Indoor |  | Floor Mounted |  | No | Not Applicable | 150 | Not Applicable |  |  |  | 0.75 | No | [7 empty] | 5 kW |  | 49 | 0.91 | 40 | 36 | 21 | On/Off | Not Applicable | [6 empty] | 102 | 23 | 23 | 52.125 | 106 | 399 | 22 | 47.625 |  |  |  |  | 48.6875 | [7 empty] | 48.6875 | [8 empty] | 1 | 216 | 208 | UL1453 | Yes | Yes | Yes | No | Not Applicable | [5 empty] | 40301 | COM ELEC LT DUTY | 207465481
LE340S3-3NCXX-458 | LE340S | Bradford White | 671632617975 | Active | The ""-458"" indicates that this SKU was designed and certified for Installation in Canada. | [9 empty] | No | Not Applicable | Not Applicable | Commercial Water Heating | Water Heating.Electric | 3 | 1 |  |  |  | 238-54649-00 |  |  |  | 238-36612-00 | [6 empty] | Electric | Electric Resistance | 240 | 3 |  | Indoor |  | Floor Mounted |  | No | Not Applicable | 150 | Not Applicable |  |  |  | 0.75 | No | [7 empty] | 5 kW |  |  |  | 38 |  | 21 | On/Off | Not Applicable | [6 empty] | 102 | 23 | 23 | 52.125 | 106 | 415 | 22 | 47.625 |  |  |  |  | 48.6875 | [7 empty] | 48.6875 | [8 empty] | 1 | 216 | 208 | UL1453 | Yes | No | Yes | No | Not Applicable | 238-52552-00 |  |  |  | 238-45656-00 | 40301 | COM ELEC LT DUTY
LE340S3-3NCYY | LE340S | Bradford White | 671632558018 | Active | [10 empty] | No | Not Applicable | Not Applicable | Commercial Water Heating | Water Heating.Electric | 3 | 1 |  |  |  | 238-54649-00 |  |  |  | 238-36612-00 | [6 empty] | Electric | Electric Resistance | 240/208 | 3 |  | Indoor |  | Floor Mounted |  | No | Not Applicable | 150 | Not Applicable |  |  |  | 0.75 | No | [7 empty] | 5.5/4 kW |  | 49 | 0.91 | 40 | 36 | 23/17 | On/Off | Not Applicable | [6 empty] | 102 | 23 | 23 | 52.125 | 106 | 399 | 22 | 47.625 |  |  |  |  | 48.6875 | [7 empty] | 48.6875 | [8 empty] | 1 | 216 | 208 | UL1453 | Yes | Yes | Yes | No | Not Applicable | [5 empty] | 40301 | COM ELEC LT DUTY | 207465481
LE340S3-3NCYY-458 | LE340S | Bradford White | 671632655847 | Active | The ""-458"" indicates that this SKU was designed and certified for Installation in Canada. | [9 empty] | No | Not Applicable | Not Applicable | Commercial Water Heating | Water Heating.Electric | 3 | 1 |  |  |  | 238-54649-00 |  |  |  | 238-36612-00 | [6 empty] | Electric | Electric Resistance | 240/208 | 3 |  | Indoor |  | Floor Mounted |  | No | Not Applicable | 150 | Not Applicable |  |  |  | 0.75 | No | [7 empty] | 5.5/4 kW |  |  |  | 38 |  | 23/17 | On/Off | Not Applicable | [6 empty] | 102 | 23 | 23 | 52.125 | 106 | 415 | 22 | 47.625 |  |  |  |  | 48.6875 | [7 empty] | 48.6875 | [8 empty] | 1 | 216 | 208 | UL1453 | Yes | No | Yes | No | Not Applicable | 238-52552-00 |  |  |  | 238-45656-00 | 40301 | COM ELEC LT DUTY
LE340S3-3NCZZ | LE340S | Bradford White | 671632560004 | Active | [10 empty] | No | Not Applicable | Not Applicable | Commercial Water Heating | Water Heating.Electric | 3 | 1 |  |  |  | 238-54649-00 |  |  |  | 238-36612-00 | [6 empty] | Electric | Electric Resistance | 240/208 | 3 |  | Indoor |  | Floor Mounted |  | No | Not Applicable | 150 | Not Applicable |  |  |  | 0.75 | No | [7 empty] | 6/4.5 kW |  | 49 | 0.91 | 40 | 36 | 25/19 | On/Off | Not Applicable | [6 empty] | 102 | 23 | 23 | 52.125 | 106 | 399 | 22 | 47.625 |  |  |  |  | 48.6875 | [7 empty] | 48.6875 | [8 empty] | 1 | 216 | 208 | UL1453 | Yes | Yes | Yes | No | Not Applicable | [5 empty] | 40301 | COM ELEC LT DUTY | 207465481
LE340S3-3NCZZ-264 | LE340S | Bradford White | 671632578832 | Active | The ""-264"" indicates that this SKU comes with an Aluminum Anode Rod. | [9 empty] | No | Not Applicable | Not Applicable | Commercial Water Heating | Water Heating.Electric | 3 | 1 |  |  |  | 238-54649-00 |  |  |  | 238-36612-00 | [6 empty] | Electric | Electric Resistance | 240/208 | 3 |  | Indoor |  | Floor Mounted |  | No | Not Applicable | 150 | Not Applicable |  |  |  | 0.75 | No | [7 empty] | 6/4.5 kW |  | 49 | 0.91 | 40 | 36 | 25/19 | On/Off | Not Applicable | [6 empty] | 102 | 23 | 23 | 52.125 | 106 | 399 | 22 | 47.625 |  |  |  |  | 48.6875 | [7 empty] | 48.6875 | [8 empty] | 1 | 216 | 208 | UL1453 | Yes | Yes | Yes | No | Not Applicable | [5 empty] | 40301 | COM ELEC LT DUTY | 207465481
LE340S3-3NCZZ-458 | LE340S | Bradford White | 671632568499 | Active | The ""-458"" indicates that this SKU was designed and certified for Installation in Canada. | [9 empty] | No | Not Applicable | Not Applicable | Commercial Water Heating | Water Heating.Electric | 3 | 1 |  |  |  | 238-54649-00 |  |  |  | 238-36612-00 | [6 empty] | Electric | Electric Resistance | 240/208 | 3 |  | Indoor |  | Floor Mounted |  | No | Not Applicable | 150 | Not Applicable |  |  |  | 0.75 | No | [7 empty] | 6/4.5 kW |  |  |  | 38 |  | 25/19 | On/Off | Not Applicable | [6 empty] | 102 | 23 | 23 | 52.125 | 106 | 415 | 22 | 47.625 |  |  |  |  | 48.6875 | [7 empty] | 48.6875 | [8 empty] | 1 | 216 | 208 | UL1453 | Yes | No | Yes | No | Not Applicable | 238-52552-00 |  |  |  | 238-45656-00 | 40301 | COM ELEC LT DUTY
LE340S3-3NHMM | LE340S | Bradford White | 671632554690 | Active | [10 empty] | No | Not Applicable | Not Applicable | Commercial Water Heating | Water Heating.Electric | 3 | 1 |  |  |  | 238-54649-00 |  |  |  | 238-36612-00 | [6 empty] | Electric | Electric Resistance | 480 | 3 |  | Indoor |  | Floor Mounted |  | No | Not Applicable | 150 | Not Applicable |  |  |  | 0.75 | No | [7 empty] | 2 kW |  | 49 | 0.91 | 40 | 36 | 8 | On/Off | Not Applicable | [6 empty] | 102 | 23 | 23 | 52.125 | 106 | 399 | 22 | 47.625 |  |  |  |  | 48.6875 | [7 empty] | 48.6875 | [8 empty] | 1 | 216 | 208 | UL1453 | Yes | Yes | Yes | No | Not Applicable | [5 empty] | 40301 | COM ELEC LT DUTY | 207465481
LE340S3-3NHNN | LE340S | Bradford White | 671632656769 | Active | [10 empty] | No | Not Applicable | Not Applicable | Commercial Water Heating | Water Heating.Electric | 3 | 1 |  |  |  | 238-54649-00 |  |  |  | 238-36612-00 | [6 empty] | Electric | Electric Resistance | 480 | 3 |  | Indoor |  | Floor Mounted |  | No | Not Applicable | 150 | Not Applicable |  |  |  | 0.75 | No | [7 empty] | 2.5 kW |  | 49 | 0.91 | 40 | 36 | 10 | On/Off | Not Applicable | [6 empty] | 102 | 23 | 23 | 52.125 | 106 | 399 | 22 | 47.625 |  |  |  |  | 48.6875 | [7 empty] | 48.6875 | [8 empty] | 1 | 216 | 208 | UL1453 | Yes | Yes | Yes | No | Not Applicable | [5 empty] | 40301 | COM ELEC LT DUTY | 207465481
LE340S3-3NHPP | LE340S | Bradford White | 671632560844 | Active | [10 empty] | No | Not Applicable | Not Applicable | Commercial Water Heating | Water Heating.Electric | 3 | 1 |  |  |  | 238-54649-00 |  |  |  | 238-36612-00 | [6 empty] | Electric | Electric Resistance | 480 | 3 |  | Indoor |  | Floor Mounted |  | No | Not Applicable | 150 | Not Applicable |  |  |  | 0.75 | No | [7 empty] | 3 kW |  | 49 | 0.91 | 40 | 36 | 12 | On/Off | Not Applicable | [6 empty] | 102 | 23 | 23 | 52.125 | 106 | 399 | 22 | 47.625 |  |  |  |  | 48.6875 | [7 empty] | 48.6875 | [8 empty] | 1 | 216 | 208 | UL1453 | Yes | Yes | Yes | No | Not Applicable | [5 empty] | 40301 | COM ELEC LT DUTY | 207465481
LE340S3-3NHPP-458 | LE340S | Bradford White | 671632640294 | Active | The ""-458"" indicates that this SKU was designed and certified for Installation in Canada. | [9 empty] | No | Not Applicable | Not Applicable | Commercial Water Heating | Water Heating.Electric | 3 | 1 |  |  |  | 238-54649-00 |  |  |  | 238-36612-00 | [6 empty] | Electric | Electric Resistance | 480 | 3 |  | Indoor |  | Floor Mounted |  | No | Not Applicable | 150 | Not Applicable |  |  |  | 0.75 | No | [7 empty] | 3 kW |  |  |  | 38 |  | 12 | On/Off | Not Applicable | [6 empty] | 102 | 23 | 23 | 52.125 | 106 | 415 | 22 | 47.625 |  |  |  |  | 48.6875 | [7 empty] | 48.6875 | [8 empty] | 1 | 216 | 208 | UL1453 | Yes | No | Yes | No | Not Applicable | 238-52552-00 |  |  |  | 238-45656-00 | 40301 | COM ELEC LT DUTY
LE340S3-3NHTT | LE340S | Bradford White | 671632555864 | Active | [10 empty] | No | Not Applicable | Not Applicable | Commercial Water Heating | Water Heating.Electric | 3 | 1 |  |  |  | 238-54649-00 |  |  |  | 238-36612-00 | [6 empty] | Electric | Electric Resistance | 480 | 3 |  | Indoor |  | Floor Mounted |  | No | Not Applicable | 150 | Not Applicable |  |  |  | 0.75 | No | [7 empty] | 4 kW |  | 49 | 0.91 | 40 | 36 | 17 | On/Off | Not Applicable | [6 empty] | 102 | 23 | 23 | 52.125 | 106 | 399 | 22 | 47.625 |  |  |  |  | 48.6875 | [7 empty] | 48.6875 | [8 empty] | 1 | 216 | 208 | UL1453 | Yes | Yes | Yes | No | Not Applicable | [5 empty] | 40301 | COM ELEC LT DUTY | 207465481
LE340S3-3NHWW | LE340S | Bradford White | 671632555789 | Active | [10 empty] | No | Not Applicable | Not Applicable | Commercial Water Heating | Water Heating.Electric | 3 | 1 |  |  |  | 238-54649-00 |  |  |  | 238-36612-00 | [6 empty] | Electric | Electric Resistance | 480 | 3 |  | Indoor |  | Floor Mounted |  | No | Not Applicable | 150 | Not Applicable |  |  |  | 0.75 | No | [7 empty] | 4.5 kW |  | 49 | 0.91 | 40 | 36 | 19 | On/Off | Not Applicable | [6 empty] | 102 | 23 | 23 | 52.125 | 106 | 399 | 22 | 47.625 |  |  |  |  | 48.6875 | [7 empty] | 48.6875 | [8 empty] | 1 | 216 | 208 | UL1453 | Yes | Yes | Yes | No | Not Applicable | [5 empty] | 40301 | COM ELEC LT DUTY | 207465481
LE340S3-3NHXX | LE340S | Bradford White | 671632568161 | Active | [10 empty] | No | Not Applicable | Not Applicable | Commercial Water Heating | Water Heating.Electric | 3 | 1 |  |  |  | 238-54649-00 |  |  |  | 238-36612-00 | [6 empty] | Electric | Electric Resistance | 480 | 3 |  | Indoor |  | Floor Mounted |  | No | Not Applicable | 150 | Not Applicable |  |  |  | 0.75 | No | [7 empty] | 5 kW |  | 49 | 0.91 | 40 | 36 | 21 | On/Off | Not Applicable | [6 empty] | 102 | 23 | 23 | 52.125 | 106 | 399 | 22 | 47.625 |  |  |  |  | 48.6875 | [7 empty] | 48.6875 | [8 empty] | 1 | 216 | 208 | UL1453 | Yes | Yes | Yes | No | Not Applicable | [5 empty] | 40301 | COM ELEC LT DUTY | 207465481
LE340S3-3NHYY | LE340S | Bradford White | 671632680375 | Active | [10 empty] | No | Not Applicable | Not Applicable | Commercial Water Heating | Water Heating.Electric | 3 | 1 |  |  |  | 238-54649-00 |  |  |  | 238-36612-00 | [6 empty] | Electric | Electric Resistance | 480 | 3 |  | Indoor |  | Floor Mounted |  | No | Not Applicable | 150 | Not Applicable |  |  |  | 0.75 | No | [7 empty] | 5.5 kW |  | 49 | 0.91 | 40 | 36 | 23 | On/Off | Not Applicable | [6 empty] | 102 | 23 | 23 | 52.125 | 106 | 399 | 22 | 47.625 |  |  |  |  | 48.6875 | [7 empty] | 48.6875 | [8 empty] | 1 | 216 | 208 | UL1453 | Yes | Yes | Yes | No | Not Applicable | [5 empty] | 40301 | COM ELEC LT DUTY | 207465481
LE340S3-3NHZZ | LE340S | Bradford White | 671632557769 | Active | [10 empty] | No | Not Applicable | Not Applicable | Commercial Water Heating | Water Heating.Electric | 3 | 1 |  |  |  | 238-54649-00 |  |  |  | 238-36612-00 | [6 empty] | Electric | Electric Resistance | 480 | 3 |  | Indoor |  | Floor Mounted |  | No | Not Applicable | 150 | Not Applicable |  |  |  | 0.75 | No | [7 empty] | 6 kW |  | 49 | 0.91 | 40 | 36 | 25 | On/Off | Not Applicable | [6 empty] | 102 | 23 | 23 | 52.125 | 106 | 399 | 22 | 47.625 |  |  |  |  | 48.6875 | [7 empty] | 48.6875 | [8 empty] | 1 | 216 | 208 | UL1453 | Yes | Yes | Yes | No | Not Applicable | [5 empty] | 40301 | COM ELEC LT DUTY | 207465481
LE340S3-3NHZZ-264 | LE340S | Bradford White | 671632613656 | Active | The ""-264"" indicates that this SKU comes with an Aluminum Anode Rod. | [9 empty] | No | Not Applicable | Not Applicable | Commercial Water Heating | Water Heating.Electric | 3 | 1 |  |  |  | 238-54649-00 |  |  |  | 238-36612-00 | [6 empty] | Electric | Electric Resistance | 480 | 3 |  | Indoor |  | Floor Mounted |  | No | Not Applicable | 150 | Not Applicable |  |  |  | 0.75 | No | [7 empty] | 6 kW |  | 49 | 0.91 | 40 | 36 | 25 | On/Off | Not Applicable | [6 empty] | 102 | 23 | 23 | 52.125 | 106 | 399 | 22 | 47.625 |  |  |  |  | 48.6875 | [7 empty] | 48.6875 | [8 empty] | 1 | 216 | 208 | UL1453 | Yes | Yes | Yes | No | Not Applicable | [5 empty] | 40301 | COM ELEC LT DUTY | 207465481
LE340S3-3NLWW | LE340S | Bradford White | 671632556908 | Active | [10 empty] | No | Not Applicable | Not Applicable | Commercial Water Heating | Water Heating.Electric | 3 | 1 |  |  |  | 238-54649-00 |  |  |  | 238-36612-00 | [6 empty] | Electric | Electric Resistance | 208 | 3 |  | Indoor |  | Floor Mounted |  | No | Not Applicable | 150 | Not Applicable |  |  |  | 0.75 | No | [7 empty] | 4.5 kW |  | 49 | 0.91 | 40 | 36 | 19 | On/Off | Not Applicable | [6 empty] | 102 | 23 | 23 | 52.125 | 106 | 399 | 22 | 47.625 |  |  |  |  | 48.6875 | [7 empty] | 48.6875 | [8 empty] | 1 | 216 | 208 | UL1453 | Yes | Yes | Yes | No | Not Applicable | [5 empty] | 40301 | COM ELEC LT DUTY | 207465481
LE340S3-3NLWW-264 | LE340S | Bradford White | 671632623747 | Active | The ""-264"" indicates that this SKU comes with an Aluminum Anode Rod. | [9 empty] | No | Not Applicable | Not Applicable | Commercial Water Heating | Water Heating.Electric | 3 | 1 |  |  |  | 238-54649-00 |  |  |  | 238-36612-00 | [6 empty] | Electric | Electric Resistance | 208 | 3 |  | Indoor |  | Floor Mounted |  | No | Not Applicable | 150 | Not Applicable |  |  |  | 0.75 | No | [7 empty] | 4.5 kW |  | 49 | 0.91 | 40 | 36 | 19 | On/Off | Not Applicable | [6 empty] | 102 | 23 | 23 | 52.125 | 106 | 399 | 22 | 47.625 |  |  |  |  | 48.6875 | [7 empty] | 48.6875 | [8 empty] | 1 | 216 | 208 | UL1453 | Yes | Yes | Yes | No | Not Applicable | [5 empty] | 40301 | COM ELEC LT DUTY | 207465481
LE340S3-3NLXX | LE340S | Bradford White | 671632558001 | Active | [10 empty] | No | Not Applicable | Not Applicable | Commercial Water Heating | Water Heating.Electric | 3 | 1 |  |  |  | 238-54649-00 |  |  |  | 238-36612-00 | [6 empty] | Electric | Electric Resistance | 208 | 3 |  | Indoor |  | Floor Mounted |  | No | Not Applicable | 150 | Not Applicable |  |  |  | 0.75 | No | [7 empty] | 5 kW |  | 49 | 0.91 | 40 | 36 | 21 | On/Off | Not Applicable | [6 empty] | 102 | 23 | 23 | 52.125 | 106 | 399 | 22 | 47.625 |  |  |  |  | 48.6875 | [7 empty] | 48.6875 | [8 empty] | 1 | 216 | 208 | UL1453 | Yes | Yes | Yes | No | Not Applicable | [5 empty] | 40301 | COM ELEC LT DUTY | 207465481
LE340S3-3NLXX-458 | LE340S | Bradford White | 671632619115 | Active | The ""-458"" indicates that this SKU was designed and certified for Installation in Canada. | [9 empty] | No | Not Applicable | Not Applicable | Commercial Water Heating | Water Heating.Electric | 3 | 1 |  |  |  | 238-54649-00 |  |  |  | 238-36612-00 | [6 empty] | Electric | Electric Resistance | 208 | 3 |  | Indoor |  | Floor Mounted |  | No | Not Applicable | 150 | Not Applicable |  |  |  | 0.75 | No | [7 empty] | 5 kW |  |  |  | 38 |  | 21 | On/Off | Not Applicable | [6 empty] | 102 | 23 | 23 | 52.125 | 106 | 415 | 22 | 47.625 |  |  |  |  | 48.6875 | [7 empty] | 48.6875 | [8 empty] | 1 | 216 | 208 | UL1453 | Yes | No | Yes | No | Not Applicable | 238-52552-00 |  |  |  | 238-45656-00 | 40301 | COM ELEC LT DUTY
LE340S3-3NLYY | LE340S | Bradford White | 671632558346 | Active | [10 empty] | No | Not Applicable | Not Applicable | Commercial Water Heating | Water Heating.Electric | 3 | 1 |  |  |  | 238-54649-00 |  |  |  | 238-36612-00 | [6 empty] | Electric | Electric Resistance | 208 | 3 |  | Indoor |  | Floor Mounted |  | No | Not Applicable | 150 | Not Applicable |  |  |  | 0.75 | No | [7 empty] | 5.5 kW |  | 49 | 0.91 | 40 | 36 | 23 | On/Off | Not Applicable | [6 empty] | 102 | 23 | 23 | 52.125 | 106 | 399 | 22 | 47.625 |  |  |  |  | 48.6875 | [7 empty] | 48.6875 | [8 empty] | 1 | 216 | 208 | UL1453 | Yes | Yes | Yes | No | Not Applicable | [5 empty] | 40301 | COM ELEC LT DUTY | 207465481
LE340S3-3NLYY-264 | LE340S | Bradford White | 671632672349 | Active | The ""-264"" indicates that this SKU comes with an Aluminum Anode Rod. | [9 empty] | No | Not Applicable | Not Applicable | Commercial Water Heating | Water Heating.Electric | 3 | 1 |  |  |  | 238-54649-00 |  |  |  | 238-36612-00 | [6 empty] | Electric | Electric Resistance | 208 | 3 |  | Indoor |  | Floor Mounted |  | No | Not Applicable | 150 | Not Applicable |  |  |  | 0.75 | No | [7 empty] | 5.5 kW |  | 49 | 0.91 | 40 | 36 | 23 | On/Off | Not Applicable | [6 empty] | 102 | 23 | 23 | 52.125 | 106 | 399 | 22 | 47.625 |  |  |  |  | 48.6875 | [7 empty] | 48.6875 | [8 empty] | 1 | 216 | 208 | UL1453 | Yes | Yes | Yes | No | Not Applicable | [5 empty] | 40301 | COM ELEC LT DUTY | 207465481
LE340S5-3NCTT | LE340S | Bradford White | 671632614325 | Active | [10 empty] | No | Not Applicable | Not Applicable | Commercial Water Heating | Water Heating.Electric | 5 | 1 |  |  |  | 238-54649-00 |  |  |  | 238-36612-00 | [6 empty] | Electric | Electric Resistance | 240/208 | 3 |  | Indoor |  | Floor Mounted |  | No | Not Applicable | 150 | Not Applicable |  |  |  | 0.75 | No | [7 empty] | 4/3 kW |  | 49 | 0.91 | 40 | 36 | 17/12 | On/Off | Not Applicable | [6 empty] | 102 | 23 | 23 | 52.125 | 106 | 399 | 22 | 47.625 |  |  |  |  | 48.6875 | [7 empty] | 48.6875 | [8 empty] | 1 | 216 | 208 | UL1453 | Yes | Yes | Yes | No | Not Applicable | [5 empty] | 40301 | COM ELEC LT DUTY | 207465481
LE340S5-3NCWW | LE340S | Bradford White | 671632562756 | Active | [10 empty] | No | Not Applicable | Not Applicable | Commercial Water Heating | Water Heating.Electric | 5 | 1 |  |  |  | 238-54649-00 |  |  |  | 238-36612-00 | [6 empty] | Electric | Electric Resistance | 240/208 | 3 |  | Indoor |  | Floor Mounted |  | No | Not Applicable | 150 | Not Applicable |  |  |  | 0.75 | No | [7 empty] | 4.5/3.5 kW |  | 49 | 0.91 | 40 | 36 | 19/14 | On/Off | Not Applicable | [6 empty] | 102 | 23 | 23 | 52.125 | 106 | 399 | 22 | 47.625 |  |  |  |  | 48.6875 | [7 empty] | 48.6875 | [8 empty] | 1 | 216 | 208 | UL1453 | Yes | Yes | Yes | No | Not Applicable | [5 empty] | 40301 | COM ELEC LT DUTY | 207465481
LE340S5-3NCZZ | LE340S | Bradford White | 671632560622 | Active | [10 empty] | No | Not Applicable | Not Applicable | Commercial Water Heating | Water Heating.Electric | 5 | 1 |  |  |  | 238-54649-00 |  |  |  | 238-36612-00 | [6 empty] | Electric | Electric Resistance | 240/208 | 3 |  | Indoor |  | Floor Mounted |  | No | Not Applicable | 150 | Not Applicable |  |  |  | 0.75 | No | [7 empty] | 6/4.5 kW |  | 49 | 0.91 | 40 | 36 | 25/19 | On/Off | Not Applicable | [6 empty] | 102 | 23 | 23 | 52.125 | 106 | 399 | 22 | 47.625 |  |  |  |  | 48.6875 | [7 empty] | 48.6875 | [8 empty] | 1 | 216 | 208 | UL1453 | Yes | Yes | Yes | No | Not Applicable | [5 empty] | 40301 | COM ELEC LT DUTY | 207465481
LE340S5-3NHWW | LE340S | Bradford White | 671632645954 | Active | [10 empty] | No | Not Applicable | Not Applicable | Commercial Water Heating | Water Heating.Electric | 5 | 1 |  |  |  | 238-54649-00 |  |  |  | 238-36612-00 | [6 empty] | Electric | Electric Resistance | 480 | 3 |  | Indoor |  | Floor Mounted |  | No | Not Applicable | 150 | Not Applicable |  |  |  | 0.75 | No | [7 empty] | 4.5 kW |  | 49 | 0.91 | 40 | 36 | 19 | On/Off | Not Applicable | [6 empty] | 102 | 23 | 23 | 52.125 | 106 | 399 | 22 | 47.625 |  |  |  |  | 48.6875 | [7 empty] | 48.6875 | [8 empty] | 1 | 216 | 208 | UL1453 | Yes | Yes | Yes | No | Not Applicable | [5 empty] | 40301 | COM ELEC LT DUTY | 207465481
LE340S5-3NLWW | LE340S | Bradford White | 671632623136 | Active | [10 empty] | No | Not Applicable | Not Applicable | Commercial Water Heating | Water Heating.Electric | 5 | 1 |  |  |  | 238-54649-00 |  |  |  | 238-36612-00 | [6 empty] | Electric | Electric Resistance | 208 | 3 |  | Indoor |  | Floor Mounted |  | No | Not Applicable | 150 | Not Applicable |  |  |  | 0.75 | No | [7 empty] | 4.5 kW |  | 49 | 0.91 | 40 | 36 | 19 | On/Off | Not Applicable | [6 empty] | 102 | 23 | 23 | 52.125 | 106 | 399 | 22 | 47.625 |  |  |  |  | 48.6875 | [7 empty] | 48.6875 | [8 empty] | 1 | 216 | 208 | UL1453 | Yes | Yes | Yes | No | Not Applicable | [5 empty] | 40301 | COM ELEC LT DUTY | 207465481
LE350S3-1NETT | LE350S | Bradford White | 671632571499 | Active | [10 empty] | No | Not Applicable | Not Applicable | Commercial Water Heating | Water Heating.Electric | 3 | 1 |  |  |  | 238-54649-00 |  |  |  | 238-36612-00 | [6 empty] | Electric | Electric Resistance | 277 | 1 |  | Indoor |  | Floor Mounted |  | No | Not Applicable | 150 | Not Applicable |  |  |  | 0.75 | No | [7 empty] | 4 kW |  | 60 | 0.92 | 50 | 45 | 17 | On/Off | Not Applicable | [6 empty] | 126 | 25 | 25 | 52.125 | 131 | 497 | 24 | 47.625 |  |  |  |  | 48.5625 | [7 empty] | 48.5625 | [8 empty] | 1 | 150 | 144 | UL1453 | Yes | Yes | Yes | No | Not Applicable | [5 empty] | 40301 | COM ELEC LT DUTY | 207465482
LE350S3-1NEWW | LE350S | Bradford White | 671632556427 | Active | [10 empty] | No | Not Applicable | Not Applicable | Commercial Water Heating | Water Heating.Electric | 3 | 1 |  |  |  | 238-54649-00 |  |  |  | 238-36612-00 | [6 empty] | Electric | Electric Resistance | 277 | 1 |  | Indoor |  | Floor Mounted |  | No | Not Applicable | 150 | Not Applicable |  |  |  | 0.75 | No | [7 empty] | 4.5 kW |  | 60 | 0.92 | 50 | 45 | 19 | On/Off | Not Applicable | [6 empty] | 126 | 25 | 25 | 52.125 | 131 | 497 | 24 | 47.625 |  |  |  |  | 48.5625 | [7 empty] | 48.5625 | [8 empty] | 1 | 150 | 144 | UL1453 | Yes | Yes | Yes | No | Not Applicable | [5 empty] | 40301 | COM ELEC LT DUTY | 207465482
LE350S3-1NEXX | LE350S | Bradford White | 671632655618 | Active | [10 empty] | No | Not Applicable | Not Applicable | Commercial Water Heating | Water Heating.Electric | 3 | 1 |  |  |  | 238-54649-00 |  |  |  | 238-36612-00 | [6 empty] | Electric | Electric Resistance | 277 | 1 |  | Indoor |  | Floor Mounted |  | No | Not Applicable | 150 | Not Applicable |  |  |  | 0.75 | No | [7 empty] | 5 kW |  | 60 | 0.92 | 50 | 45 | 21 | On/Off | Not Applicable | [6 empty] | 126 | 25 | 25 | 52.125 | 131 | 497 | 24 | 47.625 |  |  |  |  | 48.5625 | [7 empty] | 48.5625 | [8 empty] | 1 | 150 | 144 | UL1453 | Yes | Yes | Yes | No | Not Applicable | [5 empty] | 40301 | COM ELEC LT DUTY | 207465482
LE350S3-1NEZZ | LE350S | Bradford White | 671632567676 | Active | [10 empty] | No | Not Applicable | Not Applicable | Commercial Water Heating | Water Heating.Electric | 3 | 1 |  |  |  | 238-54649-00 |  |  |  | 238-36612-00 | [6 empty] | Electric | Electric Resistance | 277 | 1 |  | Indoor |  | Floor Mounted |  | No | Not Applicable | 150 | Not Applicable |  |  |  | 0.75 | No | [7 empty] | 6 kW |  | 60 | 0.92 | 50 | 45 | 25 | On/Off | Not Applicable | [6 empty] | 126 | 25 | 25 | 52.125 | 131 | 497 | 24 | 47.625 |  |  |  |  | 48.5625 | [7 empty] | 48.5625 | [8 empty] | 1 | 150 | 144 | UL1453 | Yes | Yes | Yes | No | Not Applicable | [5 empty] | 40301 | COM ELEC LT DUTY | 207465482
LE350S3-3NCPP-458 | LE350S | Bradford White | 671632613755 | Active | The ""-458"" indicates that this SKU was designed and certified for Installation in Canada. | [9 empty] | No | Not Applicable | Not Applicable | Commercial Water Heating | Water Heating.Electric | 3 | 1 |  |  |  | 238-54649-00 |  |  |  | 238-36612-00 | [6 empty] | Electric | Electric Resistance | 240 | 3 |  | Indoor |  | Floor Mounted |  | No | Not Applicable | 150 | Not Applicable |  |  |  | 0.75 | No | [7 empty] | 3 kW |  |  |  | 47 |  | 12 | On/Off | Not Applicable | [6 empty] | 139 | 25 | 25 | 52.125 | 145 | 527 | 24 | 47.625 |  |  |  |  | 48.5625 | [7 empty] | 48.5625 | [8 empty] | 1 | 150 | 144 | UL1453 | Yes | No | Yes | No | Not Applicable | 238-52552-00 |  |  |  | 238-45656-00 | 40301 | COM ELEC LT DUTY
LE350S3-3NCRR | LE350S | Bradford White | 671632558742 | Active | [10 empty] | No | Not Applicable | Not Applicable | Commercial Water Heating | Water Heating.Electric | 3 | 1 |  |  |  | 238-54649-00 |  |  |  | 238-36612-00 | [6 empty] | Electric | Electric Resistance | 240/208 | 3 |  | Indoor |  | Floor Mounted |  | No | Not Applicable | 150 | Not Applicable |  |  |  | 0.75 | No | [7 empty] | 3.5/2.5 kW |  | 60 | 0.92 | 50 | 45 | 14/10 | On/Off | Not Applicable | [6 empty] | 126 | 25 | 25 | 52.125 | 131 | 497 | 24 | 47.625 |  |  |  |  | 48.5625 | [7 empty] | 48.5625 | [8 empty] | 1 | 150 | 144 | UL1453 | Yes | Yes | Yes | No | Not Applicable | [5 empty] | 40301 | COM ELEC LT DUTY | 207465482
LE350S3-3NCRR-458 | LE350S | Bradford White | 671632560691 | Active | The ""-458"" indicates that this SKU was designed and certified for Installation in Canada. | [9 empty] | No | Not Applicable | Not Applicable | Commercial Water Heating | Water Heating.Electric | 3 | 1 |  |  |  | 238-54649-00 |  |  |  | 238-36612-00 | [6 empty] | Electric | Electric Resistance | 240/208 | 3 |  | Indoor |  | Floor Mounted |  | No | Not Applicable | 150 | Not Applicable |  |  |  | 0.75 | No | [7 empty] | 3.5/2.5 kW |  |  |  | 47 |  | 14/10 | On/Off | Not Applicable | [6 empty] | 126 | 25 | 25 | 52.125 | 131 | 514 | 24 | 47.625 |  |  |  |  | 48.5625 | [7 empty] | 48.5625 | [8 empty] | 1 | 150 | 144 | UL1453 | Yes | No | Yes | No | Not Applicable | 238-52552-00 |  |  |  | 238-45656-00 | 40301 | COM ELEC LT DUTY
LE350S3-3NCTT | LE350S | Bradford White | 671632558421 | Active | [10 empty] | No | Not Applicable | Not Applicable | Commercial Water Heating | Water Heating.Electric | 3 | 1 |  |  |  | 238-54649-00 |  |  |  | 238-36612-00 | [6 empty] | Electric | Electric Resistance | 240/208 | 3 |  | Indoor |  | Floor Mounted |  | No | Not Applicable | 150 | Not Applicable |  |  |  | 0.75 | No | [7 empty] | 4/3 kW |  | 60 | 0.92 | 50 | 45 | 17/12 | On/Off | Not Applicable | [6 empty] | 126 | 25 | 25 | 52.125 | 131 | 497 | 24 | 47.625 |  |  |  |  | 48.5625 | [7 empty] | 48.5625 | [8 empty] | 1 | 150 | 144 | UL1453 | Yes | Yes | Yes | No | Not Applicable | [5 empty] | 40301 | COM ELEC LT DUTY | 207465482
LE350S3-3NCTT-458 | LE350S | Bradford White | 671632558773 | Active | The ""-458"" indicates that this SKU was designed and certified for Installation in Canada. | [9 empty] | No | Not Applicable | Not Applicable | Commercial Water Heating | Water Heating.Electric | 3 | 1 |  |  |  | 238-54649-00 |  |  |  | 238-36612-00 | [6 empty] | Electric | Electric Resistance | 240/208 | 3 |  | Indoor |  | Floor Mounted |  | No | Not Applicable | 150 | Not Applicable |  |  |  | 0.75 | No | [7 empty] | 4/3 kW |  |  |  | 47 |  | 17/12 | On/Off | Not Applicable | [6 empty] | 139 | 25 | 25 | 52.125 | 145 | 527 | 24 | 47.625 |  |  |  |  | 48.5625 | [7 empty] | 48.5625 | [8 empty] | 1 | 150 | 144 | UL1453 | Yes | No | Yes | No | Not Applicable | 238-52552-00 |  |  |  | 238-45656-00 | 40301 | COM ELEC LT DUTY
LE350S3-3NCWW | LE350S | Bradford White | 671632553051 | Active | [10 empty] | No | Not Applicable | Not Applicable | Commercial Water Heating | Water Heating.Electric | 3 | 1 |  |  |  | 238-54649-00 |  |  |  | 238-36612-00 | [6 empty] | Electric | Electric Resistance | 240/208 | 3 |  | Indoor |  | Floor Mounted |  | No | Not Applicable | 150 | Not Applicable |  |  |  | 0.75 | No | [7 empty] | 4.5/3.5 kW |  | 60 | 0.92 | 50 | 45 | 19/14 | On/Off | Not Applicable | [6 empty] | 126 | 25 | 25 | 52.125 | 131 | 497 | 24 | 47.625 |  |  |  |  | 48.5625 | [7 empty] | 48.5625 | [8 empty] | 1 | 150 | 144 | UL1453 | Yes | Yes | Yes | No | Not Applicable | [5 empty] | 40301 | COM ELEC LT DUTY | 207465482
LE350S3-3NCWW-264 | LE350S | Bradford White | 671632556267 | Active | The ""-264"" indicates that this SKU comes with an Aluminum Anode Rod. | [9 empty] | No | Not Applicable | Not Applicable | Commercial Water Heating | Water Heating.Electric | 3 | 1 |  |  |  | 238-54649-00 |  |  |  | 238-36612-00 | [6 empty] | Electric | Electric Resistance | 240/208 | 3 |  | Indoor |  | Floor Mounted |  | No | Not Applicable | 150 | Not Applicable |  |  |  | 0.75 | No | [7 empty] | 4.5/3.5 kW |  | 60 | 0.92 | 50 | 45 | 19/14 | On/Off | Not Applicable | [6 empty] | 126 | 25 | 25 | 52.125 | 131 | 497 | 24 | 47.625 |  |  |  |  | 48.5625 | [7 empty] | 48.5625 | [8 empty] | 1 | 150 | 144 | UL1453 | Yes | Yes | Yes | No | Not Applicable | [5 empty] | 40301 | COM ELEC LT DUTY | 207465482
LE350S3-3NCWW-284 | LE350S | Bradford White | 671632615247 | Active | The ""-284"" indicates that this SKU comes with an Incoloy Element. | [9 empty] | No | Not Applicable | Not Applicable | Commercial Water Heating | Water Heating.Electric | 3 | 1 |  |  |  | 238-54649-00 |  |  |  | 238-36612-00 | [6 empty] | Electric | Electric Resistance | 240/208 | 3 |  | Indoor |  | Floor Mounted |  | No | Not Applicable | 150 | Not Applicable |  |  |  | 0.75 | No | [7 empty] | 4.5/3.5 kW |  | 60 | 0.92 | 50 | 45 | 19/14 | On/Off | Not Applicable | [6 empty] | 126 | 25 | 25 | 52.125 | 131 | 497 | 24 | 47.625 |  |  |  |  | 48.5625 | [7 empty] | 48.5625 | [8 empty] | 1 | 150 | 144 | UL1453 | Yes | Yes | Yes | No | Not Applicable | [5 empty] | 40301 | COM ELEC LT DUTY | 207465482
LE350S3-3NCWW-458 | LE350S | Bradford White | 671632553099 | Active | The ""-458"" indicates that this SKU was designed and certified for Installation in Canada. | [9 empty] | No | Not Applicable | Not Applicable | Commercial Water Heating | Water Heating.Electric | 3 | 1 |  |  |  | 238-54649-00 |  |  |  | 238-36612-00 | [6 empty] | Electric | Electric Resistance | 240/208 | 3 |  | Indoor |  | Floor Mounted |  | No | Not Applicable | 150 | Not Applicable |  |  |  | 0.75 | No | [7 empty] | 4.5/3.5 kW |  |  |  | 47 |  | 19/14 | On/Off | Not Applicable | [6 empty] | 126 | 25 | 25 | 52.125 | 131 | 514 | 24 | 47.625 |  |  |  |  | 48.5625 | [7 empty] | 48.5625 | [8 empty] | 1 | 150 | 144 | UL1453 | Yes | No | Yes | No | Not Applicable | 238-52552-00 |  |  |  | 238-45656-00 | 40301 | COM ELEC LT DUTY
LE350S3-3NCXX | LE350S | Bradford White | 671632574063 | Active | [10 empty] | No | Not Applicable | Not Applicable | Commercial Water Heating | Water Heating.Electric | 3 | 1 |  |  |  | 238-54649-00 |  |  |  | 238-36612-00 | [6 empty] | Electric | Electric Resistance | 240 | 3 |  | Indoor |  | Floor Mounted |  | No | Not Applicable | 150 | Not Applicable |  |  |  | 0.75 | No | [7 empty] | 5 kW |  | 60 | 0.92 | 50 | 45 | 21 | On/Off | Not Applicable | [6 empty] | 126 | 25 | 25 | 52.125 | 131 | 497 | 24 | 47.625 |  |  |  |  | 48.5625 | [7 empty] | 48.5625 | [8 empty] | 1 | 150 | 144 | UL1453 | Yes | Yes | Yes | No | Not Applicable | [5 empty] | 40301 | COM ELEC LT DUTY | 207465482
LE350S3-3NCXX-458 | LE350S | Bradford White | 671632572380 | Active | The ""-458"" indicates that this SKU was designed and certified for Installation in Canada. | [9 empty] | No | Not Applicable | Not Applicable | Commercial Water Heating | Water Heating.Electric | 3 | 1 |  |  |  | 238-54649-00 |  |  |  | 238-36612-00 | [6 empty] | Electric | Electric Resistance | 240 | 3 |  | Indoor |  | Floor Mounted |  | No | Not Applicable | 150 | Not Applicable |  |  |  | 0.75 | No | [7 empty] | 5 kW |  |  |  | 47 |  | 21 | On/Off | Not Applicable | [6 empty] | 126 | 25 | 25 | 52.125 | 131 | 514 | 24 | 47.625 |  |  |  |  | 48.5625 | [7 empty] | 48.5625 | [8 empty] | 1 | 150 | 144 | UL1453 | Yes | No | Yes | No | Not Applicable | 238-52552-00 |  |  |  | 238-45656-00 | 40301 | COM ELEC LT DUTY
LE350S3-3NCYY | LE350S | Bradford White | 671632558797 | Active | [10 empty] | No | Not Applicable | Not Applicable | Commercial Water Heating | Water Heating.Electric | 3 | 1 |  |  |  | 238-54649-00 |  |  |  | 238-36612-00 | [6 empty] | Electric | Electric Resistance | 240/208 | 3 |  | Indoor |  | Floor Mounted |  | No | Not Applicable | 150 | Not Applicable |  |  |  | 0.75 | No | [7 empty] | 5.5/4 kW |  | 60 | 0.92 | 50 | 45 | 23/17 | On/Off | Not Applicable | [6 empty] | 126 | 25 | 25 | 52.125 | 131 | 497 | 24 | 47.625 |  |  |  |  | 48.5625 | [7 empty] | 48.5625 | [8 empty] | 1 | 150 | 144 | UL1453 | Yes | Yes | Yes | No | Not Applicable | [5 empty] | 40301 | COM ELEC LT DUTY | 207465482
LE350S3-3NCYY-264 | LE350S | Bradford White | 671632650064 | Active | The ""-264"" indicates that this SKU comes with an Aluminum Anode Rod. | [9 empty] | No | Not Applicable | Not Applicable | Commercial Water Heating | Water Heating.Electric | 3 | 1 |  |  |  | 238-54649-00 |  |  |  | 238-36612-00 | [6 empty] | Electric | Electric Resistance | 240/208 | 3 |  | Indoor |  | Floor Mounted |  | No | Not Applicable | 150 | Not Applicable |  |  |  | 0.75 | No | [7 empty] | 5.5/4 kW |  | 60 | 0.92 | 50 | 45 | 23/17 | On/Off | Not Applicable | [6 empty] | 126 | 25 | 25 | 52.125 | 131 | 497 | 24 | 47.625 |  |  |  |  | 48.5625 | [7 empty] | 48.5625 | [8 empty] | 1 | 150 | 144 | UL1453 | Yes | Yes | Yes | No | Not Applicable | [5 empty] | 40301 | COM ELEC LT DUTY | 207465482
LE350S3-3NCYY-458 | LE350S | Bradford White | 671632641024 | Active | The ""-458"" indicates that this SKU was designed and certified for Installation in Canada. | [9 empty] | No | Not Applicable | Not Applicable | Commercial Water Heating | Water Heating.Electric | 3 | 1 |  |  |  | 238-54649-00 |  |  |  | 238-36612-00 | [6 empty] | Electric | Electric Resistance | 240/208 | 3 |  | Indoor |  | Floor Mounted |  | No | Not Applicable | 150 | Not Applicable |  |  |  | 0.75 | No | [7 empty] | 5.5/4 kW |  |  |  | 47 |  | 23/17 | On/Off | Not Applicable | [6 empty] | 126 | 25 | 25 | 52.125 | 131 | 514 | 24 | 47.625 |  |  |  |  | 48.5625 | [7 empty] | 48.5625 | [8 empty] | 1 | 150 | 144 | UL1453 | Yes | No | Yes | No | Not Applicable | 238-52552-00 |  |  |  | 238-45656-00 | 40301 | COM ELEC LT DUTY
LE350S3-3NCZZ | LE350S | Bradford White | 671632568130 | Active | [10 empty] | No | Not Applicable | Not Applicable | Commercial Water Heating | Water Heating.Electric | 3 | 1 |  |  |  | 238-54649-00 |  |  |  | 238-36612-00 | [6 empty] | Electric | Electric Resistance | 240/208 | 3 |  | Indoor |  | Floor Mounted |  | No | Not Applicable | 150 | Not Applicable |  |  |  | 0.75 | No | [7 empty] | 6/4.5 kW |  | 60 | 0.92 | 50 | 45 | 25/19 | On/Off | Not Applicable | [6 empty] | 126 | 25 | 25 | 52.125 | 131 | 497 | 24 | 47.625 |  |  |  |  | 48.5625 | [7 empty] | 48.5625 | [8 empty] | 1 | 150 | 144 | UL1453 | Yes | Yes | Yes | No | Not Applicable | [5 empty] | 40301 | COM ELEC LT DUTY | 207465482
LE350S3-3NCZZ-264 | LE350S | Bradford White | 671632570195 | Active | The ""-264"" indicates that this SKU comes with an Aluminum Anode Rod. | [9 empty] | No | Not Applicable | Not Applicable | Commercial Water Heating | Water Heating.Electric | 3 | 1 |  |  |  | 238-54649-00 |  |  |  | 238-36612-00 | [6 empty] | Electric | Electric Resistance | 240/208 | 3 |  | Indoor |  | Floor Mounted |  | No | Not Applicable | 150 | Not Applicable |  |  |  | 0.75 | No | [7 empty] | 6/4.5 kW |  | 60 | 0.92 | 50 | 45 | 25/19 | On/Off | Not Applicable | [6 empty] | 126 | 25 | 25 | 52.125 | 131 | 497 | 24 | 47.625 |  |  |  |  | 48.5625 | [7 empty] | 48.5625 | [8 empty] | 1 | 150 | 144 | UL1453 | Yes | Yes | Yes | No | Not Applicable | [5 empty] | 40301 | COM ELEC LT DUTY | 207465482
LE350S3-3NCZZ-458 | LE350S | Bradford White | 671632559350 | Active | The ""-458"" indicates that this SKU was designed and certified for Installation in Canada. | [9 empty] | No | Not Applicable | Not Applicable | Commercial Water Heating | Water Heating.Electric | 3 | 1 |  |  |  | 238-54649-00 |  |  |  | 238-36612-00 | [6 empty] | Electric | Electric Resistance | 240/208 | 3 |  | Indoor |  | Floor Mounted |  | No | Not Applicable | 150 | Not Applicable |  |  |  | 0.75 | No | [7 empty] | 6/4.5 kW |  |  |  | 47 |  | 25/19 | On/Off | Not Applicable | [6 empty] | 126 | 25 | 25 | 52.125 | 131 | 514 | 24 | 47.625 |  |  |  |  | 48.5625 | [7 empty] | 48.5625 | [8 empty] | 1 | 150 | 144 | UL1453 | Yes | No | Yes | No | Not Applicable | 238-52552-00 |  |  |  | 238-45656-00 | 40301 | COM ELEC LT DUTY
LE350S3-3NHTT | LE350S | Bradford White | 671632574094 | Active | [10 empty] | No | Not Applicable | Not Applicable | Commercial Water Heating | Water Heating.Electric | 3 | 1 |  |  |  | 238-54649-00 |  |  |  | 238-36612-00 | [6 empty] | Electric | Electric Resistance | 480 | 3 |  | Indoor |  | Floor Mounted |  | No | Not Applicable | 150 | Not Applicable |  |  |  | 0.75 | No | [7 empty] | 4 kW |  | 60 | 0.92 | 50 | 45 | 17 | On/Off | Not Applicable | [6 empty] | 126 | 25 | 25 | 52.125 | 131 | 497 | 24 | 47.625 |  |  |  |  | 48.5625 | [7 empty] | 48.5625 | [8 empty] | 1 | 150 | 144 | UL1453 | Yes | Yes | Yes | No | Not Applicable | [5 empty] | 40301 | COM ELEC LT DUTY | 207465482
LE350S3-3NHWW | LE350S | Bradford White | 671632555185 | Active | [10 empty] | No | Not Applicable | Not Applicable | Commercial Water Heating | Water Heating.Electric | 3 | 1 |  |  |  | 238-54649-00 |  |  |  | 238-36612-00 | [6 empty] | Electric | Electric Resistance | 480 | 3 |  | Indoor |  | Floor Mounted |  | No | Not Applicable | 150 | Not Applicable |  |  |  | 0.75 | No | [7 empty] | 4.5 kW |  | 60 | 0.92 | 50 | 45 | 19 | On/Off | Not Applicable | [6 empty] | 126 | 25 | 25 | 52.125 | 131 | 497 | 24 | 47.625 |  |  |  |  | 48.5625 | [7 empty] | 48.5625 | [8 empty] | 1 | 150 | 144 | UL1453 | Yes | Yes | Yes | No | Not Applicable | [5 empty] | 40301 | COM ELEC LT DUTY | 207465482
LE350S3-3NHWW-264 | LE350S | Bradford White | 671632557882 | Active | The ""-264"" indicates that this SKU comes with an Aluminum Anode Rod. | [9 empty] | No | Not Applicable | Not Applicable | Commercial Water Heating | Water Heating.Electric | 3 | 1 |  |  |  | 238-54649-00 |  |  |  | 238-36612-00 | [6 empty] | Electric | Electric Resistance | 480 | 3 |  | Indoor |  | Floor Mounted |  | No | Not Applicable | 150 | Not Applicable |  |  |  | 0.75 | No | [7 empty] | 4.5 kW |  | 60 | 0.92 | 50 | 45 | 19 | On/Off | Not Applicable | [6 empty] | 126 | 25 | 25 | 52.125 | 131 | 497 | 24 | 47.625 |  |  |  |  | 48.5625 | [7 empty] | 48.5625 | [8 empty] | 1 | 150 | 144 | UL1453 | Yes | Yes | Yes | No | Not Applicable | [5 empty] | 40301 | COM ELEC LT DUTY | 207465482
LE350S3-3NHWW-458 | LE350S | Bradford White | 671632649563 | Active | The ""-458"" indicates that this SKU was designed and certified for Installation in Canada. | [9 empty] | No | Not Applicable | Not Applicable | Commercial Water Heating | Water Heating.Electric | 3 | 1 |  |  |  | 238-54649-00 |  |  |  | 238-36612-00 | [6 empty] | Electric | Electric Resistance | 480 | 3 |  | Indoor |  | Floor Mounted |  | No | Not Applicable | 150 | Not Applicable |  |  |  | 0.75 | No | [7 empty] | 4.5 kW |  |  |  | 47 |  | 19 | On/Off | Not Applicable | [6 empty] | 126 | 25 | 25 | 52.125 | 131 | 514 | 24 | 47.625 |  |  |  |  | 48.5625 | [7 empty] | 48.5625 | [8 empty] | 1 | 150 | 144 | UL1453 | Yes | No | Yes | No | Not Applicable | 238-52552-00 |  |  |  | 238-45656-00 | 40301 | COM ELEC LT DUTY
LE350S3-3NHXX | LE350S | Bradford White | 671632557981 | Active | [10 empty] | No | Not Applicable | Not Applicable | Commercial Water Heating | Water Heating.Electric | 3 | 1 |  |  |  | 238-54649-00 |  |  |  | 238-36612-00 | [6 empty] | Electric | Electric Resistance | 480 | 3 |  | Indoor |  | Floor Mounted |  | No | Not Applicable | 150 | Not Applicable |  |  |  | 0.75 | No | [7 empty] | 5 kW |  | 60 | 0.92 | 50 | 45 | 21 | On/Off | Not Applicable | [6 empty] | 126 | 25 | 25 | 52.125 | 131 | 497 | 24 | 47.625 |  |  |  |  | 48.5625 | [7 empty] | 48.5625 | [8 empty] | 1 | 150 | 144 | UL1453 | Yes | Yes | Yes | No | Not Applicable | [5 empty] | 40301 | COM ELEC LT DUTY | 207465482
LE350S3-3NHYY | LE350S | Bradford White | 671632642502 | Active | [10 empty] | No | Not Applicable | Not Applicable | Commercial Water Heating | Water Heating.Electric | 3 | 1 |  |  |  | 238-54649-00 |  |  |  | 238-36612-00 | [6 empty] | Electric | Electric Resistance | 480 | 3 |  | Indoor |  | Floor Mounted |  | No | Not Applicable | 150 | Not Applicable |  |  |  | 0.75 | No | [7 empty] | 5.5 kW |  | 60 | 0.92 | 50 | 45 | 23 | On/Off | Not Applicable | [6 empty] | 126 | 25 | 25 | 52.125 | 131 | 497 | 24 | 47.625 |  |  |  |  | 48.5625 | [7 empty] | 48.5625 | [8 empty] | 1 | 150 | 144 | UL1453 | Yes | Yes | Yes | No | Not Applicable | [5 empty] | 40301 | COM ELEC LT DUTY | 207465482
LE350S3-3NHZZ | LE350S | Bradford White | 671632556830 | Active | [10 empty] | No | Not Applicable | Not Applicable | Commercial Water Heating | Water Heating.Electric | 3 | 1 |  |  |  | 238-54649-00 |  |  |  | 238-36612-00 | [6 empty] | Electric | Electric Resistance | 480 | 3 |  | Indoor |  | Floor Mounted |  | No | Not Applicable | 150 | Not Applicable |  |  |  | 0.75 | No | [7 empty] | 6 kW |  | 60 | 0.92 | 50 | 45 | 25 | On/Off | Not Applicable | [6 empty] | 126 | 25 | 25 | 52.125 | 131 | 497 | 24 | 47.625 |  |  |  |  | 48.5625 | [7 empty] | 48.5625 | [8 empty] | 1 | 150 | 144 | UL1453 | Yes | Yes | Yes | No | Not Applicable | [5 empty] | 40301 | COM ELEC LT DUTY | 207465482
LE350S3-3NHZZ-458 | LE350S | Bradford White | 671632560318 | Active | The ""-458"" indicates that this SKU was designed and certified for Installation in Canada. | [9 empty] | No | Not Applicable | Not Applicable | Commercial Water Heating | Water Heating.Electric | 3 | 1 |  |  |  | 238-54649-00 |  |  |  | 238-36612-00 | [6 empty] | Electric | Electric Resistance | 480 | 3 |  | Indoor |  | Floor Mounted |  | No | Not Applicable | 150 | Not Applicable |  |  |  | 0.75 | No | [7 empty] | 6 kW |  |  |  | 47 |  | 25 | On/Off | Not Applicable | [6 empty] | 126 | 25 | 25 | 52.125 | 131 | 514 | 24 | 47.625 |  |  |  |  | 48.5625 | [7 empty] | 48.5625 | [8 empty] | 1 | 150 | 144 | UL1453 | Yes | No | Yes | No | Not Applicable | 238-52552-00 |  |  |  | 238-45656-00 | 40301 | COM ELEC LT DUTY
LE350S3-3NLWW | LE350S | Bradford White | 671632554997 | Active | [10 empty] | No | Not Applicable | Not Applicable | Commercial Water Heating | Water Heating.Electric | 3 | 1 |  |  |  | 238-54649-00 |  |  |  | 238-36612-00 | [6 empty] | Electric | Electric Resistance | 208 | 3 |  | Indoor |  | Floor Mounted |  | No | Not Applicable | 150 | Not Applicable |  |  |  | 0.75 | No | [7 empty] | 4.5 kW |  | 60 | 0.92 | 50 | 45 | 19 | On/Off | Not Applicable | [6 empty] | 126 | 25 | 25 | 52.125 | 131 | 497 | 24 | 47.625 |  |  |  |  | 48.5625 | [7 empty] | 48.5625 | [8 empty] | 1 | 150 | 144 | UL1453 | Yes | Yes | Yes | No | Not Applicable | [5 empty] | 40301 | COM ELEC LT DUTY | 207465482
LE350S3-3NLWW-264 | LE350S | Bradford White | 671632558438 | Active | The ""-264"" indicates that this SKU comes with an Aluminum Anode Rod. | [9 empty] | No | Not Applicable | Not Applicable | Commercial Water Heating | Water Heating.Electric | 3 | 1 |  |  |  | 238-54649-00 |  |  |  | 238-36612-00 | [6 empty] | Electric | Electric Resistance | 208 | 3 |  | Indoor |  | Floor Mounted |  | No | Not Applicable | 150 | Not Applicable |  |  |  | 0.75 | No | [7 empty] | 4.5 kW |  | 60 | 0.92 | 50 | 45 | 19 | On/Off | Not Applicable | [6 empty] | 126 | 25 | 25 | 52.125 | 131 | 497 | 24 | 47.625 |  |  |  |  | 48.5625 | [7 empty] | 48.5625 | [8 empty] | 1 | 150 | 144 | UL1453 | Yes | Yes | Yes | No | Not Applicable | [5 empty] | 40301 | COM ELEC LT DUTY | 207465482
LE350S3-3NLWW-458 | LE350S | Bradford White | 671632623341 | Active | The ""-458"" indicates that this SKU was designed and certified for Installation in Canada. | [9 empty] | No | Not Applicable | Not Applicable | Commercial Water Heating | Water Heating.Electric | 3 | 1 |  |  |  | 238-54649-00 |  |  |  | 238-36612-00 | [6 empty] | Electric | Electric Resistance | 208 | 3 |  | Indoor |  | Floor Mounted |  | No | Not Applicable | 150 | Not Applicable |  |  |  | 0.75 | No | [7 empty] | 4.5 kW |  |  |  | 47 |  | 19 | On/Off | Not Applicable | [6 empty] | 126 | 25 | 25 | 52.125 | 131 | 514 | 24 | 47.625 |  |  |  |  | 48.5625 | [7 empty] | 48.5625 | [8 empty] | 1 | 150 | 144 | UL1453 | Yes | No | Yes | No | Not Applicable | 238-52552-00 |  |  |  | 238-45656-00 | 40301 | COM ELEC LT DUTY
LE350S3-3NLXX | LE350S | Bradford White | 671632554591 | Active | [10 empty] | No | Not Applicable | Not Applicable | Commercial Water Heating | Water Heating.Electric | 3 | 1 |  |  |  | 238-54649-00 |  |  |  | 238-36612-00 | [6 empty] | Electric | Electric Resistance | 208 | 3 |  | Indoor |  | Floor Mounted |  | No | Not Applicable | 150 | Not Applicable |  |  |  | 0.75 | No | [7 empty] | 5 kW |  | 60 | 0.92 | 50 | 45 | 21 | On/Off | Not Applicable | [6 empty] | 126 | 25 | 25 | 52.125 | 131 | 497 | 24 | 47.625 |  |  |  |  | 48.5625 | [7 empty] | 48.5625 | [8 empty] | 1 | 150 | 144 | UL1453 | Yes | Yes | Yes | No | Not Applicable | [5 empty] | 40301 | COM ELEC LT DUTY | 207465482
LE350S3-3NLXX-264 | LE350S | Bradford White | 671632569236 | Active | The ""-264"" indicates that this SKU comes with an Aluminum Anode Rod. | [9 empty] | No | Not Applicable | Not Applicable | Commercial Water Heating | Water Heating.Electric | 3 | 1 |  |  |  | 238-54649-00 |  |  |  | 238-36612-00 | [6 empty] | Electric | Electric Resistance | 208 | 3 |  | Indoor |  | Floor Mounted |  | No | Not Applicable | 150 | Not Applicable |  |  |  | 0.75 | No | [7 empty] | 5 kW |  | 60 | 0.92 | 50 | 45 | 21 | On/Off | Not Applicable | [6 empty] | 126 | 25 | 25 | 52.125 | 131 | 497 | 24 | 47.625 |  |  |  |  | 48.5625 | [7 empty] | 48.5625 | [8 empty] | 1 | 150 | 144 | UL1453 | Yes | Yes | Yes | No | Not Applicable | [5 empty] | 40301 | COM ELEC LT DUTY | 207465482
LE350S3-3NLXX-458 | LE350S | Bradford White | 671632560066 | Active | The ""-458"" indicates that this SKU was designed and certified for Installation in Canada. | [9 empty] | No | Not Applicable | Not Applicable | Commercial Water Heating | Water Heating.Electric | 3 | 1 |  |  |  | 238-54649-00 |  |  |  | 238-36612-00 | [6 empty] | Electric | Electric Resistance | 208 | 3 |  | Indoor |  | Floor Mounted |  | No | Not Applicable | 150 | Not Applicable |  |  |  | 0.75 | No | [7 empty] | 5 kW |  |  |  | 47 |  | 21 | On/Off | Not Applicable | [6 empty] | 126 | 25 | 25 | 52.125 | 131 | 514 | 24 | 47.625 |  |  |  |  | 48.5625 | [7 empty] | 48.5625 | [8 empty] | 1 | 150 | 144 | UL1453 | Yes | No | Yes | No | Not Applicable | 238-52552-00 |  |  |  | 238-45656-00 | 40301 | COM ELEC LT DUTY
LE350S3-3NLYY | LE350S | Bradford White | 671632557691 | Active | [10 empty] | No | Not Applicable | Not Applicable | Commercial Water Heating | Water Heating.Electric | 3 | 1 |  |  |  | 238-54649-00 |  |  |  | 238-36612-00 | [6 empty] | Electric | Electric Resistance | 208 | 3 |  | Indoor |  | Floor Mounted |  | No | Not Applicable | 150 | Not Applicable |  |  |  | 0.75 | No | [7 empty] | 5.5 kW |  | 60 | 0.92 | 50 | 45 | 23 | On/Off | Not Applicable | [6 empty] | 126 | 25 | 25 | 52.125 | 131 | 497 | 24 | 47.625 |  |  |  |  | 48.5625 | [7 empty] | 48.5625 | [8 empty] | 1 | 150 | 144 | UL1453 | Yes | Yes | Yes | No | Not Applicable | [5 empty] | 40301 | COM ELEC LT DUTY | 207465482
LE350S3-3NLYY-264 | LE350S | Bradford White | 671632574490 | Active | The ""-264"" indicates that this SKU comes with an Aluminum Anode Rod. | [9 empty] | No | Not Applicable | Not Applicable | Commercial Water Heating | Water Heating.Electric | 3 | 1 |  |  |  | 238-54649-00 |  |  |  | 238-36612-00 | [6 empty] | Electric | Electric Resistance | 208 | 3 |  | Indoor |  | Floor Mounted |  | No | Not Applicable | 150 | Not Applicable |  |  |  | 0.75 | No | [7 empty] | 5.5 kW |  | 60 | 0.92 | 50 | 45 | 23 | On/Off | Not Applicable | [6 empty] | 126 | 25 | 25 | 52.125 | 131 | 497 | 24 | 47.625 |  |  |  |  | 48.5625 | [7 empty] | 48.5625 | [8 empty] | 1 | 150 | 144 | UL1453 | Yes | Yes | Yes | No | Not Applicable | [5 empty] | 40301 | COM ELEC LT DUTY | 207465482
LE350S3-3NLYY-458 | LE350S | Bradford White | 671632559428 | Active | The ""-458"" indicates that this SKU was designed and certified for Installation in Canada. | [9 empty] | No | Not Applicable | Not Applicable | Commercial Water Heating | Water Heating.Electric | 3 | 1 |  |  |  | 238-54649-00 |  |  |  | 238-36612-00 | [6 empty] | Electric | Electric Resistance | 208 | 3 |  | Indoor |  | Floor Mounted |  | No | Not Applicable | 150 | Not Applicable |  |  |  | 0.75 | No | [7 empty] | 5.5 kW |  |  |  | 47 |  | 23 | On/Off | Not Applicable | [6 empty] | 126 | 25 | 25 | 52.125 | 131 | 514 | 24 | 47.625 |  |  |  |  | 48.5625 | [7 empty] | 48.5625 | [8 empty] | 1 | 150 | 144 | UL1453 | Yes | No | Yes | No | Not Applicable | 238-52552-00 |  |  |  | 238-45656-00 | 40301 | COM ELEC LT DUTY
LE350S5-1NEWW | LE350S | Bradford White | 671632652921 | Active | [10 empty] | No | Not Applicable | Not Applicable | Commercial Water Heating | Water Heating.Electric | 5 | 1 |  |  |  | 238-54649-00 |  |  |  | 238-36612-00 | [6 empty] | Electric | Electric Resistance | 277 | 1 |  | Indoor |  | Floor Mounted |  | No | Not Applicable | 150 | Not Applicable |  |  |  | 0.75 | No | [7 empty] | 4.5 kW |  | 60 | 0.92 | 50 | 45 | 19 | On/Off | Not Applicable | [6 empty] | 126 | 25 | 25 | 52.125 | 131 | 497 | 24 | 47.625 |  |  |  |  | 48.5625 | [7 empty] | 48.5625 | [8 empty] | 1 | 150 | 144 | UL1453 | Yes | Yes | Yes | No | Not Applicable | [5 empty] | 40301 | COM ELEC LT DUTY | 207465482
LE350S5-3NCTT | LE350S | Bradford White | 671632570348 | Active | [10 empty] | No | Not Applicable | Not Applicable | Commercial Water Heating | Water Heating.Electric | 5 | 1 |  |  |  | 238-54649-00 |  |  |  | 238-36612-00 | [6 empty] | Electric | Electric Resistance | 240/208 | 3 |  | Indoor |  | Floor Mounted |  | No | Not Applicable | 150 | Not Applicable |  |  |  | 0.75 | No | [7 empty] | 4/3 kW |  | 60 | 0.92 | 50 | 45 | 17/12 | On/Off | Not Applicable | [6 empty] | 126 | 25 | 25 | 52.125 | 131 | 497 | 24 | 47.625 |  |  |  |  | 48.5625 | [7 empty] | 48.5625 | [8 empty] | 1 | 150 | 144 | UL1453 | Yes | Yes | Yes | No | Not Applicable | [5 empty] | 40301 | COM ELEC LT DUTY | 207465482
LE350S5-3NCWW | LE350S | Bradford White | 671632560042 | Active | [10 empty] | No | Not Applicable | Not Applicable | Commercial Water Heating | Water Heating.Electric | 5 | 1 |  |  |  | 238-54649-00 |  |  |  | 238-36612-00 | [6 empty] | Electric | Electric Resistance | 240/208 | 3 |  | Indoor |  | Floor Mounted |  | No | Not Applicable | 150 | Not Applicable |  |  |  | 0.75 | No | [7 empty] | 4.5/3.5 kW |  | 60 | 0.92 | 50 | 45 | 19/14 | On/Off | Not Applicable | [6 empty] | 126 | 25 | 25 | 52.125 | 131 | 497 | 24 | 47.625 |  |  |  |  | 48.5625 | [7 empty] | 48.5625 | [8 empty] | 1 | 150 | 144 | UL1453 | Yes | Yes | Yes | No | Not Applicable | [5 empty] | 40301 | COM ELEC LT DUTY | 207465482
LE350S5-3NCYY | LE350S | Bradford White | 671632641017 | Active | [10 empty] | No | Not Applicable | Not Applicable | Commercial Water Heating | Water Heating.Electric | 5 | 1 |  |  |  | 238-54649-00 |  |  |  | 238-36612-00 | [6 empty] | Electric | Electric Resistance | 240/208 | 3 |  | Indoor |  | Floor Mounted |  | No | Not Applicable | 150 | Not Applicable |  |  |  | 0.75 | No | [7 empty] | 5.5/4 kW |  | 60 | 0.92 | 50 | 45 | 23/17 | On/Off | Not Applicable | [6 empty] | 126 | 25 | 25 | 52.125 | 131 | 497 | 24 | 47.625 |  |  |  |  | 48.5625 | [7 empty] | 48.5625 | [8 empty] | 1 | 150 | 144 | UL1453 | Yes | Yes | Yes | No | Not Applicable | [5 empty] | 40301 | COM ELEC LT DUTY | 207465482
LE350S5-3NCZZ | LE350S | Bradford White | 671632568581 | Active | [10 empty] | No | Not Applicable | Not Applicable | Commercial Water Heating | Water Heating.Electric | 5 | 1 |  |  |  | 238-54649-00 |  |  |  | 238-36612-00 | [6 empty] | Electric | Electric Resistance | 240/208 | 3 |  | Indoor |  | Floor Mounted |  | No | Not Applicable | 150 | Not Applicable |  |  |  | 0.75 | No | [7 empty] | 6/4.5 kW |  | 60 | 0.92 | 50 | 45 | 25/19 | On/Off | Not Applicable | [6 empty] | 126 | 25 | 25 | 52.125 | 131 | 497 | 24 | 47.625 |  |  |  |  | 48.5625 | [7 empty] | 48.5625 | [8 empty] | 1 | 150 | 144 | UL1453 | Yes | Yes | Yes | No | Not Applicable | [5 empty] | 40301 | COM ELEC LT DUTY | 207465482
LE350S5-3NHWW | LE350S | Bradford White | 671632574315 | Active | [10 empty] | No | Not Applicable | Not Applicable | Commercial Water Heating | Water Heating.Electric | 5 | 1 |  |  |  | 238-54649-00 |  |  |  | 238-36612-00 | [6 empty] | Electric | Electric Resistance | 480 | 3 |  | Indoor |  | Floor Mounted |  | No | Not Applicable | 150 | Not Applicable |  |  |  | 0.75 | No | [7 empty] | 4.5 kW |  | 60 | 0.92 | 50 | 45 | 19 | On/Off | Not Applicable | [6 empty] | 126 | 25 | 25 | 52.125 | 131 | 497 | 24 | 47.625 |  |  |  |  | 48.5625 | [7 empty] | 48.5625 | [8 empty] | 1 | 150 | 144 | UL1453 | Yes | Yes | Yes | No | Not Applicable | [5 empty] | 40301 | COM ELEC LT DUTY | 207465482
LE350S5-3NHZZ | LE350S | Bradford White | 671632580736 | Active | [10 empty] | No | Not Applicable | Not Applicable | Commercial Water Heating | Water Heating.Electric | 3 | 1 |  |  |  | 238-54649-00 |  |  |  | 238-36612-00 | [6 empty] | Electric | Electric Resistance | 480 | 3 |  | Indoor |  | Floor Mounted |  | No | Not Applicable | 150 | Not Applicable |  |  |  | 0.75 | No | [7 empty] | 6 kW |  | 60 | 0.92 | 50 | 45 | 25 | On/Off | Not Applicable | [6 empty] | 126 | 25 | 25 | 52.125 | 131 | 497 | 24 | 47.625 |  |  |  |  | 48.5625 | [7 empty] | 48.5625 | [8 empty] | 1 | 150 | 144 | UL1453 | Yes | Yes | Yes | No | Not Applicable | [5 empty] | 40301 | COM ELEC LT DUTY | 207465482
LE350S5-3NLWW | LE350S | Bradford White | 671632569304 | Active | [10 empty] | No | Not Applicable | Not Applicable | Commercial Water Heating | Water Heating.Electric | 5 | 1 |  |  |  | 238-54649-00 |  |  |  | 238-36612-00 | [6 empty] | Electric | Electric Resistance | 208 | 3 |  | Indoor |  | Floor Mounted |  | No | Not Applicable | 150 | Not Applicable |  |  |  | 0.75 | No | [7 empty] | 4.5 kW |  | 60 | 0.92 | 50 | 45 | 19 | On/Off | Not Applicable | [6 empty] | 126 | 25 | 25 | 52.125 | 131 | 497 | 24 | 47.625 |  |  |  |  | 48.5625 | [7 empty] | 48.5625 | [8 empty] | 1 | 150 | 144 | UL1453 | Yes | Yes | Yes | No | Not Applicable | [5 empty] | 40301 | COM ELEC LT DUTY | 207465482
LE350S5-3NLXX | LE350S | Bradford White | 671632579648 | Active | [10 empty] | No | Not Applicable | Not Applicable | Commercial Water Heating | Water Heating.Electric | 5 | 1 |  |  |  | 238-54649-00 |  |  |  | 238-36612-00 | [6 empty] | Electric | Electric Resistance | 208 | 3 |  | Indoor |  | Floor Mounted |  | No | Not Applicable | 150 | Not Applicable |  |  |  | 0.75 | No | [7 empty] | 5 kW |  | 60 | 0.92 | 50 | 45 | 21 | On/Off | Not Applicable | [6 empty] | 126 | 25 | 25 | 52.125 | 131 | 497 | 24 | 47.625 |  |  |  |  | 48.5625 | [7 empty] | 48.5625 | [8 empty] | 1 | 150 | 144 | UL1453 | Yes | Yes | Yes | No | Not Applicable | [5 empty] | 40301 | COM ELEC LT DUTY | 207465482
LG1PV55H783N19 | LG1PV55H | Bradford White | 671632562350 | Active | [10 empty] | No | Not Applicable | Not Applicable | Commercial Water Heating | Water Heating.Gas | 3 | 1 |  |  |  | 238-53988-00 |  |  |  | 238-36612-00 | [6 empty] | Gas | Natural Gas |  |  |  | Indoor |  | Floor Mounted |  | No | Not Applicable | 150 | Category III | 4 |  | 0.5 | 0.75 | No | [7 empty] | 78000 BTU/Hr |  | 125 | 0.68 | 55 | 55 | Not Applicable | On/Off | No, it does not comply with jurisdictions having 14ng/J NOx Regulations | [6 empty] | 250 | 27.625 | 22.75 | 65.75 | 260 | 703 | 22 | 56.25 | 22.4375 | 64.375 |  |  | 76 |  |  | 7.8125 |  |  |  | 8.5625 | 49.5 | [8 empty] | 1 | 88 | 84 | ANSI Z21.10.3-2019/CSA 4.3-2019 | Yes | Yes | Yes | No | Not Applicable | [5 empty] | 40124 | COM GAS PV LT DUTY | 208157072
LG1PV55H783N19-457 | LG1PV55H | Bradford White | 671632562480 | Active | The -457 indicates that this SKU was designed and certified for Installation in Canada. | [9 empty] | No | Not Applicable | Not Applicable | Commercial Water Heating | Water Heating.Gas | 3 | 1 |  |  |  | 238-54327-00 |  |  |  | 238-36612-00 |  | 238-48875-00 |  |  |  |  | Gas | Natural Gas |  |  |  | Indoor |  | Floor Mounted |  | No | Not Applicable | 150 | Category III | 4 |  | 0.5 | 0.75 | No | [7 empty] | 78000 BTU/Hr |  | 125 | 0.68 | 55 | 55 | Not Applicable | On/Off | No, it does not comply with jurisdictions having 14ng/J NOx Regulations | [6 empty] | 250 | 27.625 | 22.75 | 65.75 | 260 | 703 | 22 | 56.25 | 22.4375 | 64.375 |  |  | 76 |  |  | 7.8125 |  |  |  | 8.5625 | 49.5 | [8 empty] | 1 | 88 | 84 | ANSI Z21.10.3-2019/CSA 4.3-2019 | Yes | No | Yes | No | Not Applicable |  |  |  |  | 238-45656-00 | 40124 | COM GAS PV LT DUTY
LG1PV55H783X19 | LG1PV55H | Bradford White | 671632562336 | Active | [10 empty] | No | Not Applicable | Not Applicable | Commercial Water Heating | Water Heating.Gas | 3 | 1 |  |  |  | 238-53988-00 |  |  |  | 238-36612-00 | [6 empty] | Gas | Liquid Propane |  |  |  | Indoor |  | Floor Mounted |  | No | Not Applicable | 150 | Category III | 4 |  | 0.5 | 0.75 | No | [7 empty] | 78000 BTU/Hr |  | 125 | 0.68 | 55 | 55 | Not Applicable | On/Off | Not Applicable | [6 empty] | 250 | 27.625 | 22.75 | 65.75 | 260 | 703 | 22 | 56.25 | 22.4375 | 64.375 |  |  | 76 |  |  | 7.8125 |  |  |  | 8.5625 | 49.5 | [8 empty] | 1 | 88 | 84 | ANSI Z21.10.3-2019/CSA 4.3-2019 | Yes | Yes | Yes | No | Not Applicable | [5 empty] | 40124 | COM GAS PV LT DUTY | 208157073
LG1PV55H783X19-457 | LG1PV55H | Bradford White | 671632562411 | Active | The -457 indicates that this SKU was designed and certified for Installation in Canada. | [9 empty] | No | Not Applicable | Not Applicable | Commercial Water Heating | Water Heating.Gas | 3 | 1 |  |  |  | 238-54327-00 |  |  |  | 238-36612-00 |  | 238-48875-00 |  |  |  |  | Gas | Liquid Propane |  |  |  | Indoor |  | Floor Mounted |  | No | Not Applicable | 150 | Category III | 4 |  | 0.5 | 0.75 | No | [7 empty] | 78000 BTU/Hr |  | 125 | 0.68 | 55 | 55 | Not Applicable | On/Off | Not Applicable | [6 empty] | 210 | 27.625 | 22.75 | 65.75 | 218 | 663 | 22 | 56.25 | 22.4375 | 64.375 |  |  | 76 |  |  | 7.8125 |  |  |  | 8.5625 | 49.5 | [8 empty] | 1 | 88 | 84 | ANSI Z21.10.3-2019/CSA 4.3-2019 | Yes | No | Yes | No | Not Applicable |  |  |  |  | 238-45656-00 | 40124 | COM GAS PV LT DUTY
LG1PV55H785N19 | LG1PV55H | Bradford White | 671632562473 | Active | [10 empty] | No | Not Applicable | Not Applicable | Commercial Water Heating | Water Heating.Gas | 5 | 1 |  |  |  | 238-53988-00 |  |  |  | 238-36612-00 | [6 empty] | Gas | Natural Gas |  |  |  | Indoor |  | Floor Mounted |  | No | Not Applicable | 150 | Category III | 4 |  | 0.5 | 0.75 | No | [7 empty] | 78000 BTU/Hr |  | 125 | 0.68 | 55 | 55 | Not Applicable | On/Off | No, it does not comply with jurisdictions having 14ng/J NOx Regulations | [6 empty] | 250 | 27.625 | 22.75 | 65.75 | 260 | 703 | 22 | 56.25 | 22.4375 | 64.375 |  |  | 76 |  |  | 7.8125 |  |  |  | 8.5625 | 49.5 | [8 empty] | 1 | 88 | 84 | ANSI Z21.10.3-2019/CSA 4.3-2019 | Yes | Yes | Yes | No | Not Applicable | [5 empty] | 40124 | COM GAS PV LT DUTY | 208157072
LG2100H803N | LG2100H | Bradford White | 671632905485 | Active | [10 empty] | No | Not Applicable | Not Applicable | Commercial Water Heating | Water Heating.Gas | 3 | 1 |  |  |  | 238-51008-00 |  |  |  | 238-36612-00 |  | 238-47497-00 |  |  |  |  | Gas | Natural Gas |  |  |  | Indoor |  | Floor Mounted |  | No | Not Applicable | 150 | Category I | 4 |  | 0.5 | 1.25 | No | [7 empty] | 80000 BTU/Hr |  | 157 | 0.57 | 100 | 95 | Not Applicable | On/Off | No, it does not comply with jurisdictions having 14ng/J NOx Regulations | [6 empty] | 420 | 35.5 | 30.25 | 74.75 | 437 | 1203 | 28.25 | 63.375 | 31.8125 | 70.0625 |  |  | 82 |  |  | 16 |  |  |  | 13 | 57.375 | [8 empty] | 1 | 51 | 51 | ANSI Z21.10.3-2019/CSA 4.3-2019 | Yes | Yes | Yes | No | Not Applicable | [5 empty] | 40113 | COM GAS ATM LT DUTY | 200094635
LG2100H803N-254 | LG2100H | Bradford White | 671632554614 | Active | The ""-254"" indicates that this SKU was designed to operate in Altitudes ranging from 0 to 4,500 feet (0-1370 meters), and are certified for Installation in Canada. | [9 empty] | No | Not Applicable | Not Applicable | Commercial Water Heating | Water Heating.Gas | 3 | 1 |  |  |  | 238-51008-00 |  |  |  | 238-36612-00 |  | 238-47497-00 |  |  |  |  | Gas | Natural Gas |  |  |  | Indoor |  | Floor Mounted |  | No | Not Applicable | 150 | Category I | 4 |  | 0.5 | 1.25 | No | [7 empty] | 80000 BTU/Hr |  | 157 | 0.57 | 100 | 95 | Not Applicable | On/Off | No, it does not comply with jurisdictions having 10ng/J NOx Regulations | [6 empty] | 420 | 35.5 | 30.25 | 74.75 | 437 | 1203 | 28.25 | 63.375 | 31.8125 | 70.0625 |  |  | 82 |  |  | 16 |  |  |  | 13 | 57.375 | [8 empty] | 1 | 51 | 51 | ANSI Z21.10.1-2019/CSA 4.1-2019 | Yes | No | Yes | No | Not Applicable | 238-51026-00 |  |  |  | 238-45656-00 | 40113 | COM GAS ATM LT DUTY
LG2100H803N-457 | LG2100H | Bradford White | 671632996865 | Active | The -457 indicates that this SKU was designed and certified for Installation in Canada. | [9 empty] | No | Not Applicable | Not Applicable | Commercial Water Heating | Water Heating.Gas | 3 | 1 |  |  |  | 238-51008-00 |  |  |  | 238-36612-00 |  | 238-47497-00 |  |  |  |  | Gas | Natural Gas |  |  |  | Indoor |  | Floor Mounted |  | No | Not Applicable | 150 | Category I | 4 |  | 0.5 | 1.25 | No | [7 empty] | 80000 BTU/Hr |  | 157 | 0.57 | 100 | 95 | Not Applicable | On/Off | No, it does not comply with jurisdictions having 14ng/J NOx Regulations | [6 empty] | 420 | 35.5 | 30.25 | 74.75 | 437 | 1203 | 28.25 | 63.375 | 31.8125 | 70.0625 |  |  | 82 |  |  | 16 |  |  |  | 13 | 57.375 | [8 empty] | 1 | 51 | 51 | ANSI Z21.10.3-2019/CSA 4.3-2019 | Yes | No | Yes | No | Not Applicable | 238-51026-00 |  |  |  | 238-45656-00 | 40113 | COM GAS ATM LT DUTY
LG2100H803N-475 | LG2100H | Bradford White | 671632905508 | Active | The ""-475"" indicates that this SKU was designed to operate in Altitudes between 2,001 feet and 7,000 feet. | [9 empty] | No | Not Applicable | Not Applicable | Commercial Water Heating | Water Heating.Gas | 3 | 1 |  |  |  | 238-51008-00 |  |  |  | 238-36612-00 |  | 238-47497-00 |  |  |  |  | Gas | Natural Gas |  |  |  | Indoor |  | Floor Mounted |  | No | Not Applicable | 150 | Category I | 4 |  | 0.5 | 1.25 | No | [7 empty] | 80000 BTU/Hr |  | 157 | 0.57 | 100 | 95 | Not Applicable | On/Off | No, it does not comply with jurisdictions having 14ng/J NOx Regulations | [6 empty] | 420 | 35.5 | 30.25 | 74.75 | 437 | 1203 | 28.25 | 63.375 | 31.8125 | 70.0625 |  |  | 82 |  |  | 16 |  |  |  | 13 | 57.375 | [8 empty] | 1 | 51 | 51 | ANSI Z21.10.3-2019/CSA 4.3-2019 | Yes | Yes | Yes | No | Not Applicable | [5 empty] | 40113 | COM GAS ATM LT DUTY | 200094635
LG2100H803N-823 | LG2100H | Bradford White | 671632314676 | Active | The ""-823"" indicates that this SKU was designed to operate in Altitudes between 2,001 feet and 5,000 feet. | [9 empty] | No | Not Applicable | Not Applicable | Commercial Water Heating | Water Heating.Gas | 3 | 1 |  |  |  | 238-51008-00 |  |  |  | 238-36612-00 |  | 238-47497-00 |  |  |  |  | Gas | Natural Gas |  |  |  | Indoor |  | Floor Mounted |  | No | Not Applicable | 150 | Category I | 4 |  | 0.5 | 1.25 | No | [7 empty] | 80000 BTU/Hr |  | 157 | 0.57 | 100 | 95 | Not Applicable | On/Off | No, it does not comply with jurisdictions having 14ng/J NOx Regulations | [6 empty] | 420 | 35.5 | 30.25 | 74.75 | 437 | 1203 | 28.25 | 63.375 | 31.8125 | 70.0625 |  |  | 82 |  |  | 16 |  |  |  | 13 | 57.375 | [8 empty] | 1 | 51 | 51 | ANSI Z21.10.3-2019/CSA 4.3-2019 | Yes | Yes | Yes | No | Not Applicable | [5 empty] | 40113 | COM GAS ATM LT DUTY | 200094635
LG2100H803X | LG2100H | Bradford White | 671632905522 | Active | [10 empty] | No | Not Applicable | Not Applicable | Commercial Water Heating | Water Heating.Gas | 3 | 1 |  |  |  | 238-51008-00 |  |  |  | 238-36612-00 |  | 238-47497-00 |  |  |  |  | Gas | Liquid Propane |  |  |  | Indoor |  | Floor Mounted |  | No | Not Applicable | 150 | Category I | 4 |  | 0.5 | 1.25 | No | [7 empty] | 80000 BTU/Hr |  | 157 | 0.57 | 100 | 95 | Not Applicable | On/Off | Not Applicable | [6 empty] | 420 | 35.5 | 30.25 | 74.75 | 437 | 1203 | 28.25 | 63.375 | 31.8125 | 70.0625 |  |  | 82 |  |  | 16 |  |  |  | 13 | 57.375 | [8 empty] | 1 | 51 | 51 | ANSI Z21.10.3-2019/CSA 4.3-2019 | Yes | Yes | Yes | No | Not Applicable | [5 empty] | 40113 | COM GAS ATM LT DUTY | 200094637
LG2100H803X-457 | LG2100H | Bradford White | 671632995424 | Active | The -457 indicates that this SKU was designed and certified for Installation in Canada. | [9 empty] | No | Not Applicable | Not Applicable | Commercial Water Heating | Water Heating.Gas | 3 | 1 |  |  |  | 238-51008-00 |  |  |  | 238-36612-00 |  | 238-47497-00 |  |  |  |  | Gas | Liquid Propane |  |  |  | Indoor |  | Floor Mounted |  | No | Not Applicable | 150 | Category I | 4 |  | 0.5 | 1.25 | No | [7 empty] | 80000 BTU/Hr |  | 157 | 0.57 | 100 | 95 | Not Applicable | On/Off | Not Applicable | [6 empty] | 420 | 35.5 | 30.25 | 74.75 | 437 | 1203 | 28.25 | 63.375 | 31.8125 | 70.0625 |  |  | 82 |  |  | 16 |  |  |  | 13 | 57.375 | [8 empty] | 1 | 51 | 51 | ANSI Z21.10.3-2019/CSA 4.3-2019 | Yes | No | Yes | No | Not Applicable | 238-51026-00 |  |  |  | 238-45656-00 | 40113 | COM GAS ATM LT DUTY
LG2100H803X-475 | LG2100H | Bradford White | 671632905546 | Active | The ""-475"" indicates that this SKU was designed to operate in Altitudes between 2,001 feet and 7,000 feet. | [9 empty] | No | Not Applicable | Not Applicable | Commercial Water Heating | Water Heating.Gas | 3 | 1 |  |  |  | 238-51008-00 |  |  |  | 238-36612-00 |  | 238-47497-00 |  |  |  |  | Gas | Liquid Propane |  |  |  | Indoor |  | Floor Mounted |  | No | Not Applicable | 150 | Category I | 4 |  | 0.5 | 1.25 | No | [7 empty] | 80000 BTU/Hr |  | 157 | 0.57 | 100 | 95 | Not Applicable | On/Off | Not Applicable | [6 empty] | 420 | 35.5 | 30.25 | 74.75 | 437 | 1203 | 28.25 | 63.375 | 31.8125 | 70.0625 |  |  | 82 |  |  | 16 |  |  |  | 13 | 57.375 | [8 empty] | 1 | 51 | 51 | ANSI Z21.10.3-2019/CSA 4.3-2019 | Yes | Yes | Yes | No | Not Applicable | [5 empty] | 40113 | COM GAS ATM LT DUTY | 200094637
LG2100H805N | LG2100H | Bradford White | 671632145621 | Active | [10 empty] | No | Not Applicable | Not Applicable | Commercial Water Heating | Water Heating.Gas | 5 | 1 |  |  |  | 238-51008-00 |  |  |  | 238-36612-00 |  | 238-47497-00 |  |  |  |  | Gas | Natural Gas |  |  |  | Indoor |  | Floor Mounted |  | No | Not Applicable | 150 | Category I | 4 |  | 0.5 | 1.25 | No | [7 empty] | 80000 BTU/Hr |  | 157 | 0.57 | 100 | 95 | Not Applicable | On/Off | No, it does not comply with jurisdictions having 14ng/J NOx Regulations | [6 empty] | 420 | 35.5 | 30.25 | 74.75 | 437 | 1203 | 28.25 | 63.375 | 31.8125 | 70.0625 |  |  | 82 |  |  | 16 |  |  |  | 13 | 57.375 | [8 empty] | 1 | 51 | 51 | ANSI Z21.10.3-2019/CSA 4.3-2019 | Yes | Yes | Yes | No | Not Applicable | [5 empty] | 40113 | COM GAS ATM LT DUTY | 200094635
LG2100H805N-475 | LG2100H | Bradford White | 671632131488 | Active | The ""-475"" indicates that this SKU was designed to operate in Altitudes between 2,001 feet and 7,000 feet. | [9 empty] | No | Not Applicable | Not Applicable | Commercial Water Heating | Water Heating.Gas | 5 | 1 |  |  |  | 238-51008-00 |  |  |  | 238-36612-00 |  | 238-47497-00 |  |  |  |  | Gas | Natural Gas |  |  |  | Indoor |  | Floor Mounted |  | No | Not Applicable | 150 | Category I | 4 |  | 0.5 | 1.25 | No | [7 empty] | 80000 BTU/Hr |  | 157 | 0.57 | 100 | 95 | Not Applicable | On/Off | No, it does not comply with jurisdictions having 14ng/J NOx Regulations | [6 empty] | 420 | 35.5 | 30.25 | 74.75 | 437 | 1203 | 28.25 | 63.375 | 31.8125 | 70.0625 |  |  | 82 |  |  | 16 |  |  |  | 13 | 57.375 | [8 empty] | 1 | 51 | 51 | ANSI Z21.10.3-2019/CSA 4.3-2019 | Yes | Yes | Yes | No | Not Applicable | [5 empty] | 40113 | COM GAS ATM LT DUTY | 200094635
LG2100H805X | LG2100H | Bradford White | 671632126316 | Active | [10 empty] | No | Not Applicable | Not Applicable | Commercial Water Heating | Water Heating.Gas | 5 | 1 |  |  |  | 238-51008-00 |  |  |  | 238-36612-00 |  | 238-47497-00 |  |  |  |  | Gas | Liquid Propane |  |  |  | Indoor |  | Floor Mounted |  | No | Not Applicable | 150 | Category I | 4 |  | 0.5 | 1.25 | No | [7 empty] | 80000 BTU/Hr |  | 157 | 0.57 | 100 | 95 | Not Applicable | On/Off | Not Applicable | [6 empty] | 420 | 35.5 | 30.25 | 74.75 | 437 | 1203 | 28.25 | 63.375 | 31.8125 | 70.0625 |  |  | 82 |  |  | 16 |  |  |  | 13 | 57.375 | [8 empty] | 1 | 51 | 51 | ANSI Z21.10.3-2019/CSA 4.3-2019 | Yes | Yes | Yes | No | Not Applicable | [5 empty] | 40113 | COM GAS ATM LT DUTY | 200094637
LG250H653N | LG250H | Bradford White | 671632792917 | Active | [10 empty] | No | Not Applicable | Not Applicable | Commercial Water Heating | Water Heating.Gas | 3 | 1 |  |  |  | 238-51012-00 |  |  |  | 238-36612-00 | [6 empty] | Gas | Natural Gas |  |  |  | Indoor |  | Floor Mounted |  | No | Not Applicable | 150 | Category I | 4 |  | 0.5 | 0.75 | No | [7 empty] | 65000 BTU/Hr |  | 106 | 0.63 | 48 | 46 | Not Applicable | On/Off | No, it does not comply with jurisdictions having 10ng/J NOx Regulations | [6 empty] | 174 | 24.5 | 23.1875 | 59.375 | 181 | 553 | 22 | 56.625 | 25.5 | 60.5 |  |  | 63 |  |  | 11 |  |  |  | 13 | 49.8125 | [8 empty] | 1 | 100 | 100 | ANSI Z21.10.1-2019/CSA 4.1-2019 | Yes | Yes | Yes | No | Not Applicable | [5 empty] | 40113 | COM GAS ATM LT DUTY | 200094380
LG250H653N-254 | LG250H | Bradford White | 671632823741 | Active | The ""-254"" indicates that this SKU was designed to operate in Altitudes ranging from 0 to 4,500 feet (0-1370 meters), and are certified for Installation in Canada. | [9 empty] | No | Not Applicable | Not Applicable | Commercial Water Heating | Water Heating.Gas | 3 | 1 |  |  |  | 238-51012-00 |  |  |  | 238-36612-00 | [6 empty] | Gas | Natural Gas |  |  |  | Indoor |  | Floor Mounted |  | No | Not Applicable | 150 | Category I | 4 |  | 0.5 | 0.75 | No | [7 empty] | 58500 BTU/Hr |  |  |  | 48 |  | Not Applicable | On/Off | No, it does not comply with jurisdictions having 10ng/J NOx Regulations | [6 empty] | 189 | 24.5 | 23.1875 | 59.375 | 197 | 585 | 22 | 56.625 | 25.5 | 60.5 |  |  | 63 |  |  | 11 |  |  |  | 13 | 49.8125 | [8 empty] | 1 | 100 | 100 | ANSI Z21.10.1-2019/CSA 4.1-2019 | Yes | No | Yes | No | Not Applicable | 238-51030-00 |  |  |  | 238-45656-00 | 40113 | COM GAS ATM LT DUTY
LG250H653N-457 | LG250H | Bradford White | 671632145560 | Active | The -457 indicates that this SKU was designed and certified for Installation in Canada. | [9 empty] | No | Not Applicable | Not Applicable | Commercial Water Heating | Water Heating.Gas | 3 | 1 |  |  |  | 238-51012-00 |  |  |  | 238-36612-00 | [6 empty] | Gas | Natural Gas |  |  |  | Indoor |  | Floor Mounted |  | No | Not Applicable | 150 | Category I | 4 |  | 0.5 | 0.75 | No | [7 empty] | 65000 BTU/Hr |  |  |  | 48 |  | Not Applicable | On/Off | No, it does not comply with jurisdictions having 10ng/J NOx Regulations | [6 empty] | 189 | 24.5 | 23.1875 | 59.375 | 197 | 585 | 22 | 56.625 | 25.5 | 60.5 |  |  | 63 |  |  | 11 |  |  |  | 13 | 49.8125 | [8 empty] | 1 | 100 | 100 | ANSI Z21.10.1-2019/CSA 4.1-2019 | Yes | No | Yes | No | Not Applicable | 238-51030-00 |  |  |  | 238-45656-00 | 40113 | COM GAS ATM LT DUTY
LG250H653N-475 | LG250H | Bradford White | 671632811724 | Active | The ""-475"" indicates that this SKU was designed to operate in Altitudes between 2,001 feet and 7,000 feet. | [9 empty] | No | Not Applicable | Not Applicable | Commercial Water Heating | Water Heating.Gas | 3 | 1 |  |  |  | 238-51012-00 |  |  |  | 238-36612-00 | [6 empty] | Gas | Natural Gas |  |  |  | Indoor |  | Floor Mounted |  | No | Not Applicable | 150 | Category I | 4 |  | 0.5 | 0.75 | No | [7 empty] | 65000 BTU/Hr |  | 106 | 0.63 | 48 | 46 | Not Applicable | On/Off | No, it does not comply with jurisdictions having 10ng/J NOx Regulations | [6 empty] | 174 | 24.5 | 23.1875 | 59.375 | 181 | 553 | 22 | 56.625 | 25.5 | 60.5 |  |  | 63 |  |  | 11 |  |  |  | 13 | 49.8125 | [8 empty] | 1 | 100 | 100 | ANSI Z21.10.1-2019/CSA 4.1-2019 | Yes | Yes | Yes | No | Not Applicable | [5 empty] | 40113 | COM GAS ATM LT DUTY | 200094380
LG250H653X | LG250H | Bradford White | 671632796137 | Active | [10 empty] | No | Not Applicable | Not Applicable | Commercial Water Heating | Water Heating.Gas | 3 | 1 |  |  |  | 238-51012-00 |  |  |  | 238-36612-00 | [6 empty] | Gas | Liquid Propane |  |  |  | Indoor |  | Floor Mounted |  | No | Not Applicable | 150 | Category I | 4 |  | 0.5 | 0.75 | No | [7 empty] | 61000 BTU/Hr |  | 106 | 0.63 | 48 | 46 | Not Applicable | On/Off | Not Applicable | [6 empty] | 174 | 24.5 | 23.1875 | 59.375 | 181 | 553 | 22 | 56.625 | 25.5 | 60.5 |  |  | 63 |  |  | 11 |  |  |  | 13 | 49.8125 | [8 empty] | 1 | 100 | 100 | ANSI Z21.10.1-2019/CSA 4.1-2019 | Yes | Yes | Yes | No | Not Applicable | [5 empty] | 40113 | COM GAS ATM LT DUTY | 200094382
LG250H653X-254 | LG250H | Bradford White | 671632823758 | Active | The ""-254"" indicates that this SKU was designed to operate in Altitudes ranging from 0 to 4,500 feet (0-1370 meters), and are certified for Installation in Canada. | [9 empty] | No | Not Applicable | Not Applicable | Commercial Water Heating | Water Heating.Gas | 3 | 1 |  |  |  | 238-51012-00 |  |  |  | 238-36612-00 | [6 empty] | Gas | Liquid Propane |  |  |  | Indoor |  | Floor Mounted |  | No | Not Applicable | 150 | Category I | 4 |  | 0.5 | 0.75 | No | [7 empty] | 54900 BTU/Hr |  |  |  | 48 |  | Not Applicable | On/Off | Not Applicable | [6 empty] | 189 | 24.5 | 23.1875 | 59.375 | 197 | 585 | 22 | 56.625 | 25.5 | 60.5 |  |  | 63 |  |  | 11 |  |  |  | 13 | 49.8125 | [8 empty] | 1 | 100 | 100 | ANSI Z21.10.1-2019/CSA 4.1-2019 | Yes | No | Yes | No | Not Applicable | 238-51030-00 |  |  |  | 238-45656-00 | 40113 | COM GAS ATM LT DUTY
LG250H653X-457 | LG250H | Bradford White | 671632145553 | Active | The -457 indicates that this SKU was designed and certified for Installation in Canada. | [9 empty] | No | Not Applicable | Not Applicable | Commercial Water Heating | Water Heating.Gas | 3 | 1 |  |  |  | 238-51012-00 |  |  |  | 238-36612-00 | [6 empty] | Gas | Liquid Propane |  |  |  | Indoor |  | Floor Mounted |  | No | Not Applicable | 150 | Category I | 4 |  | 0.5 | 0.75 | No | [7 empty] | 61000 BTU/Hr |  |  |  | 48 |  | Not Applicable | On/Off | Not Applicable | [6 empty] | 189 | 24.5 | 23.1875 | 59.375 | 197 | 585 | 22 | 56.625 | 25.5 | 60.5 |  |  | 63 |  |  | 11 |  |  |  | 13 | 49.8125 | [8 empty] | 1 | 100 | 100 | ANSI Z21.10.1-2019/CSA 4.1-2019 | Yes | No | Yes | No | Not Applicable | 238-51030-00 |  |  |  | 238-45656-00 | 40113 | COM GAS ATM LT DUTY
LG250H653X-475 | LG250H | Bradford White | 671632855209 | Active | The ""-475"" indicates that this SKU was designed to operate in Altitudes between 2,001 feet and 7,000 feet. | [9 empty] | No | Not Applicable | Not Applicable | Commercial Water Heating | Water Heating.Gas | 3 | 1 |  |  |  | 238-51012-00 |  |  |  | 238-36612-00 | [6 empty] | Gas | Liquid Propane |  |  |  | Indoor |  | Floor Mounted |  | No | Not Applicable | 150 | Category I | 4 |  | 0.5 | 0.75 | No | [7 empty] | 61000 BTU/Hr |  | 106 | 0.63 | 48 | 46 | Not Applicable | On/Off | Not Applicable | [6 empty] | 174 | 24.5 | 23.1875 | 59.375 | 181 | 553 | 22 | 56.625 | 25.5 | 60.5 |  |  | 63 |  |  | 11 |  |  |  | 13 | 49.8125 | [8 empty] | 1 | 100 | 100 | ANSI Z21.10.1-2019/CSA 4.1-2019 | Yes | Yes | Yes | No | Not Applicable | [5 empty] | 40113 | COM GAS ATM LT DUTY | 200094382
LG250H653X-500 | LG250H | Bradford White | 671632141616 | Active | The ""-500"" indicates that this SKU comes with White Rodgers Mechanical Control. | [9 empty] | No | Not Applicable | Not Applicable | Commercial Water Heating | Water Heating.Gas | 3 | 1 |  |  |  | 238-51012-00 |  |  |  | 238-36612-00 | [6 empty] | Gas | Liquid Propane |  |  |  | Indoor |  | Floor Mounted |  | No | Not Applicable | 150 | Category I | 4 |  | 0.5 | 0.75 | No | [7 empty] | 61000 BTU/Hr |  | 106 | 0.63 | 48 | 46 | Not Applicable | On/Off | Not Applicable | [6 empty] | 174 | 24.5 | 23.1875 | 59.375 | 181 | 553 | 22 | 56.625 | 25.5 | 60.5 |  |  | 63 |  |  | 11 |  |  |  | 13 | 49.8125 | [8 empty] | 1 | 100 | 100 | ANSI Z21.10.1-2019/CSA 4.1-2019 | Yes | Yes | Yes | No | Not Applicable | [5 empty] | 40113 | COM GAS ATM LT DUTY | 200094382
LG250H653X-600 | LG250H | Bradford White | 671632569472 | Active | The ""-600"" indicates that this SKU comes with an SIT ICON System® gas control. | [9 empty] | No | Not Applicable | Not Applicable | Commercial Water Heating | Water Heating.Gas | 3 | 1 |  |  |  | 238-51012-00 |  |  |  | 238-36612-00 | [6 empty] | Gas | Liquid Propane |  |  |  | Indoor |  | Floor Mounted |  | No | Not Applicable | 150 | Category I | 4 |  | 0.5 | 0.75 | No | [7 empty] | 61000 BTU/Hr |  | 106 | 0.63 | 48 | 46 | Not Applicable | On/Off | Not Applicable | [6 empty] | 174 | 24.5 | 23.1875 | 59.375 | 181 | 553 | 22 | 56.625 | 25.5 | 60.5 |  |  | 63 |  |  | 11 |  |  |  | 13 | 49.8125 | [8 empty] | 1 | 100 | 100 | ANSI Z21.10.1-2019/CSA 4.1-2019 | Yes | Yes | Yes | No | Not Applicable | [5 empty] | 40113 | COM GAS ATM LT DUTY | 200094382
LG250H655N | LG250H | Bradford White | 671632869299 | Active | [10 empty] | No | Not Applicable | Not Applicable | Commercial Water Heating | Water Heating.Gas | 5 | 1 |  |  |  | 238-51012-00 |  |  |  | 238-36612-00 | [6 empty] | Gas | Natural Gas |  |  |  | Indoor |  | Floor Mounted |  | No | Not Applicable | 150 | Category I | 4 |  | 0.5 | 0.75 | No | [7 empty] | 65000 BTU/Hr |  | 106 | 0.63 | 48 | 46 | Not Applicable | On/Off | No, it does not comply with jurisdictions having 10ng/J NOx Regulations | [6 empty] | 174 | 24.5 | 23.1875 | 59.375 | 181 | 553 | 22 | 56.625 | 25.5 | 60.5 |  |  | 63 |  |  | 11 |  |  |  | 13 | 49.8125 | [8 empty] | 1 | 100 | 100 | ANSI Z21.10.1-2019/CSA 4.1-2019 | Yes | Yes | Yes | No | Not Applicable | [5 empty] | 40113 | COM GAS ATM LT DUTY | 200094380
LG250H655N-475 | LG250H | Bradford White | 671632906765 | Active | The ""-475"" indicates that this SKU was designed to operate in Altitudes between 2,001 feet and 7,000 feet. | [9 empty] | No | Not Applicable | Not Applicable | Commercial Water Heating | Water Heating.Gas | 5 | 1 |  |  |  | 238-51012-00 |  |  |  | 238-36612-00 | [6 empty] | Gas | Natural Gas |  |  |  | Indoor |  | Floor Mounted |  | No | Not Applicable | 150 | Category I | 4 |  | 0.5 | 0.75 | No | [7 empty] | 65000 BTU/Hr |  | 106 | 0.63 | 48 | 46 | Not Applicable | On/Off | No, it does not comply with jurisdictions having 10ng/J NOx Regulations | [6 empty] | 174 | 24.5 | 23.1875 | 59.375 | 181 | 553 | 22 | 56.625 | 25.5 | 60.5 |  |  | 63 |  |  | 11 |  |  |  | 13 | 49.8125 | [8 empty] | 1 | 100 | 100 | ANSI Z21.10.1-2019/CSA 4.1-2019 | Yes | Yes | Yes | No | Not Applicable | [5 empty] | 40113 | COM GAS ATM LT DUTY | 200094380
LG255H783N | LG255H | Bradford White | 671632905843 | Active | [10 empty] | No | Not Applicable | Not Applicable | Commercial Water Heating | Water Heating.Gas | 3 | 1 |  |  |  | 238-51008-00 |  |  |  | 238-36612-00 | [6 empty] | Gas | Natural Gas |  |  |  | Indoor |  | Floor Mounted |  | No | Not Applicable | 150 | Category I | 4 |  | 0.5 | 0.75 | No | [7 empty] | 78000 BTU/Hr |  | 115 | 0.61 | 55 | 55 | Not Applicable | On/Off | No, it does not comply with jurisdictions having 14ng/J NOx Regulations | [6 empty] | 210 | 26.625 | 25.0625 | 57.5625 | 218 | 663 | 24 | 54.75 | 27.25 | 58.5 | [5 empty] | 8 | 0.75 | 13.5 | 48.125 | 13.125 | 48.125 | [8 empty] | 1 | 100 | 100 | ANSI Z21.10.3-2019/CSA 4.3-2019 | Yes | Yes | Yes | No | Not Applicable | [5 empty] | 40113 | COM GAS ATM LT DUTY | 200094631
LG255H783N-254 | LG255H | Bradford White | 671632905874 | Active | The ""-254"" indicates that this SKU was designed to operate in Altitudes ranging from 0 to 4,500 feet (0-1370 meters), and are certified for Installation in Canada. | [9 empty] | No | Not Applicable | Not Applicable | Commercial Water Heating | Water Heating.Gas | 3 | 1 |  |  |  | 238-51008-00 |  |  |  | 238-36612-00 | [6 empty] | Gas | Natural Gas |  |  |  | Indoor |  | Floor Mounted |  | No | Not Applicable | 150 | Category I | 4 |  | 0.5 | 0.75 | No | [7 empty] | 70200 BTU/Hr |  | 115 | 0.61 | 55 | 55 | Not Applicable | On/Off | No, it does not comply with jurisdictions having 10ng/J NOx Regulations | [6 empty] | 210 | 26.625 | 25.0625 | 57.5625 | 218 | 663 | 24 | 54.75 | 27.25 | 58.5 | [5 empty] | 8 | 0.75 | 13.5 | 48.125 | 13.125 | 48.125 | [8 empty] | 1 | 100 | 100 | ANSI Z21.10.1-2019/CSA 4.1-2019 | Yes | No | Yes | No | Not Applicable | 238-51026-00 |  |  |  | 238-45656-00 | 40113 | COM GAS ATM LT DUTY
LG255H783N-457 | LG255H | Bradford White | 671632145546 | Active | The -457 indicates that this SKU was designed and certified for Installation in Canada. | [9 empty] | No | Not Applicable | Not Applicable | Commercial Water Heating | Water Heating.Gas | 3 | 1 |  |  |  | 238-51008-00 |  |  |  | 238-36612-00 | [6 empty] | Gas | Natural Gas |  |  |  | Indoor |  | Floor Mounted |  | No | Not Applicable | 150 | Category I | 4 |  | 0.5 | 0.75 | No | [7 empty] | 78000 BTU/Hr |  | 115 | 0.61 | 100 | 55 | Not Applicable | On/Off | No, it does not comply with jurisdictions having 14ng/J NOx Regulations | [6 empty] | 210 | 26.625 | 25.0625 | 57.5625 | 218 | 663 | 24 | 54.75 | 27.25 | 58.5 | [5 empty] | 8 | 0.75 | 13.5 | 48.125 | 13.125 | 48.125 | [8 empty] | 1 | 100 | 100 | ANSI Z21.10.3-2019/CSA 4.3-2019 | Yes | No | Yes | No | Not Applicable | 238-51026-00 |  |  |  | 238-45656-00 | 40113 | COM GAS ATM LT DUTY
LG255H783N-475 | LG255H | Bradford White | 671632905881 | Active | The ""-475"" indicates that this SKU was designed to operate in Altitudes between 2,001 feet and 7,000 feet. | [9 empty] | No | Not Applicable | Not Applicable | Commercial Water Heating | Water Heating.Gas | 3 | 1 |  |  |  | 238-51008-00 |  |  |  | 238-36612-00 | [6 empty] | Gas | Natural Gas |  |  |  | Indoor |  | Floor Mounted |  | No | Not Applicable | 150 | Category I | 4 |  | 0.5 | 0.75 | No | [7 empty] | 78000 BTU/Hr |  | 115 | 0.61 | 55 | 55 | Not Applicable | On/Off | No, it does not comply with jurisdictions having 14ng/J NOx Regulations | [6 empty] | 210 | 26.625 | 25.0625 | 57.5625 | 218 | 663 | 24 | 54.75 | 27.25 | 58.5 | [5 empty] | 8 | 0.75 | 13.5 | 48.125 | 13.125 | 48.125 | [8 empty] | 1 | 100 | 100 | ANSI Z21.10.3-2019/CSA 4.3-2019 | Yes | Yes | Yes | No | Not Applicable | [5 empty] | 40113 | COM GAS ATM LT DUTY | 200094631
LG255H783X | LG255H | Bradford White | 671632905850 | Active | [10 empty] | No | Not Applicable | Not Applicable | Commercial Water Heating | Water Heating.Gas | 3 | 1 |  |  |  | 238-51008-00 |  |  |  | 238-36612-00 | [6 empty] | Gas | Liquid Propane |  |  |  | Indoor |  | Floor Mounted |  | No | Not Applicable | 150 | Category I | 4 |  | 0.5 | 0.75 | No | [7 empty] | 78000 BTU/Hr |  | 115 | 0.61 | 55 | 55 | Not Applicable | On/Off | Not Applicable | [6 empty] | 210 | 26.625 | 25.0625 | 57.5625 | 218 | 663 | 24 | 54.75 | 27.25 | 58.5 | [5 empty] | 8 | 0.75 | 13.5 | 48.125 | 13.125 | 48.125 | [8 empty] | 1 | 100 | 100 | ANSI Z21.10.3-2019/CSA 4.3-2019 | Yes | Yes | Yes | No | Not Applicable | [5 empty] | 40113 | COM GAS ATM LT DUTY | 200094633
LG255H783X-254 | LG255H | Bradford White | 671632905911 | Active | The ""-254"" indicates that this SKU was designed to operate in Altitudes ranging from 0 to 4,500 feet (0-1370 meters), and are certified for Installation in Canada. | [9 empty] | No | Not Applicable | Not Applicable | Commercial Water Heating | Water Heating.Gas | 3 | 1 |  |  |  | 238-51008-00 |  |  |  | 238-36612-00 | [6 empty] | Gas | Liquid Propane |  |  |  | Indoor |  | Floor Mounted |  | No | Not Applicable | 150 | Category I | 4 |  | 0.5 | 0.75 | No | [7 empty] | 68400 BTU/Hr |  | 115 | 0.61 | 55 | 55 | Not Applicable | On/Off | Not Applicable | [6 empty] | 210 | 26.625 | 25.0625 | 57.5625 | 218 | 663 | 24 | 54.75 | 27.25 | 58.5 | [5 empty] | 8 | 0.75 | 13.5 | 48.125 | 13.125 | 48.125 | [8 empty] | 1 | 100 | 100 | ANSI Z21.10.1-2019/CSA 4.1-2019 | Yes | No | Yes | No | Not Applicable | 238-51026-00 |  |  |  | 238-45656-00 | 40113 | COM GAS ATM LT DUTY
LG255H783X-457 | LG255H | Bradford White | 671632134137 | Active | The -457 indicates that this SKU was designed and certified for Installation in Canada. | [9 empty] | No | Not Applicable | Not Applicable | Commercial Water Heating | Water Heating.Gas | 3 | 1 |  |  |  | 238-51008-00 |  |  |  | 238-36612-00 | [6 empty] | Gas | Liquid Propane |  |  |  | Indoor |  | Floor Mounted |  | No | Not Applicable | 150 | Category I | 4 |  | 0.5 | 0.75 | No | [7 empty] | 78000 BTU/Hr |  | 115 | 0.61 | 55 | 55 | Not Applicable | On/Off | Not Applicable | [6 empty] | 210 | 26.625 | 25.0625 | 57.5625 | 218 | 663 | 24 | 54.75 | 27.25 | 58.5 | [5 empty] | 8 | 0.75 | 13.5 | 48.125 | 13.125 | 48.125 | [8 empty] | 1 | 100 | 100 | ANSI Z21.10.3-2019/CSA 4.3-2019 | Yes | No | Yes | No | Not Applicable | 238-51026-00 |  |  |  | 238-45656-00 | 40113 | COM GAS ATM LT DUTY
LG255H783X-475 | LG255H | Bradford White | 671632905904 | Active | The ""-475"" indicates that this SKU was designed to operate in Altitudes between 2,001 feet and 7,000 feet. | [9 empty] | No | Not Applicable | Not Applicable | Commercial Water Heating | Water Heating.Gas | 3 | 1 |  |  |  | 238-51008-00 |  |  |  | 238-36612-00 | [6 empty] | Gas | Liquid Propane |  |  |  | Indoor |  | Floor Mounted |  | No | Not Applicable | 150 | Category I | 4 |  | 0.5 | 0.75 | No | [7 empty] | 78000 BTU/Hr |  | 115 | 0.61 | 55 | 55 | Not Applicable | On/Off | Not Applicable | [6 empty] | 210 | 26.625 | 25.0625 | 57.5625 | 218 | 663 | 24 | 54.75 | 27.25 | 58.5 | [5 empty] | 8 | 0.75 | 13.5 | 48.125 | 13.125 | 48.125 | [8 empty] | 1 | 100 | 100 | ANSI Z21.10.3-2019/CSA 4.3-2019 | Yes | Yes | Yes | No | Not Applicable | [5 empty] | 40113 | COM GAS ATM LT DUTY | 200094633
LG275H763N | LG275H | Bradford White | 671632792924 | Active | [10 empty] | No | Not Applicable | Not Applicable | Commercial Water Heating | Water Heating.Gas | 3 | 1 |  |  |  | 238-51007-00 |  |  |  | 238-36612-00 | [6 empty] | Gas | Natural Gas |  |  |  | Indoor |  | Floor Mounted |  | No | Not Applicable | 150 | Category I | 4 |  | 0.5 | 1 | No | [7 empty] | 76000 BTU/Hr |  | 135 | 0.59 | 75 | 72 | Not Applicable | On/Off | No, it does not comply with jurisdictions having 14ng/J NOx Regulations | [6 empty] | 259 | 30.125 | 26.875 | 61.1875 | 269 | 853 | 26 | 58.9375 | 29.5625 | 62.0625 |  |  | 74 |  |  | 11 |  |  |  | 16.375 | 57.6875 | [8 empty] | 1 | 60 | 60 | ANSI Z21.10.3-2019/CSA 4.3-2019 | Yes | Yes | Yes | No | Not Applicable | [5 empty] | 40113 | COM GAS ATM LT DUTY | 200094578
LG275H763N-254 | LG275H | Bradford White | 671632823765 | Active | The ""-254"" indicates that this SKU was designed to operate in Altitudes ranging from 0 to 4,500 feet (0-1370 meters), and are certified for Installation in Canada. | [9 empty] | No | Not Applicable | Not Applicable | Commercial Water Heating | Water Heating.Gas | 3 | 1 |  |  |  | 238-51007-00 |  |  |  | 238-36612-00 | [6 empty] | Gas | Natural Gas |  |  |  | Indoor |  | Floor Mounted |  | No | Not Applicable | 150 | Category I | 4 |  | 0.5 | 1 | No | [7 empty] | 68400 BTU/Hr |  | 135 | 0.59 | 75 | 72 | Not Applicable | On/Off | No, it does not comply with jurisdictions having 10ng/J NOx Regulations | [6 empty] | 249 | 30.125 | 26.875 | 61.1875 | 259 | 843 | 26 | 58.9375 | 29.5625 | 62.0625 |  |  | 74 |  |  | 11 |  |  |  | 16.375 | 57.6875 | [8 empty] | 1 | 60 | 60 | ANSI Z21.10.1-2019/CSA 4.1-2019 | Yes | No | Yes | No | Not Applicable | 238-51025-00 |  |  |  | 238-45656-00 | 40113 | COM GAS ATM LT DUTY
LG275H763N-264 | LG275H | Bradford White | 671632903221 | Active | The ""-264"" indicates that this SKU comes with an Aluminum Anode Rod. | [9 empty] | No | Not Applicable | Not Applicable | Commercial Water Heating | Water Heating.Gas | 3 | 1 |  |  |  | 238-51007-00 |  |  |  | 238-36612-00 | [6 empty] | Gas | Natural Gas |  |  |  | Indoor |  | Floor Mounted |  | No | Not Applicable | 150 | Category I | 4 |  | 0.5 | 1 | No | [7 empty] | 76000 BTU/Hr |  | 135 | 0.59 | 75 | 72 | Not Applicable | On/Off | No, it does not comply with jurisdictions having 14ng/J NOx Regulations | [6 empty] | 259 | 30.125 | 26.875 | 61.1875 | 269 | 853 | 26 | 58.9375 | 29.5625 | 62.0625 |  |  | 74 |  |  | 11 |  |  |  | 16.375 | 57.6875 | [8 empty] | 1 | 60 | 60 | ANSI Z21.10.3-2019/CSA 4.3-2019 | Yes | Yes | Yes | No | Not Applicable | [5 empty] | 40113 | COM GAS ATM LT DUTY | 200094578
LG275H763N-457 | LG275H | Bradford White | 671632144020 | Active | The -457 indicates that this SKU was designed and certified for Installation in Canada. | [9 empty] | No | Not Applicable | Not Applicable | Commercial Water Heating | Water Heating.Gas | 3 | 1 |  |  |  | 238-51007-00 |  |  |  | 238-36612-00 | [6 empty] | Gas | Natural Gas |  |  |  | Indoor |  | Floor Mounted |  | No | Not Applicable | 150 | Category I | 4 |  | 0.5 | 1 | No | [7 empty] | 76000 BTU/Hr |  | 135 | 0.59 | 75 | 72 | Not Applicable | On/Off | No, it does not comply with jurisdictions having 14ng/J NOx Regulations | [6 empty] | 249 | 30.125 | 26.875 | 61.1875 | 259 | 843 | 26 | 58.9375 | 29.5625 | 62.0625 |  |  | 74 |  |  | 11 |  |  |  | 16.375 | 57.6875 | [8 empty] | 1 | 60 | 60 | ANSI Z21.10.3-2019/CSA 4.3-2019 | Yes | No | Yes | No | Not Applicable | 238-51025-00 |  |  |  | 238-45656-00 | 40113 | COM GAS ATM LT DUTY
LG275H763N-475 | LG275H | Bradford White | 671632811731 | Active | The ""-475"" indicates that this SKU was designed to operate in Altitudes between 2,001 feet and 7,000 feet. | [9 empty] | No | Not Applicable | Not Applicable | Commercial Water Heating | Water Heating.Gas | 3 | 1 |  |  |  | 238-51007-00 |  |  |  | 238-36612-00 | [6 empty] | Gas | Natural Gas |  |  |  | Indoor |  | Floor Mounted |  | No | Not Applicable | 150 | Category I | 4 |  | 0.5 | 1 | No | [7 empty] | 76000 BTU/Hr |  | 135 | 0.59 | 75 | 72 | Not Applicable | On/Off | No, it does not comply with jurisdictions having 14ng/J NOx Regulations | [6 empty] | 259 | 30.125 | 26.875 | 61.1875 | 269 | 853 | 26 | 58.9375 | 29.5625 | 62.0625 |  |  | 74 |  |  | 11 |  |  |  | 16.375 | 57.6875 | [8 empty] | 1 | 60 | 60 | ANSI Z21.10.3-2019/CSA 4.3-2019 | Yes | Yes | Yes | No | Not Applicable | [5 empty] | 40113 | COM GAS ATM LT DUTY | 200094578
LG275H763N-500-506 | LG275H | Bradford White | 671632867172 | Active | The ""-500"" indicates that this SKU comes with White Rodgers Mechanical Control. | The ""-506"" indicates that this SKU comes with an A420 Aluminum Anode Rod. | [8 empty] | No | Not Applicable | Not Applicable | Commercial Water Heating | Water Heating.Gas | 3 | 1 |  |  |  | 238-51007-00 |  |  |  | 238-36612-00 | [6 empty] | Gas | Natural Gas |  |  |  | Indoor |  | Floor Mounted |  | No | Not Applicable | 150 | Category I | 4 |  | 0.5 | 1 | No | [7 empty] | 76000 BTU/Hr |  | 135 | 0.59 | 75 | 72 | Not Applicable | On/Off | No, it does not comply with jurisdictions having 14ng/J NOx Regulations | [6 empty] | 259 | 30.125 | 26.875 | 61.1875 | 269 | 853 | 26 | 58.9375 | 29.5625 | 62.0625 |  |  | 74 |  |  | 11 |  |  |  | 16.375 | 57.6875 | [8 empty] | 1 | 60 | 60 | ANSI Z21.10.3-2019/CSA 4.3-2019 | Yes | Yes | Yes | No | Not Applicable | [5 empty] | 40113 | COM GAS ATM LT DUTY | 200094578
LG275H763N-600-506 | LG275H | Bradford White | 671632569502 | Active | The ""-506"" indicates that this SKU comes with an A420 Aluminum Anode Rod. | The ""-600"" indicates that this SKU comes with an SIT ICON System® gas control. | [8 empty] | No | Not Applicable | Not Applicable | Commercial Water Heating | Water Heating.Gas | 3 | 1 |  |  |  | 238-51007-00 |  |  |  | 238-36612-00 | [6 empty] | Gas | Natural Gas |  |  |  | Indoor |  | Floor Mounted |  | No | Not Applicable | 150 | Category I | 4 |  | 0.5 | 1 | No | [7 empty] | 76000 BTU/Hr |  | 135 | 0.59 | 75 | 72 | Not Applicable | On/Off | No, it does not comply with jurisdictions having 14ng/J NOx Regulations | [6 empty] | 259 | 30.125 | 26.875 | 61.1875 | 269 | 853 | 26 | 58.9375 | 29.5625 | 62.0625 |  |  | 74 |  |  | 11 |  |  |  | 16.375 | 57.6875 | [8 empty] | 1 | 60 | 60 | ANSI Z21.10.3-2019/CSA 4.3-2019 | Yes | Yes | Yes | No | Not Applicable | [5 empty] | 40113 | COM GAS ATM LT DUTY | 200094578
LG275H763X | LG275H | Bradford White | 671632796144 | Active | [10 empty] | No | Not Applicable | Not Applicable | Commercial Water Heating | Water Heating.Gas | 3 | 1 |  |  |  | 238-51007-00 |  |  |  | 238-36612-00 | [6 empty] | Gas | Liquid Propane |  |  |  | Indoor |  | Floor Mounted |  | No | Not Applicable | 150 | Category I | 4 |  | 0.5 | 1 | No | [7 empty] | 76000 BTU/Hr |  | 135 | 0.59 | 75 | 72 | Not Applicable | On/Off | Not Applicable | [6 empty] | 259 | 30.125 | 26.875 | 61.1875 | 269 | 853 | 26 | 58.9375 | 29.5625 | 62.0625 |  |  | 74 |  |  | 11 |  |  |  | 16.375 | 57.6875 | [8 empty] | 1 | 60 | 60 | ANSI Z21.10.3-2019/CSA 4.3-2019 | Yes | Yes | Yes | No | Not Applicable | [5 empty] | 40113 | COM GAS ATM LT DUTY | 200094580
LG275H763X-254 | LG275H | Bradford White | 671632823772 | Active | The ""-254"" indicates that this SKU was designed to operate in Altitudes ranging from 0 to 4,500 feet (0-1370 meters), and are certified for Installation in Canada. | [9 empty] | No | Not Applicable | Not Applicable | Commercial Water Heating | Water Heating.Gas | 3 | 1 |  |  |  | 238-51007-00 |  |  |  | 238-36612-00 | [6 empty] | Gas | Liquid Propane |  |  |  | Indoor |  | Floor Mounted |  | No | Not Applicable | 150 | Category I | 4 |  | 0.5 | 1 | No | [7 empty] | 68400 BTU/Hr |  | 135 | 0.59 | 75 | 72 | Not Applicable | On/Off | Not Applicable | [6 empty] | 249 | 30.125 | 26.875 | 61.1875 | 259 | 843 | 26 | 58.9375 | 29.5625 | 62.0625 |  |  | 74 |  |  | 11 |  |  |  | 16.375 | 57.6875 | [8 empty] | 1 | 60 | 60 | ANSI Z21.10.1-2019/CSA 4.1-2019 | Yes | No | Yes | No | Not Applicable | 238-51025-00 |  |  |  | 238-45656-00 | 40113 | COM GAS ATM LT DUTY
LG275H763X-457 | LG275H | Bradford White | 671632147847 | Active | The -457 indicates that this SKU was designed and certified for Installation in Canada. | [9 empty] | No | Not Applicable | Not Applicable | Commercial Water Heating | Water Heating.Gas | 3 | 1 |  |  |  | 238-51007-00 |  |  |  | 238-36612-00 | [6 empty] | Gas | Liquid Propane |  |  |  | Indoor |  | Floor Mounted |  | No | Not Applicable | 150 | Category I | 4 |  | 0.5 | 1 | No | [7 empty] | 76000 BTU/Hr |  | 135 | 0.59 | 75 | 72 | Not Applicable | On/Off | Not Applicable | [6 empty] | 249 | 30.125 | 26.875 | 61.1875 | 259 | 843 | 26 | 58.9375 | 29.5625 | 62.0625 |  |  | 74 |  |  | 11 |  |  |  | 16.375 | 57.6875 | [8 empty] | 1 | 60 | 60 | ANSI Z21.10.3-2019/CSA 4.3-2019 | Yes | No | Yes | No | Not Applicable | 238-51025-00 |  |  |  | 238-45656-00 | 40113 | COM GAS ATM LT DUTY
LG275H763X-475 | LG275H | Bradford White | 671632873630 | Active | The ""-475"" indicates that this SKU was designed to operate in Altitudes between 2,001 feet and 7,000 feet. | [9 empty] | No | Not Applicable | Not Applicable | Commercial Water Heating | Water Heating.Gas | 3 | 1 |  |  |  | 238-51007-00 |  |  |  | 238-36612-00 | [6 empty] | Gas | Liquid Propane |  |  |  | Indoor |  | Floor Mounted |  | No | Not Applicable | 150 | Category I | 4 |  | 0.5 | 1 | No | [7 empty] | 76000 BTU/Hr |  | 135 | 0.59 | 75 | 72 | Not Applicable | On/Off | Not Applicable | [6 empty] | 259 | 30.125 | 26.875 | 61.1875 | 269 | 853 | 26 | 58.9375 | 29.5625 | 62.0625 |  |  | 74 |  |  | 11 |  |  |  | 16.375 | 57.6875 | [8 empty] | 1 | 60 | 60 | ANSI Z21.10.3-2019/CSA 4.3-2019 | Yes | Yes | Yes | No | Not Applicable | [5 empty] | 40113 | COM GAS ATM LT DUTY | 200094580
LG275H765N | LG275H | Bradford White | 671632847907 | Active | [10 empty] | No | Not Applicable | Not Applicable | Commercial Water Heating | Water Heating.Gas | 5 | 1 |  |  |  | 238-51007-00 |  |  |  | 238-36612-00 | [6 empty] | Gas | Natural Gas |  |  |  | Indoor |  | Floor Mounted |  | No | Not Applicable | 150 | Category I | 4 |  | 0.5 | 1 | No | [7 empty] | 76000 BTU/Hr |  | 135 | 0.59 | 75 | 72 | Not Applicable | On/Off | No, it does not comply with jurisdictions having 14ng/J NOx Regulations | [6 empty] | 259 | 30.125 | 26.875 | 61.1875 | 269 | 853 | 26 | 58.9375 | 29.5625 | 62.0625 |  |  | 74 |  |  | 11 |  |  |  | 16.375 | 57.6875 | [8 empty] | 1 | 60 | 60 | ANSI Z21.10.3-2019/CSA 4.3-2019 | Yes | Yes | Yes | No | Not Applicable | [5 empty] | 40113 | COM GAS ATM LT DUTY | 200094578
LG2DV50H503N-FLX | LG2DV50H-F | Bradford White | 671632821884 | Active | [10 empty] | No | Not Applicable | Not Applicable | Commercial Water Heating | Water Heating.Gas | 3 | 1 |  |  |  | 238-51005-00 |  |  |  | 238-36612-00 | [6 empty] | Gas | Natural Gas |  |  |  | Indoor |  | Floor Mounted |  | No | Not Applicable | 150 | Category I |  |  |  |  | No | [7 empty] | 50000 BTU/Hr |  | 96 | 0.64 | 48 | 46 | Not Applicable | On/Off | No, it does not comply with jurisdictions having 10ng/J NOx Regulations | [6 empty] | 194 | 34.875 | 22.875 | 88.5 | 202 | 573 | [23 empty] | 1 | 72 | 68 | ANSI Z21.10.1-2019/CSA 4.1-2019 | Yes | Yes | Yes | No | Not Applicable | [5 empty] | 40119 | COM GAS DV LT DUTY | 200094480
LG2DV50H503N-FLX-254 | LG2DV50H-F | Bradford White | 671632823789 | Active | The ""-254"" indicates that this SKU was designed to operate in Altitudes ranging from 0 to 4,500 feet (0-1370 meters), and are certified for Installation in Canada. | [9 empty] | No | Not Applicable | Not Applicable | Commercial Water Heating | Water Heating.Gas | 3 | 1 |  |  |  | 238-51005-00 |  |  |  | 238-36612-00 | [6 empty] | Gas | Natural Gas |  |  |  | Indoor |  | Floor Mounted |  | No | Not Applicable | 150 | Category I |  |  |  |  | No | [7 empty] | 45000 BTU/Hr |  |  |  | 48 |  | Not Applicable | On/Off | No, it does not comply with jurisdictions having 10ng/J NOx Regulations | [6 empty] | 234 | 34.875 | 22.875 | 88.5 | 243 | 630 | [23 empty] | 1 | 72 | 68 | ANSI Z21.10.1-2019/CSA 4.1-2019 | Yes | No | Yes | No | Not Applicable | 238-51023-00 |  |  |  | 238-45656-00 | 40119 | COM GAS DV LT DUTY
LG2DV50H503N-FLX-457 | LG2DV50H-F | Bradford White | 671632995462 | Active | The -457 indicates that this SKU was designed and certified for Installation in Canada. | [9 empty] | No | Not Applicable | Not Applicable | Commercial Water Heating | Water Heating.Gas | 3 | 1 |  |  |  | 238-51005-00 |  |  |  | 238-36612-00 | [6 empty] | Gas | Natural Gas |  |  |  | Indoor |  | Floor Mounted |  | No | Not Applicable | 150 | Category I |  |  |  |  | No | [7 empty] | 50000 BTU/Hr |  |  |  | 48 |  | Not Applicable | On/Off | No, it does not comply with jurisdictions having 10ng/J NOx Regulations | [6 empty] | 234 | 34.875 | 22.875 | 88.5 | 243 | 630 | [23 empty] | 1 | 72 | 68 | ANSI Z21.10.1-2019/CSA 4.1-2019 | Yes | No | Yes | No | Not Applicable | 238-51023-00 |  |  |  | 238-45656-00 | 40119 | COM GAS DV LT DUTY
LG2DV50H503N-FLX-475 | LG2DV50H-F | Bradford White | 671632672554 | Active | The ""-475"" indicates that this SKU was designed to operate in Altitudes between 2,001 feet and 7,000 feet. | [9 empty] | No | Not Applicable | Not Applicable | Commercial Water Heating | Water Heating.Gas | 3 | 1 |  |  |  | 238-51005-00 |  |  |  | 238-36612-00 | [6 empty] | Gas | Natural Gas |  |  |  | Indoor |  | Floor Mounted |  | No | Not Applicable | 150 | Category I |  |  |  |  | No | [7 empty] | 50000 BTU/Hr |  | 96 | 0.64 | 48 | 46 | Not Applicable | On/Off | No, it does not comply with jurisdictions having 10ng/J NOx Regulations | [6 empty] | 194 | 34.875 | 22.875 | 88.5 | 202 | 573 | [23 empty] | 1 | 72 | 68 | ANSI Z21.10.1-2019/CSA 4.1-2019 | Yes | Yes | Yes | No | Not Applicable | [5 empty] | 40119 | COM GAS DV LT DUTY | 200094480
LG2DV50H503N-OLY | LG2DV50H-O | Bradford White | 671632796731 | Active | [10 empty] | No | Not Applicable | Not Applicable | Commercial Water Heating | Water Heating.Gas | 3 | 1 |  |  |  | 238-51005-00 |  |  |  | 238-36612-00 | [6 empty] | Gas | Natural Gas |  |  |  | Indoor |  | Floor Mounted |  | No | Not Applicable | 150 | Category I |  |  |  |  | No | [7 empty] | 50000 BTU/Hr |  | 96 | 0.64 | 48 | 46 | Not Applicable | On/Off | No, it does not comply with jurisdictions having 10ng/J NOx Regulations | [6 empty] | 194 | 34.875 | 22.875 | 68.5 | 202 | 573 | [23 empty] | 1 | 72 | 68 | ANSI Z21.10.1-2019/CSA 4.1-2019 | Yes | Yes | Yes | No | Not Applicable | [5 empty] | 40119 | COM GAS DV LT DUTY | 200094480
LG2DV50H503N-OLY-254 | LG2DV50H-O | Bradford White | 671632823796 | Active | The ""-254"" indicates that this SKU was designed to operate in Altitudes ranging from 0 to 4,500 feet (0-1370 meters), and are certified for Installation in Canada. | [9 empty] | No | Not Applicable | Not Applicable | Commercial Water Heating | Water Heating.Gas | 3 | 1 |  |  |  | 238-51005-00 |  |  |  | 238-36612-00 | [6 empty] | Gas | Natural Gas |  |  |  | Indoor |  | Floor Mounted |  | No | Not Applicable | 150 | Category I |  |  |  |  | No | [7 empty] | 45000 BTU/Hr |  |  |  | 48 |  | Not Applicable | On/Off | No, it does not comply with jurisdictions having 10ng/J NOx Regulations | [6 empty] | 234 | 34.875 | 22.875 | 68.5 | 243 | 630 | [23 empty] | 1 | 72 | 68 | ANSI Z21.10.1-2019/CSA 4.1-2019 | Yes | No | Yes | No | Not Applicable | 238-51023-00 |  |  |  | 238-45656-00 | 40119 | COM GAS DV LT DUTY
LG2DV50H503N-OLY-475 | LG2DV50H-O | Bradford White | 671632892853 | Active | The ""-475"" indicates that this SKU was designed to operate in Altitudes between 2,001 feet and 7,000 feet. | [9 empty] | No | Not Applicable | Not Applicable | Commercial Water Heating | Water Heating.Gas | 3 | 1 |  |  |  | 238-51005-00 |  |  |  | 238-36612-00 | [6 empty] | Gas | Natural Gas |  |  |  | Indoor |  | Floor Mounted |  | No | Not Applicable | 150 | Category I |  |  |  |  | No | [7 empty] | 50000 BTU/Hr |  | 96 | 0.64 | 48 | 46 | Not Applicable | On/Off | No, it does not comply with jurisdictions having 10ng/J NOx Regulations | [6 empty] | 194 | 34.875 | 22.875 | 68.5 | 202 | 573 | [23 empty] | 1 | 72 | 68 | ANSI Z21.10.1-2019/CSA 4.1-2019 | Yes | Yes | Yes | No | Not Applicable | [5 empty] | 40119 | COM GAS DV LT DUTY | 200094480
LG2DV50H503N-SLD | LG2DV50H-S | Bradford White | 671632820023 | Active | [10 empty] | No | Not Applicable | Not Applicable | Commercial Water Heating | Water Heating.Gas | 3 | 1 |  |  |  | 238-51005-00 |  |  |  | 238-36612-00 | [6 empty] | Gas | Natural Gas |  |  |  | Indoor |  | Floor Mounted |  | No | Not Applicable | 150 | Category I |  |  |  |  | No | [7 empty] | 50000 BTU/Hr |  | 96 | 0.64 | 48 | 46 | Not Applicable | On/Off | No, it does not comply with jurisdictions having 10ng/J NOx Regulations | [6 empty] | 194 | 34.875 | 22.875 | 88.5 | 202 | 573 | [23 empty] | 1 | 72 | 68 | ANSI Z21.10.1-2019/CSA 4.1-2019 | Yes | Yes | Yes | No | Not Applicable | [5 empty] | 40119 | COM GAS DV LT DUTY | 200094480
LG2DV50H503N-SLD-475 | LG2DV50H-S | Bradford White | 671632869640 | Active | The ""-475"" indicates that this SKU was designed to operate in Altitudes between 2,001 feet and 7,000 feet. | [9 empty] | No | Not Applicable | Not Applicable | Commercial Water Heating | Water Heating.Gas | 3 | 1 |  |  |  | 238-51005-00 |  |  |  | 238-36612-00 | [6 empty] | Gas | Natural Gas |  |  |  | Indoor |  | Floor Mounted |  | No | Not Applicable | 150 | Category I |  |  |  |  | No | [7 empty] | 50000 BTU/Hr |  | 96 | 0.64 | 48 | 46 | Not Applicable | On/Off | No, it does not comply with jurisdictions having 10ng/J NOx Regulations | [6 empty] | 194 | 34.875 | 22.875 | 88.5 | 202 | 573 | [23 empty] | 1 | 72 | 68 | ANSI Z21.10.1-2019/CSA 4.1-2019 | Yes | Yes | Yes | No | Not Applicable | [5 empty] | 40119 | COM GAS DV LT DUTY | 200094480
LG2DV50H503X-FLX | LG2DV50H-F | Bradford White | 671632335084 | Active | [10 empty] | No | Not Applicable | Not Applicable | Commercial Water Heating | Water Heating.Gas | 3 | 1 |  |  |  | 238-51005-00 |  |  |  | 238-36612-00 | [6 empty] | Gas | Liquid Propane |  |  |  | Indoor |  | Floor Mounted |  | No | Not Applicable | 150 | Category I |  |  |  |  | No | [7 empty] | 48000 BTU/Hr |  | 96 | 0.64 | 48 | 46 | Not Applicable | On/Off | Not Applicable | [6 empty] | 234 | 34.875 | 22.875 | 88.5 | 243 | 613 | [23 empty] | 1 | 72 | 68 | ANSI Z21.10.1-2019/CSA 4.1-2019 | Yes | Yes | Yes | No | Not Applicable | [5 empty] | 40119 | COM GAS DV LT DUTY | 200094482
LG2DV50H503X-FLX-254 | LG2DV50H-F | Bradford White | 671632823802 | Active | The ""-254"" indicates that this SKU was designed to operate in Altitudes ranging from 0 to 4,500 feet (0-1370 meters), and are certified for Installation in Canada. | [9 empty] | No | Not Applicable | Not Applicable | Commercial Water Heating | Water Heating.Gas | 3 | 1 |  |  |  | 238-51005-00 |  |  |  | 238-36612-00 | [6 empty] | Gas | Liquid Propane |  |  |  | Indoor |  | Floor Mounted |  | No | Not Applicable | 150 | Category I |  |  |  |  | No | [7 empty] | 43200 BTU/Hr |  |  |  | 48 |  | Not Applicable | On/Off | Not Applicable | [6 empty] | 234 | 34.875 | 22.875 | 88.5 | 243 | 630 | [23 empty] | 1 | 72 | 68 | ANSI Z21.10.1-2019/CSA 4.1-2019 | Yes | No | Yes | No | Not Applicable | 238-51023-00 |  |  |  | 238-45656-00 | 40119 | COM GAS DV LT DUTY
LG2DV50H503X-OLY | LG2DV50H-O | Bradford White | 671632796748 | Active | [10 empty] | No | Not Applicable | Not Applicable | Commercial Water Heating | Water Heating.Gas | 3 | 1 |  |  |  | 238-51005-00 |  |  |  | 238-36612-00 | [6 empty] | Gas | Liquid Propane |  |  |  | Indoor |  | Floor Mounted |  | No | Not Applicable | 150 | Category I |  |  |  |  | No | [7 empty] | 48000 BTU/Hr |  | 96 | 0.64 | 48 | 46 | Not Applicable | On/Off | Not Applicable | [6 empty] | 194 | 34.875 | 22.875 | 68.5 | 202 | 573 | [23 empty] | 1 | 72 | 68 | ANSI Z21.10.1-2019/CSA 4.1-2019 | Yes | Yes | Yes | No | Not Applicable | [5 empty] | 40119 | COM GAS DV LT DUTY | 200094482
LG2DV50H503X-OLY-254 | LG2DV50H-O | Bradford White | 671632823819 | Active | The ""-254"" indicates that this SKU was designed to operate in Altitudes ranging from 0 to 4,500 feet (0-1370 meters), and are certified for Installation in Canada. | [9 empty] | No | Not Applicable | Not Applicable | Commercial Water Heating | Water Heating.Gas | 3 | 1 |  |  |  | 238-51005-00 |  |  |  | 238-36612-00 | [6 empty] | Gas | Liquid Propane |  |  |  | Indoor |  | Floor Mounted |  | No | Not Applicable | 150 | Category I |  |  |  |  | No | [7 empty] | 43200 BTU/Hr |  |  |  | 48 |  | Not Applicable | On/Off | Not Applicable | [6 empty] | 234 | 34.875 | 22.875 | 68.5 | 243 | 630 | [23 empty] | 1 | 72 | 68 | ANSI Z21.10.1-2019/CSA 4.1-2019 | Yes | No | Yes | No | Not Applicable | 238-51023-00 |  |  |  | 238-45656-00 | 40119 | COM GAS DV LT DUTY
LG2DV50H503X-SLD | LG2DV50H-S | Bradford White | 671632820672 | Active | [10 empty] | No | Not Applicable | Not Applicable | Commercial Water Heating | Water Heating.Gas | 3 | 1 |  |  |  | 238-51005-00 |  |  |  | 238-36612-00 | [6 empty] | Gas | Liquid Propane |  |  |  | Indoor |  | Floor Mounted |  | No | Not Applicable | 150 | Category I |  |  |  |  | No | [7 empty] | 48000 BTU/Hr |  | 96 | 0.64 | 48 | 46 | Not Applicable | On/Off | Not Applicable | [6 empty] | 194 | 34.875 | 22.875 | 88.5 | 202 | 573 | [23 empty] | 1 | 72 | 68 | ANSI Z21.10.1-2019/CSA 4.1-2019 | Yes | Yes | Yes | No | Not Applicable | [5 empty] | 40119 | COM GAS DV LT DUTY | 200094482
LG2DV50H503X-SLD-475 | LG2DV50H-S | Bradford White | 671632878963 | Active | The ""-475"" indicates that this SKU was designed to operate in Altitudes between 2,001 feet and 7,000 feet. | [9 empty] | No | Not Applicable | Not Applicable | Commercial Water Heating | Water Heating.Gas | 3 | 1 |  |  |  | 238-51005-00 |  |  |  | 238-36612-00 | [6 empty] | Gas | Liquid Propane |  |  |  | Indoor |  | Floor Mounted |  | No | Not Applicable | 150 | Category I |  |  |  |  | No | [7 empty] | 48000 BTU/Hr |  | 96 | 0.64 | 48 | 46 | Not Applicable | On/Off | Not Applicable | [6 empty] | 194 | 34.875 | 22.875 | 88.5 | 202 | 573 | [23 empty] | 1 | 72 | 68 | ANSI Z21.10.1-2019/CSA 4.1-2019 | Yes | Yes | Yes | No | Not Applicable | [5 empty] | 40119 | COM GAS DV LT DUTY | 200094482
LG2DV50H505N-SLD | LG2DV50H-S | Bradford White | 671632825226 | Active | [10 empty] | No | Not Applicable | Not Applicable | Commercial Water Heating | Water Heating.Gas | 5 | 1 |  |  |  | 238-51005-00 |  |  |  | 238-36612-00 | [6 empty] | Gas | Natural Gas |  |  |  | Indoor |  | Floor Mounted |  | No | Not Applicable | 150 | Category I |  |  |  |  | No | [7 empty] | 50000 BTU/Hr |  | 96 | 0.64 | 48 | 46 | Not Applicable | On/Off | No, it does not comply with jurisdictions having 10ng/J NOx Regulations | [6 empty] | 194 | 34.875 | 22.875 | 88.5 | 202 | 573 | [23 empty] | 1 | 72 | 68 | ANSI Z21.10.1-2019/CSA 4.1-2019 | Yes | Yes | Yes | No | Not Applicable | [5 empty] | 40119 | COM GAS DV LT DUTY | 200094480
LG2DV50H505X-SLD | LG2DV50H-S | Bradford White | 671632825240 | Active | [10 empty] | No | Not Applicable | Not Applicable | Commercial Water Heating | Water Heating.Gas | 5 | 1 |  |  |  | 238-51005-00 |  |  |  | 238-36612-00 | [6 empty] | Gas | Liquid Propane |  |  |  | Indoor |  | Floor Mounted |  | No | Not Applicable | 150 | Category I |  |  |  |  | No | [7 empty] | 48000 BTU/Hr |  | 96 | 0.64 | 48 | 46 | Not Applicable | On/Off | Not Applicable | [6 empty] | 194 | 34.875 | 22.875 | 88.5 | 202 | 573 | [23 empty] | 1 | 72 | 68 | ANSI Z21.10.1-2019/CSA 4.1-2019 | Yes | Yes | Yes | No | Not Applicable | [5 empty] | 40119 | COM GAS DV LT DUTY | 200094482
LG2PDV50H603N | LG2PDV50H | Bradford White | 671632796700 | Active | [10 empty] | No | Not Applicable | Not Applicable | Commercial Water Heating | Water Heating.Gas | 3 | 1 |  |  |  | 238-51006-00 |  |  |  | 238-36612-00 | [6 empty] | Gas | Natural Gas |  |  |  | Indoor |  | Floor Mounted |  | No | Not Applicable | 150 | Category I | 3 | 3 | 0.5 | 0.75 | No | [7 empty] | 60000 BTU/Hr |  | 103 | 0.68 | 48 | 46 | Not Applicable | On/Off | No, it does not comply with jurisdictions having 10ng/J NOx Regulations | [6 empty] | 202 | 31.125 | 22.625 | 71 | 210 | 581 | 22 | 59.1875 | 31.6875 | 67.3125 |  |  | 58 |  |  | 11 | 0.75 | 52.25 | 15.75 | 9.375 | 52.25 | [8 empty] | 1 | 80 | 76 | ANSI Z21.10.1-2019/CSA 4.1-2019 | Yes | Yes | Yes | No | Not Applicable | [5 empty] | 40120 | COM GAS PDV LT DUTY | 200094456
LG2PDV50H603N-254 | LG2PDV50H | Bradford White | 671632823826 | Active | The ""-254"" indicates that this SKU was designed to operate in Altitudes ranging from 0 to 4,500 feet (0-1370 meters), and are certified for Installation in Canada. | [9 empty] | No | Not Applicable | Not Applicable | Commercial Water Heating | Water Heating.Gas | 3 | 1 |  |  |  | 238-51006-00 |  |  |  | 238-36612-00 |  | 238-48875-00 |  |  |  |  | Gas | Natural Gas |  |  |  | Indoor |  | Floor Mounted |  | No | Not Applicable | 150 | Category I | 3 | 3 | 0.5 | 0.75 | No | [7 empty] | 54000 BTU/Hr |  |  |  | 48 |  | Not Applicable | On/Off | No, it does not comply with jurisdictions having 10ng/J NOx Regulations | [6 empty] | 204 | 31.125 | 22.625 | 71 | 212 | 600 | 22 | 59.1875 | 31.6875 | 67.3125 |  |  | 58 |  |  | 11 | 0.75 | 52.25 | 15.75 | 9.375 | 52.25 | [8 empty] | 1 | 80 | 76 | ANSI Z21.10.1-2019/CSA 4.1-2019 | Yes | No | Yes | No | Not Applicable | 238-51024-00 |  |  |  | 238-45656-00 | 40120 | COM GAS PDV LT DUTY
LG2PDV50H603N-457 | LG2PDV50H | Bradford White | 671632144280 | Active | The -457 indicates that this SKU was designed and certified for Installation in Canada. | [9 empty] | No | Not Applicable | Not Applicable | Commercial Water Heating | Water Heating.Gas | 3 | 1 |  |  |  | 238-51006-00 |  |  |  | 238-36612-00 |  | 238-48875-00 |  |  |  |  | Gas | Natural Gas |  |  |  | Indoor |  | Floor Mounted |  | No | Not Applicable | 150 | Category I | 3 | 3 | 0.5 | 0.75 | No | [7 empty] | 60000 BTU/Hr |  |  |  | 48 |  | Not Applicable | On/Off | No, it does not comply with jurisdictions having 10ng/J NOx Regulations | [6 empty] | 204 | 31.125 | 22.625 | 71 | 212 | 600 | 22 | 59.1875 | 31.6875 | 67.3125 |  |  | 58 |  |  | 11 | 0.75 | 52.25 | 15.75 | 9.375 | 52.25 | [8 empty] | 1 | 80 | 76 | ANSI Z21.10.1-2019/CSA 4.1-2019 | Yes | No | Yes | No | Not Applicable | 238-51024-00 |  |  |  | 238-45656-00 | 40120 | COM GAS PDV LT DUTY
LG2PDV50H603N-475 | LG2PDV50H | Bradford White | 671632820542 | Active | The ""-475"" indicates that this SKU was designed to operate in Altitudes between 2,001 feet and 7,000 feet. | [9 empty] | No | Not Applicable | Not Applicable | Commercial Water Heating | Water Heating.Gas | 3 | 1 |  |  |  | 238-51006-00 |  |  |  | 238-36612-00 | [6 empty] | Gas | Natural Gas |  |  |  | Indoor |  | Floor Mounted |  | No | Not Applicable | 150 | Category I | 3 | 3 | 0.5 | 0.75 | No | [7 empty] | 60000 BTU/Hr |  | 103 | 0.68 | 48 | 46 | Not Applicable | On/Off | No, it does not comply with jurisdictions having 10ng/J NOx Regulations | [6 empty] | 202 | 31.125 | 22.625 | 71 | 210 | 581 | 22 | 59.1875 | 31.6875 | 67.3125 |  |  | 58 |  |  | 11 | 0.75 | 52.25 | 15.75 | 9.375 | 52.25 | [8 empty] | 1 | 80 | 76 | ANSI Z21.10.1-2019/CSA 4.1-2019 | Yes | Yes | Yes | No | Not Applicable | [5 empty] | 40120 | COM GAS PDV LT DUTY | 200094456
LG2PDV50H603X | LG2PDV50H | Bradford White | 671632796717 | Active | [10 empty] | No | Not Applicable | Not Applicable | Commercial Water Heating | Water Heating.Gas | 3 | 1 |  |  |  | 238-51006-00 |  |  |  | 238-36612-00 | [6 empty] | Gas | Liquid Propane |  |  |  | Indoor |  | Floor Mounted |  | No | Not Applicable | 150 | Category I | 3 | 3 | 0.5 | 0.75 | No | [7 empty] | 60000 BTU/Hr |  | 103 | 0.68 | 48 | 46 | Not Applicable | On/Off | Not Applicable | [6 empty] | 202 | 31.125 | 22.625 | 71 | 210 | 581 | 22 | 59.1875 | 31.6875 | 67.3125 |  |  | 58 |  |  | 11 | 0.75 | 52.25 | 15.75 | 9.375 | 52.25 | [8 empty] | 1 | 80 | 76 | ANSI Z21.10.1-2019/CSA 4.1-2019 | Yes | Yes | Yes | No | Not Applicable | [5 empty] | 40120 | COM GAS PDV LT DUTY | 200094458
LG2PDV50H603X-254 | LG2PDV50H | Bradford White | 671632823833 | Active | The ""-254"" indicates that this SKU was designed to operate in Altitudes ranging from 0 to 4,500 feet (0-1370 meters), and are certified for Installation in Canada. | [9 empty] | No | Not Applicable | Not Applicable | Commercial Water Heating | Water Heating.Gas | 3 | 1 |  |  |  | 238-51006-00 |  |  |  | 238-36612-00 |  | 238-48875-00 |  |  |  |  | Gas | Liquid Propane |  |  |  | Indoor |  | Floor Mounted |  | No | Not Applicable | 150 | Category I | 3 | 3 | 0.5 | 0.75 | No | [7 empty] | 54000 BTU/Hr |  |  |  | 48 |  | Not Applicable | On/Off | Not Applicable | [6 empty] | 204 | 31.125 | 22.625 | 71 | 212 | 600 | 22 | 59.1875 | 31.6875 | 67.3125 |  |  | 58 |  |  | 11 | 0.75 | 52.25 | 15.75 | 9.375 | 52.25 | [8 empty] | 1 | 80 | 76 | ANSI Z21.10.1-2019/CSA 4.1-2019 | Yes | No | Yes | No | Not Applicable | 238-51024-00 |  |  |  | 238-45656-00 | 40120 | COM GAS PDV LT DUTY
LG2PDV50H603X-457 | LG2PDV50H | Bradford White | 671632996032 | Active | The -457 indicates that this SKU was designed and certified for Installation in Canada. | [9 empty] | No | Not Applicable | Not Applicable | Commercial Water Heating | Water Heating.Gas | 3 | 1 |  |  |  | 238-51006-00 |  |  |  | 238-36612-00 |  | 238-48875-00 |  |  |  |  | Gas | Liquid Propane |  |  |  | Indoor |  | Floor Mounted |  | No | Not Applicable | 150 | Category I | 3 | 3 | 0.5 | 0.75 | No | [7 empty] | 60000 BTU/Hr |  |  |  | 48 |  | Not Applicable | On/Off | Not Applicable | [6 empty] | 204 | 31.125 | 22.625 | 71 | 212 | 600 | 22 | 59.1875 | 31.6875 | 67.3125 |  |  | 58 |  |  | 11 | 0.75 | 52.25 | 15.75 | 9.375 | 52.25 | [8 empty] | 1 | 80 | 76 | ANSI Z21.10.1-2019/CSA 4.1-2019 | Yes | No | Yes | No | Not Applicable | 238-51024-00 |  |  |  | 238-45656-00 | 40120 | COM GAS PDV LT DUTY
LG2PDV50H603X-475 | LG2PDV50H | Bradford White | 671632863839 | Active | The ""-475"" indicates that this SKU was designed to operate in Altitudes between 2,001 feet and 7,000 feet. | [9 empty] | No | Not Applicable | Not Applicable | Commercial Water Heating | Water Heating.Gas | 3 | 1 |  |  |  | 238-51006-00 |  |  |  | 238-36612-00 | [6 empty] | Gas | Liquid Propane |  |  |  | Indoor |  | Floor Mounted |  | No | Not Applicable | 150 | Category I | 3 | 3 | 0.5 | 0.75 | No | [7 empty] | 60000 BTU/Hr |  | 103 | 0.68 | 48 | 46 | Not Applicable | On/Off | Not Applicable | [6 empty] | 202 | 31.125 | 22.625 | 71 | 210 | 581 | 22 | 59.1875 | 31.6875 | 67.3125 |  |  | 58 |  |  | 11 | 0.75 | 52.25 | 15.75 | 9.375 | 52.25 | [8 empty] | 1 | 80 | 76 | ANSI Z21.10.1-2019/CSA 4.1-2019 | Yes | Yes | Yes | No | Not Applicable | [5 empty] | 40120 | COM GAS PDV LT DUTY | 200094458
LG2PDV50H605N | LG2PDV50H | Bradford White | 671632839612 | Active | [10 empty] | No | Not Applicable | Not Applicable | Commercial Water Heating | Water Heating.Gas | 5 | 1 |  |  |  | 238-51006-00 |  |  |  | 238-36612-00 | [6 empty] | Gas | Natural Gas |  |  |  | Indoor |  | Floor Mounted |  | No | Not Applicable | 150 | Category I | 3 | 3 | 0.5 | 0.75 | No | [7 empty] | 60000 BTU/Hr |  |  |  | 48 |  | Not Applicable | On/Off | No, it does not comply with jurisdictions having 10ng/J NOx Regulations | [6 empty] | 202 | 31.125 | 22.625 | 71 | 210 | 598 | 22 | 59.1875 | 31.6875 | 67.3125 |  |  | 58 |  |  | 11 | 0.75 | 52.25 | 15.75 | 9.375 | 52.25 | [8 empty] | 1 | 80 | 76 | ANSI Z21.10.1-2019/CSA 4.1-2019 | Yes | Yes | Yes | No | Not Applicable | [5 empty] | 40120 | COM GAS PDV LT DUTY | 200094456
LG2PDV50H605X | LG2PDV50H | Bradford White | 671632334476 | Active | [10 empty] | No | Not Applicable | Not Applicable | Commercial Water Heating | Water Heating.Gas | 5 | 1 |  |  |  | 238-51006-00 |  |  |  | 238-36612-00 | [6 empty] | Gas | Liquid Propane |  |  |  | Indoor |  | Floor Mounted |  | No | Not Applicable | 150 | Category I | 3 | 3 | 0.5 | 0.75 | No | [7 empty] | 60000 BTU/Hr |  | 103 | 0.68 | 48 | 46 | Not Applicable | On/Off | Not Applicable | [6 empty] | 202 | 31.125 | 22.625 | 71 | 210 | 581 | 22 | 59.1875 | 31.6875 | 67.3125 |  |  | 58 |  |  | 11 | 0.75 | 52.25 | 15.75 | 9.375 | 52.25 | [8 empty] | 1 | 80 | 76 | ANSI Z21.10.1-2019/CSA 4.1-2019 | Yes | Yes | Yes | No | Not Applicable | [5 empty] | 40120 | COM GAS PDV LT DUTY | 200094458
LG2PDV75H803N | LG2PDV75H | Bradford White | 671632809561 | Active | [10 empty] | No | Not Applicable | Not Applicable | Commercial Water Heating | Water Heating.Gas | 3 | 1 |  |  |  | 238-51370-00 |  |  |  | 238-36612-00 | [6 empty] | Gas | Natural Gas |  |  |  | Indoor |  | Floor Mounted |  | No | Not Applicable | 150 | Category I | 3 | 3 | 0.5 | 0.75 | No | [7 empty] | 80000 BTU/Hr |  | 134 | 0.69 | 75 | 72 | Not Applicable | On/Off | No, it does not comply with jurisdictions having 14ng/J NOx Regulations | [6 empty] | 275 | 33.25 | 26.625 | 70.9375 | 286 | 869 | 26 | 59.5625 | 36.0625 | 67.6875 |  |  | 77 |  |  | 11 | 0.75 | 51.875 | 16.625 | 9.375 | 51.875 | [8 empty] | 1 | 54 | 51 | ANSI Z21.10.3-2019/CSA 4.3-2019 | Yes | Yes | Yes | No | Not Applicable | [5 empty] | 40120 | COM GAS PDV LT DUTY | 200094606
LG2PDV75H803N-254 | LG2PDV75H | Bradford White | 671632824540 | Active | The ""-254"" indicates that this SKU was designed to operate in Altitudes ranging from 0 to 4,500 feet (0-1370 meters), and are certified for Installation in Canada. | [9 empty] | No | Not Applicable | Not Applicable | Commercial Water Heating | Water Heating.Gas | 3 | 1 |  |  |  | 238-51370-00 |  |  |  | 238-36612-00 |  | 238-48875-00 |  |  |  |  | Gas | Natural Gas |  |  |  | Indoor |  | Floor Mounted |  | No | Not Applicable | 150 | Category I | 3 | 3 | 0.5 | 0.75 | No | [7 empty] | 72000 BTU/Hr |  | 134 | 0.69 | 75 | 72 | Not Applicable | On/Off | No, it does not comply with jurisdictions having 10ng/J NOx Regulations | [6 empty] | 291 | 33.25 | 26.625 | 70.9375 | 303 | 885 | 26 | 59.5625 | 36.0625 | 67.6875 |  |  | 77 |  |  | 11 | 0.75 | 51.875 | 16.625 | 9.375 | 51.875 | [8 empty] | 1 | 54 | 51 | ANSI Z21.10.1-2019/CSA 4.1-2019 | Yes | No | Yes | No | Not Applicable | 238-51852-00 |  |  |  | 238-45656-00 | 40120 | COM GAS PDV LT DUTY
LG2PDV75H803N-457 | LG2PDV75H | Bradford White | 671632145768 | Active | The -457 indicates that this SKU was designed and certified for Installation in Canada. | [9 empty] | No | Not Applicable | Not Applicable | Commercial Water Heating | Water Heating.Gas | 3 | 1 |  |  |  | 238-51370-00 |  |  |  | 238-36612-00 |  | 238-48875-00 |  |  |  |  | Gas | Natural Gas |  |  |  | Indoor |  | Floor Mounted |  | No | Not Applicable | 150 | Category I | 3 | 3 | 0.5 | 0.75 | No | [7 empty] | 80000 BTU/Hr |  | 134 | 0.69 | 75 | 72 | Not Applicable | On/Off | No, it does not comply with jurisdictions having 14ng/J NOx Regulations | [6 empty] | 291 | 33.25 | 26.625 | 70.9375 | 303 | 885 | 26 | 59.5625 | 36.0625 | 67.6875 |  |  | 77 |  |  | 11 | 0.75 | 51.875 | 16.625 | 9.375 | 51.875 | [8 empty] | 1 | 54 | 51 | ANSI Z21.10.3-2019/CSA 4.3-2019 | Yes | No | Yes | No | Not Applicable | 238-51852-00 |  |  |  | 238-45656-00 | 40120 | COM GAS PDV LT DUTY
LG2PDV75H803N-475 | LG2PDV75H | Bradford White | 671632814459 | Active | The ""-475"" indicates that this SKU was designed to operate in Altitudes between 2,001 feet and 7,000 feet. | [9 empty] | No | Not Applicable | Not Applicable | Commercial Water Heating | Water Heating.Gas | 3 | 1 |  |  |  | 238-51370-00 |  |  |  | 238-36612-00 | [6 empty] | Gas | Natural Gas |  |  |  | Indoor |  | Floor Mounted |  | No | Not Applicable | 150 | Category I | 3 | 3 | 0.5 | 0.75 | No | [7 empty] | 80000 BTU/Hr |  | 134 | 0.69 | 75 | 72 | Not Applicable | On/Off | No, it does not comply with jurisdictions having 14ng/J NOx Regulations | [6 empty] | 275 | 33.25 | 26.625 | 70.9375 | 286 | 869 | 26 | 59.5625 | 36.0625 | 67.6875 |  |  | 77 |  |  | 11 | 0.75 | 51.875 | 16.625 | 9.375 | 51.875 | [8 empty] | 1 | 54 | 51 | ANSI Z21.10.3-2019/CSA 4.3-2019 | Yes | Yes | Yes | No | Not Applicable | [5 empty] | 40120 | COM GAS PDV LT DUTY | 200094606
LG2PDV75H803X | LG2PDV75H | Bradford White | 671632813995 | Active | [10 empty] | No | Not Applicable | Not Applicable | Commercial Water Heating | Water Heating.Gas | 3 | 1 |  |  |  | 238-51370-00 |  |  |  | 238-36612-00 | [6 empty] | Gas | Liquid Propane |  |  |  | Indoor |  | Floor Mounted |  | No | Not Applicable | 150 | Category I | 3 | 3 | 0.5 | 0.75 | No | [7 empty] | 78000 BTU/Hr |  | 134 | 0.69 | 75 | 72 | Not Applicable | On/Off | Not Applicable | [6 empty] | 275 | 33.25 | 26.625 | 70.9375 | 286 | 869 | 26 | 59.5625 | 36.0625 | 67.6875 |  |  | 77 |  |  | 11 | 0.75 | 51.875 | 16.625 | 9.375 | 51.875 | [8 empty] | 1 | 54 | 51 | ANSI Z21.10.3-2019/CSA 4.3-2019 | Yes | Yes | Yes | No | Not Applicable | [5 empty] | 40120 | COM GAS PDV LT DUTY | 200094608
LG2PDV75H803X-254 | LG2PDV75H | Bradford White | 671632824588 | Active | The ""-254"" indicates that this SKU was designed to operate in Altitudes ranging from 0 to 4,500 feet (0-1370 meters), and are certified for Installation in Canada. | [9 empty] | No | Not Applicable | Not Applicable | Commercial Water Heating | Water Heating.Gas | 3 | 1 |  |  |  | 238-51370-00 |  |  |  | 238-36612-00 |  | 238-48875-00 |  |  |  |  | Gas | Liquid Propane |  |  |  | Indoor |  | Floor Mounted |  | No | Not Applicable | 150 | Category I | 3 | 3 | 0.5 | 0.75 | No | [7 empty] | 70200 BTU/Hr |  | 134 | 0.69 | 75 | 72 | Not Applicable | On/Off | Not Applicable | [6 empty] | 291 | 33.25 | 26.625 | 70.9375 | 303 | 885 | 26 | 59.5625 | 36.0625 | 67.6875 |  |  | 77 |  |  | 11 | 0.75 | 51.875 | 16.625 | 9.375 | 51.875 | [8 empty] | 1 | 54 | 51 | ANSI Z21.10.1-2019/CSA 4.1-2019 | Yes | No | Yes | No | Not Applicable | 238-51852-00 |  |  |  | 238-45656-00 | 40120 | COM GAS PDV LT DUTY
LG2PDV75H803X-457 | LG2PDV75H | Bradford White | 671632145522 | Active | The -457 indicates that this SKU was designed and certified for Installation in Canada. | [9 empty] | No | Not Applicable | Not Applicable | Commercial Water Heating | Water Heating.Gas | 3 | 1 |  |  |  | 238-51370-00 |  |  |  | 238-36612-00 |  | 238-48875-00 |  |  |  |  | Gas | Liquid Propane |  |  |  | Indoor |  | Floor Mounted |  | No | Not Applicable | 150 | Category I | 3 | 3 | 0.5 | 0.75 | No | [7 empty] | 78000 BTU/Hr |  | 134 | 0.69 | 75 | 72 | Not Applicable | On/Off | Not Applicable | [6 empty] | 291 | 33.25 | 26.625 | 70.9375 | 303 | 885 | 26 | 59.5625 | 36.0625 | 67.6875 |  |  | 77 |  |  | 11 | 0.75 | 51.875 | 16.625 | 9.375 | 51.875 | [8 empty] | 1 | 54 | 51 | ANSI Z21.10.3-2019/CSA 4.3-2019 | Yes | No | Yes | No | Not Applicable | 238-51852-00 |  |  |  | 238-45656-00 | 40120 | COM GAS PDV LT DUTY
LG2PDV75H803X-475 | LG2PDV75H | Bradford White | 671632874682 | Active | The ""-475"" indicates that this SKU was designed to operate in Altitudes between 2,001 feet and 7,000 feet. | [9 empty] | No | Not Applicable | Not Applicable | Commercial Water Heating | Water Heating.Gas | 3 | 1 |  |  |  | 238-51370-00 |  |  |  | 238-36612-00 | [6 empty] | Gas | Liquid Propane |  |  |  | Indoor |  | Floor Mounted |  | No | Not Applicable | 150 | Category I | 3 | 3 | 0.5 | 0.75 | No | [7 empty] | 78000 BTU/Hr |  | 134 | 0.69 | 75 | 72 | Not Applicable | On/Off | Not Applicable | [6 empty] | 275 | 33.25 | 26.625 | 70.9375 | 286 | 869 | 26 | 59.5625 | 36.0625 | 67.6875 |  |  | 77 |  |  | 11 | 0.75 | 51.875 | 16.625 | 9.375 | 51.875 | [8 empty] | 1 | 54 | 51 | ANSI Z21.10.3-2019/CSA 4.3-2019 | Yes | Yes | Yes | No | Not Applicable | [5 empty] | 40120 | COM GAS PDV LT DUTY | 200094608
LG2PDV75H805N | LG2PDV75H | Bradford White | 671632846832 | Active | [10 empty] | No | Not Applicable | Not Applicable | Commercial Water Heating | Water Heating.Gas | 5 | 1 |  |  |  | 238-51370-00 |  |  |  | 238-36612-00 | [6 empty] | Gas | Natural Gas |  |  |  | Indoor |  | Floor Mounted |  | No | Not Applicable | 150 | Category I | 3 | 3 | 0.5 | 0.75 | No | [7 empty] | 80000 BTU/Hr |  | 134 | 0.69 | 75 | 72 | Not Applicable | On/Off | No, it does not comply with jurisdictions having 14ng/J NOx Regulations | [6 empty] | 275 | 33.25 | 26.625 | 70.9375 | 286 | 869 | 26 | 59.5625 | 36.0625 | 67.6875 |  |  | 77 |  |  | 11 | 0.75 | 51.875 | 16.625 | 9.375 | 51.875 | [8 empty] | 1 | 54 | 51 | ANSI Z21.10.3-2019/CSA 4.3-2019 | Yes | Yes | Yes | No | Not Applicable | [5 empty] | 40120 | COM GAS PDV LT DUTY | 200094606
LG2PDV75H805N-475 | LG2PDV75H | Bradford White | 671632335022 | Active | The ""-475"" indicates that this SKU was designed to operate in Altitudes between 2,001 feet and 7,000 feet. | [9 empty] | No | Not Applicable | Not Applicable | Commercial Water Heating | Water Heating.Gas | 5 | 1 |  |  |  | 238-51370-00 |  |  |  | 238-36612-00 | [6 empty] | Gas | Natural Gas |  |  |  | Indoor |  | Floor Mounted |  | No | Not Applicable | 150 | Category I | 3 | 3 | 0.5 | 0.75 | No | [7 empty] | 80000 BTU/Hr |  | 134 | 0.69 | 75 | 72 | Not Applicable | On/Off | No, it does not comply with jurisdictions having 14ng/J NOx Regulations | [6 empty] | 275 | 33.25 | 26.625 | 70.9375 | 286 | 869 | 26 | 59.5625 | 36.0625 | 67.6875 |  |  | 77 |  |  | 11 | 0.75 | 51.875 | 16.625 | 9.375 | 51.875 | [8 empty] | 1 | 54 | 51 | ANSI Z21.10.3-2019/CSA 4.3-2019 | Yes | Yes | Yes | No | Not Applicable | [5 empty] | 40120 | COM GAS PDV LT DUTY | 200094606
LG2PDV75H805X | LG2PDV75H | Bradford White | 671632124183 | Active | [10 empty] | No | Not Applicable | Not Applicable | Commercial Water Heating | Water Heating.Gas | 5 | 1 |  |  |  | 238-51370-00 |  |  |  | 238-36612-00 | [6 empty] | Gas | Liquid Propane |  |  |  | Indoor |  | Floor Mounted |  | No | Not Applicable | 150 | Category I | 3 | 3 | 0.5 | 0.75 | No | [7 empty] | 78000 BTU/Hr |  | 134 | 0.69 | 75 | 72 | Not Applicable | On/Off | Not Applicable | [6 empty] | 275 | 33.25 | 26.625 | 70.9375 | 286 | 869 | 26 | 59.5625 | 36.0625 | 67.6875 |  |  | 77 |  |  | 11 | 0.75 | 51.875 | 16.625 | 9.375 | 51.875 | [8 empty] | 1 | 54 | 51 | ANSI Z21.10.3-2019/CSA 4.3-2019 | Yes | Yes | Yes | No | Not Applicable | [5 empty] | 40120 | COM GAS PDV LT DUTY | 200094608
LG2PV50H653N | LG2PV50H | Bradford White | 671632796649 | Phase Out | [10 empty] | No | Not Applicable |  | Commercial Water Heating | Water Heating.Gas | 3 | 1 |  |  |  | 238-51000-00 |  |  |  | 238-36612-00 | [6 empty] | Gas | Natural Gas |  |  |  | Indoor |  | Floor Mounted |  | No | Not Applicable | 150 | Category III | 6 |  | 0.5 | 0.75 | No | [7 empty] | 65000 BTU/Hr |  | 116 | 0.68 | 48 | 46 | Not Applicable | On/Off | No, it does not comply with jurisdictions having 10ng/J NOx Regulations | [6 empty] | 185 | 27.625 | 22.75 | 67.75 | 192 | 564 | 22 | 56.625 | 28.3125 | 64.75 |  |  | 63 |  |  | 11 |  |  |  | 11.0625 | 49.6875 | [8 empty] | 1 | 92 | 88 | ANSI Z21.10.1-2019/CSA 4.1-2019 | Yes | No | Yes | No | Not Applicable
LG2PV50H653N19 | LG2PV50H | Bradford White | 671632562428 | Active | [10 empty] | No | Not Applicable | Not Applicable | Commercial Water Heating | Water Heating.Gas | 3 | 1 |  |  |  | 238-53987-00 |  |  |  | 238-36612-00 | [6 empty] | Gas | Natural Gas |  |  |  | Indoor |  | Floor Mounted |  | No | Not Applicable | 150 | Category III | 6 |  | 0.5 | 0.75 | No | [7 empty] | 65000 BTU/Hr |  | 116 | 0.68 | 48 | 46 | Not Applicable | On/Off | No, it does not comply with jurisdictions having 10ng/J NOx Regulations | [6 empty] | 185 | 27.625 | 22.75 | 67.75 | 192 | 564 | 22 | 56.625 | 28.3125 | 64.75 |  |  | 63 |  |  | 11 |  |  |  | 11.0625 | 49.6875 | [8 empty] | 1 | 92 | 88 | ANSI Z21.10.1-2019/CSA 4.1-2019 | Yes | Yes | Yes | No | Not Applicable | [5 empty] | 40124 | COM GAS PV LT DUTY | 208157148
LG2PV50H653N19-264 | LG2PV50H | Bradford White | 671632652082 | Active | The ""-264"" indicates that this SKU comes with an Aluminum Anode Rod. | [9 empty] | No | Not Applicable | Not Applicable | Commercial Water Heating | Water Heating.Gas | 3 | 1 |  |  |  | 238-53987-00 |  |  |  | 238-36612-00 | [6 empty] | Gas | Natural Gas |  |  |  | Indoor |  | Floor Mounted |  | No | Not Applicable | 150 | Category III | 6 |  | 0.5 | 0.75 | No | [7 empty] | 60000 BTU/Hr |  | 116 | 0.68 | 48 | 46 | Not Applicable | On/Off | No, it does not comply with jurisdictions having 10ng/J NOx Regulations | [6 empty] | 185 | 27.625 | 22.75 | 67.75 | 192 | 564 | 22 | 56.625 | 28.3125 | 64.75 |  |  | 63 |  |  | 11 |  |  |  | 11.0625 | 49.6875 | [8 empty] | 1 | 92 | 88 | ANSI Z21.10.1-2019/CSA 4.1-2019 | Yes | Yes | Yes | No | Not Applicable | [5 empty] | 40124 | COM GAS PV LT DUTY | 208157148
LG2PV50H653N19-457 | LG2PV50H | Bradford White | 671632562671 | Active | The -457 indicates that this SKU was designed and certified for Installation in Canada. | [9 empty] | No | Not Applicable | Not Applicable | Commercial Water Heating | Water Heating.Gas | 3 | 1 |  |  |  | 238-54329-00 |  |  |  | 238-36612-00 |  | 238-48875-00 |  |  |  |  | Gas | Natural Gas |  |  |  | Indoor |  | Floor Mounted |  | No | Not Applicable | 150 | Category III | 6 |  | 0.5 | 0.75 | No | [7 empty] | 65000 BTU/Hr |  |  |  | 48 |  | Not Applicable | On/Off | No, it does not comply with jurisdictions having 10ng/J NOx Regulations | [6 empty] | 187 | 27.625 | 22.75 | 67.75 | 194 | 583 | 22 | 56.625 | 28.3125 | 64.75 |  |  | 63 |  |  | 11 |  |  |  | 11.0625 | 49.6875 | [8 empty] | 1 | 92 | 88 | ANSI Z21.10.1-2019/CSA 4.1-2019 | Yes | No | Yes | No | Not Applicable |  |  |  |  | 238-45656-00 | 40124 | COM GAS PV LT DUTY
LG2PV50H653X19 | LG2PV50H | Bradford White | 671632562527 | Active | [10 empty] | No | Not Applicable | Not Applicable | Commercial Water Heating | Water Heating.Gas | 3 | 1 |  |  |  | 238-53987-00 |  |  |  | 238-36612-00 | [6 empty] | Gas | Liquid Propane |  |  |  | Indoor |  | Floor Mounted |  | No | Not Applicable | 150 | Category III | 6 |  | 0.5 | 0.75 | No | [7 empty] | 58000 BTU/Hr |  | 116 | 0.68 | 48 | 46 | Not Applicable | On/Off | Not Applicable | [6 empty] | 185 | 27.625 | 22.75 | 67.75 | 192 | 564 | 22 | 56.625 | 28.3125 | 64.75 |  |  | 63 |  |  | 11 |  |  |  | 11.0625 | 49.6875 | [8 empty] | 1 | 92 | 88 | ANSI Z21.10.1-2019/CSA 4.1-2019 | Yes | Yes | Yes | No | Not Applicable | [5 empty] | 40124 | COM GAS PV LT DUTY | 208157150
LG2PV50H653X19-457 | LG2PV50H | Bradford White | 671632562688 | Active | The -457 indicates that this SKU was designed and certified for Installation in Canada. | [9 empty] | No | Not Applicable | Not Applicable | Commercial Water Heating | Water Heating.Gas | 3 | 1 |  |  |  | 238-54329-00 |  |  |  | 238-36612-00 |  | 238-48875-00 |  |  |  |  | Gas | Liquid Propane |  |  |  | Indoor |  | Floor Mounted |  | No | Not Applicable | 150 | Category III | 6 |  | 0.5 | 0.75 | No | [7 empty] | 58000 BTU/Hr |  |  |  | 48 |  | Not Applicable | On/Off | Not Applicable | [6 empty] | 187 | 27.625 | 22.75 | 67.75 | 194 | 583 | 22 | 56.625 | 28.3125 | 64.75 |  |  | 63 |  |  | 11 |  |  |  | 11.0625 | 49.6875 | [8 empty] | 1 | 92 | 88 | ANSI Z21.10.1-2019/CSA 4.1-2019 | Yes | No | Yes | No | Not Applicable |  |  |  |  | 238-45656-00 | 40124 | COM GAS PV LT DUTY
LG2PV50H655N19 | LG2PV50H | Bradford White | 671632562701 | Active | [10 empty] | No | Not Applicable | Not Applicable | Commercial Water Heating | Water Heating.Gas | 5 | 1 |  |  |  | 238-53987-00 |  |  |  | 238-36612-00 | [6 empty] | Gas | Natural Gas |  |  |  | Indoor |  | Floor Mounted |  | No | Not Applicable | 150 | Category III | 6 |  | 0.5 | 0.75 | No | [7 empty] | 65000 BTU/Hr |  | 116 | 0.68 | 48 | 46 | Not Applicable | On/Off | No, it does not comply with jurisdictions having 10ng/J NOx Regulations | [6 empty] | 185 | 27.625 | 22.75 | 67.75 | 192 | 564 | 22 | 56.625 | 28.3125 | 64.75 |  |  | 63 |  |  | 11 |  |  |  | 11.0625 | 49.6875 | [8 empty] | 1 | 92 | 88 | ANSI Z21.10.1-2019/CSA 4.1-2019 | Yes | Yes | Yes | No | Not Applicable | [5 empty] | 40124 | COM GAS PV LT DUTY | 208157148
LG2PV75H763N19 | LG2PV75H | Bradford White | 671632562725 | Active | [10 empty] | No | Not Applicable | Not Applicable | Commercial Water Heating | Water Heating.Gas | 3 | 1 |  |  |  | 238-53988-00 |  |  |  | 238-36612-00 | [6 empty] | Gas | Natural Gas |  |  |  | Indoor |  | Floor Mounted |  | No | Not Applicable | 150 | Category III | 4 |  | 0.5 | 0.75 | No | [7 empty] | 76000 BTU/Hr |  | 121 | 0.69 | 75 | 72 | Not Applicable | On/Off | No, it does not comply with jurisdictions having 14ng/J NOx Regulations | [6 empty] | 277 | 30.125 | 26.875 | 70.25 | 288 | 871 | 26 | 59.5625 | 32.3125 | 67.6875 |  |  | 74 |  |  | 11 |  |  |  | 9.375 | 57.875 | [8 empty] | 1 | 60 | 60 | ANSI Z21.10.3-2019/CSA 4.3-2019 | Yes | Yes | Yes | No | Not Applicable | [5 empty] | 40124 | COM GAS PV LT DUTY | 208157066
LG2PV75H763N19-457 | LG2PV75H | Bradford White | 671632562077 | Active | The -457 indicates that this SKU was designed and certified for Installation in Canada. | [9 empty] | No | Not Applicable | Not Applicable | Commercial Water Heating | Water Heating.Gas | 3 | 1 |  |  |  | 238-54327-00 |  |  |  | 238-36612-00 |  | 238-48875-00 |  |  |  |  | Gas | Natural Gas |  |  |  | Indoor |  | Floor Mounted |  | No | Not Applicable | 150 | Category III | 4 |  | 0.5 | 0.75 | No | [7 empty] | 76000 BTU/Hr |  | 121 | 0.69 | 75 | 72 | Not Applicable | On/Off | No, it does not comply with jurisdictions having 14ng/J NOx Regulations | [6 empty] | 260 | 30.125 | 26.875 | 70.25 | 270 | 854 | 26 | 59.5625 | 32.3125 | 67.6875 |  |  | 74 |  |  | 11 |  |  |  | 9.375 | 57.875 | [8 empty] | 1 | 60 | 60 | ANSI Z21.10.3-2019/CSA 4.3-2019 | Yes | No | Yes | No | Not Applicable |  |  |  |  | 238-45656-00 | 40124 | COM GAS PV LT DUTY
LG2PV75H763X19 | LG2PV75H | Bradford White | 671632561964 | Active | [10 empty] | No | Not Applicable | Not Applicable | Commercial Water Heating | Water Heating.Gas | 3 | 1 |  |  |  | 238-53988-00 |  |  |  | 238-36612-00 | [6 empty] | Gas | Liquid Propane |  |  |  | Indoor |  | Floor Mounted |  | No | Not Applicable | 150 | Category III | 4 |  | 0.5 | 0.75 | No | [7 empty] | 75500 BTU/Hr |  | 121 | 0.69 | 75 | 72 | Not Applicable | On/Off | Not Applicable | [6 empty] | 278 | 30.125 | 26.875 | 70.25 | 289 | 872 | 26 | 59.5625 | 32.3125 | 67.6875 |  |  | 74 |  |  | 11 |  |  |  | 9.375 | 57.875 | [8 empty] | 1 | 60 | 60 | ANSI Z21.10.3-2019/CSA 4.3-2019 | Yes | Yes | Yes | No | Not Applicable | [5 empty] | 40124 | COM GAS PV LT DUTY | 208157067
LG2PV75H763X19-457 | LG2PV75H | Bradford White | 671632562190 | Active | The -457 indicates that this SKU was designed and certified for Installation in Canada. | [9 empty] | No | Not Applicable | Not Applicable | Commercial Water Heating | Water Heating.Gas | 3 | 1 |  |  |  | 238-54327-00 |  |  |  | 238-36612-00 |  | 238-48875-00 |  |  |  |  | Gas | Liquid Propane |  |  |  | Indoor |  | Floor Mounted |  | No | Not Applicable | 150 | Category III | 4 |  | 0.5 | 0.75 | No | [7 empty] | 75500 BTU/Hr |  | 121 | 0.69 | 75 | 72 | Not Applicable | On/Off | Not Applicable | [6 empty] | 260 | 30.125 | 26.875 | 70.25 | 270 | 854 | 26 | 59.5625 | 32.3125 | 67.6875 |  |  | 74 |  |  | 11 |  |  |  | 9.375 | 57.875 | [8 empty] | 1 | 60 | 60 | ANSI Z21.10.3-2019/CSA 4.3-2019 | Yes | No | Yes | No | Not Applicable |  |  |  |  | 238-45656-00 | 40124 | COM GAS PV LT DUTY
LG2PV75H765N19 | LG2PV75H | Bradford White | 671632678754 | Active | [10 empty] | No | Not Applicable | Not Applicable | Commercial Water Heating | Water Heating.Gas | 5 | 1 |  |  |  | 238-53988-00 |  |  |  | 238-36612-00 | [6 empty] | Gas | Natural Gas |  |  |  | Indoor |  | Floor Mounted |  | No | Not Applicable | 150 | Category III | 4 |  | 0.5 | 0.75 | No | [7 empty] | 76000 BTU/Hr |  | 121 | 0.69 | 75 | 72 | Not Applicable | On/Off | No, it does not comply with jurisdictions having 14ng/J NOx Regulations | [6 empty] | 277 | 30.125 | 26.875 | 70.25 | 288 | 871 | 26 | 59.5625 | 32.3125 | 67.6875 |  |  | 74 |  |  | 11 |  |  |  | 9.375 | 57.875 | [8 empty] | 1 | 60 | 60 | ANSI Z21.10.3-2019/CSA 4.3-2019 | Yes | Yes | Yes | No | Not Applicable | [5 empty] | 40124 | COM GAS PV LT DUTY | 208157066
LG2PV75H765X19 | LG2PV75H | Bradford White | 671632562213 | Active | [10 empty] | No | Not Applicable | Not Applicable | Commercial Water Heating | Water Heating.Gas | 5 | 1 |  |  |  | 238-53988-00 |  |  |  | 238-36612-00 | [6 empty] | Gas | Liquid Propane |  |  |  | Indoor |  | Floor Mounted |  | No | Not Applicable | 150 | Category III | 4 |  | 0.5 | 0.75 | No | [7 empty] | 75500 BTU/Hr |  | 121 | 0.69 | 75 | 72 | Not Applicable | On/Off | Not Applicable | [6 empty] | 275 | 30.125 | 26.875 | 70.25 | 286 | 869 | 26 | 59.5625 | 32.3125 | 67.6875 |  |  | 74 |  |  | 11 |  |  |  | 9.375 | 57.875 | [8 empty] | 1 | 60 | 60 | ANSI Z21.10.3-2019/CSA 4.3-2019 | Yes | Yes | Yes | No | Not Applicable | [5 empty] | 40124 | COM GAS PV LT DUTY | 208157067
M3ST120R5 | M3ST120R | Bradford White | 671632014941 | Active | [10 empty] | No | Not Applicable | Not Applicable | Commercial Tanks | Tank.Level2Tank | 5 | 1 |  |  |  | 238-35768-00 |  |  |  | 238-36612-00 | [6 empty] | Not Applicable | Not Applicable |  |  |  | Indoor |  | Floor Mounted |  | No | Not Applicable | 150 | Not Applicable |  |  |  |  | No | [7 empty] | Not Applicable |  |  |  | 119 |  | Not Applicable | On/Off | Not Applicable | [6 empty] | 312 | 29.5 | 29.5 | 69.6875 | 324 | 1293 | [23 empty] | 1 | 63 | 63 | UL1453 | Not Applicable | Yes | Yes | No | Not Applicable | [5 empty] | 81700 | COMM STOR TANKS
M3ST120R5-806 | M3ST120R | Bradford White | 671632553655 | Active | The ""-806"" indicates that this SKU was designed and certified for Installation in Canada. | [9 empty] | No | Not Applicable | Not Applicable | Commercial Tanks | Tank.Level2Tank | 5 | 1 |  |  |  | 238-35768-00 |  |  |  | 238-36612-00 | [6 empty] | Not Applicable | Not Applicable |  |  |  | Indoor |  | Floor Mounted |  | No | Not Applicable | 150 | Not Applicable |  |  |  |  | No | [7 empty] | Not Applicable |  |  |  | 119 |  | Not Applicable | On/Off | Not Applicable | [6 empty] | 312 | 29.5 | 29.5 | 69.6875 | 324 | 1293 | [23 empty] | 1 | 63 | 63 | Not Applicable | Not Applicable | No | Yes | No | Not Applicable |  |  |  |  | 238-45656-00 | 81700 | COMM STOR TANKS
M3ST120R5-869 | M3ST120R | Bradford White | 671632730667 | Active | [10 empty] | No | Not Applicable | Not Applicable | Commercial Tanks | Tank.Level2Tank | 5 | 1 |  |  |  | 238-35768-00 |  |  |  | 238-36612-00 | [6 empty] | Not Applicable | Not Applicable |  |  |  | Indoor |  | Floor Mounted |  | No | Not Applicable | 150 | Not Applicable |  |  |  |  | No | [7 empty] | Not Applicable |  |  |  | 119 |  | Not Applicable | On/Off | Not Applicable | [6 empty] | 312 | 29.5 | 29.5 | 69.6875 | 324 | 1293 | [23 empty] | 1 | 63 | 63 | UL1453 | Not Applicable | Yes | Yes | No | Not Applicable | [5 empty] | 81700 | COMM STOR TANKS
M3ST120R5-874 | M3ST120R | Bradford White | 671632648870 | Active | [10 empty] | No | Not Applicable | Not Applicable | Commercial Tanks | Tank.Level2Tank | 5 | 1 |  |  |  | 238-35768-00 |  |  |  | 238-36612-00 | [6 empty] | Not Applicable | Not Applicable |  |  |  | Indoor |  | Floor Mounted |  | No | Not Applicable | 150 | Not Applicable |  |  |  |  | No | [7 empty] | Not Applicable |  |  |  | 119 |  | Not Applicable | On/Off | Not Applicable | [6 empty] | 312 | 29.5 | 29.5 | 69.6875 | 324 | 1293 | [23 empty] | 1 | 63 | 63 | UL1453 | Not Applicable | Yes | Yes | No | Not Applicable | [5 empty] | 81700 | COMM STOR TANKS
M3ST120R5A | M3ST120RA | Bradford White | 671632263066 | Active | [10 empty] | No | Not Applicable | Not Applicable | Commercial Tanks | Tank.Level2Tank | 5 | 1 |  |  |  | 238-35768-00 |  |  |  | 238-36612-00 | [6 empty] | Not Applicable | Not Applicable |  |  |  | Indoor |  | Floor Mounted |  | Yes | HLW | 150 | Not Applicable |  |  |  |  | No | [7 empty] | Not Applicable |  |  |  | 119 |  | Not Applicable | On/Off | Not Applicable | [6 empty] | 366 | 29.5 | 29.5 | 69.6875 | 381 | 1347 | [23 empty] | 1 | 63 | 63 | UL1453 | Not Applicable | Yes | Yes | No | Not Applicable | [5 empty] | 81701 | COMM STOR ASME TANK
M3ST120R5A-806 | M3ST120RA | Bradford White | 671632553662 | Active | The ""-806"" indicates that this SKU was designed and certified for Installation in Canada. | [9 empty] | No | Not Applicable | Not Applicable | Commercial Tanks | Tank.Level2Tank | 5 | 1 |  |  |  | 238-35768-00 |  |  |  | 238-36612-00 | [6 empty] | Not Applicable | Not Applicable |  |  |  | Indoor |  | Floor Mounted |  | Yes | HLW | 150 | Not Applicable |  |  |  |  | No | [7 empty] | Not Applicable |  |  |  | 119 |  | Not Applicable | On/Off | Not Applicable | [6 empty] | 366 | 29.5 | 29.5 | 69.6875 | 381 | 1347 | [23 empty] | 1 | 63 | 63 | Not Applicable | Not Applicable | No | Yes | No | Not Applicable |  |  |  |  | 238-45656-00 | 81701 | COMM STOR ASME TANK
M3ST120R5A-870 | M3ST120RA | Bradford White | 671632706655 | Active | The ""-870"" indicates that this SKU comes with 2½ inch Brass Fittings. | [9 empty] | No | Not Applicable | Not Applicable | Commercial Tanks | Tank.Level2Tank | 5 | 1 |  |  |  | 238-35768-00 |  |  |  | 238-36612-00 | [6 empty] | Not Applicable | Not Applicable |  |  |  | Indoor |  | Floor Mounted |  | Yes | HLW | 150 | Not Applicable |  |  |  |  | No | [7 empty] | Not Applicable |  |  |  | 119 |  | Not Applicable | On/Off | Not Applicable | [6 empty] | 366 | 29.5 | 29.5 | 69.6875 | 381 | 1347 | [23 empty] | 1 | 63 | 63 | UL1453 | Not Applicable | Yes | Yes | No | Not Applicable | [5 empty] | 81701 | COMM STOR ASME TANK
M3ST200R5A | M3ST200RA | Bradford White | 671632014989 | Active | [10 empty] | No | Not Applicable | Not Applicable | Commercial Tanks | Tank.Level2Tank | 5 | 1 |  |  |  | 238-35768-00 |  |  |  | 238-36612-00 | [6 empty] | Not Applicable | Not Applicable |  |  |  | Indoor |  | Floor Mounted |  | Yes | HLW | 150 | Not Applicable |  |  |  |  | No | [7 empty] | Not Applicable |  |  |  | 200 |  | Not Applicable | On/Off | Not Applicable | [6 empty] | 633 | 34.5 | 34.5 | 85.875 | 658 | 2282 | [23 empty] | 1 | 36 | 34 | UL1453 | Not Applicable | Yes | Yes | No | Not Applicable | [5 empty] | 81701 | COMM STOR ASME TANK
M3ST200R5A-806 | M3ST200RA | Bradford White | 671632553679 | Active | The ""-806"" indicates that this SKU was designed and certified for Installation in Canada. | [9 empty] | No | Not Applicable | Not Applicable | Commercial Tanks | Tank.Level2Tank | 5 | 1 |  |  |  | 238-35768-00 |  |  |  | 238-36612-00 | [6 empty] | Not Applicable | Not Applicable |  |  |  | Indoor |  | Floor Mounted |  | Yes | HLW | 150 | Not Applicable |  |  |  |  | No | [7 empty] | Not Applicable |  |  |  | 200 |  | Not Applicable | On/Off | Not Applicable | [6 empty] | 633 | 34.5 | 34.5 | 85.875 | 658 | 2282 | [23 empty] | 1 | 36 | 34 | Not Applicable | Not Applicable | No | Yes | No | Not Applicable |  |  |  |  | 238-45656-00 | 81701 | COMM STOR ASME TANK
M3ST200R5A-870 | M3ST200RA | Bradford White | 671632648047 | Active | The ""-870"" indicates that this SKU comes with 2½ inch Brass Fittings. | [9 empty] | No | Not Applicable | Not Applicable | Commercial Tanks | Tank.Level2Tank | 5 | 1 |  |  |  | 238-35768-00 |  |  |  | 238-36612-00 | [6 empty] | Not Applicable | Not Applicable |  |  |  | Indoor |  | Floor Mounted |  | Yes | HLW | 150 | Not Applicable |  |  |  |  | No | [7 empty] | Not Applicable |  |  |  | 200 |  | Not Applicable | On/Off | Not Applicable | [6 empty] | 633 | 34.5 | 34.5 | 85.875 | 658 | 2282 | [23 empty] | 1 | 36 | 34 | UL1453 | Not Applicable | Yes | Yes | No | Not Applicable | [5 empty] | 81701 | COMM STOR ASME TANK
M3ST80R5 | M3ST80R | Bradford White | 671632015016 | Active | [10 empty] | No | Not Applicable | Not Applicable | Commercial Tanks | Tank.Level2Tank | 5 | 1 |  |  |  | 238-35768-00 |  |  |  | 238-36612-00 | [6 empty] | Not Applicable | Not Applicable |  |  |  | Indoor |  | Floor Mounted |  | No | Not Applicable | 150 | Not Applicable |  |  |  |  | No | [7 empty] | Not Applicable |  |  |  | 80 |  | Not Applicable | On/Off | Not Applicable | [6 empty] | 278 | 27.375 | 25.375 | 66.1875 | 289 | 938 | [23 empty] | 1 | 69 | 66 | UL1453 | Not Applicable | Yes | Yes | No | Not Applicable | [5 empty] | 81700 | COMM STOR TANKS
M3ST80R5-806 | M3ST80R | Bradford White | 671632552764 | Active | The ""-806"" indicates that this SKU was designed and certified for Installation in Canada. | [9 empty] | No | Not Applicable | Not Applicable | Commercial Tanks | Tank.Level2Tank | 5 | 1 |  |  |  | 238-35768-00 |  |  |  | 238-36612-00 | [6 empty] | Not Applicable | Not Applicable |  |  |  | Indoor |  | Floor Mounted |  | No | Not Applicable | 150 | Not Applicable |  |  |  |  | No | [7 empty] | Not Applicable |  |  |  | 80 |  | Not Applicable | On/Off | Not Applicable | [6 empty] | 278 | 27.375 | 25.375 | 66.1875 | 289 | 938 | [23 empty] | 1 | 69 | 66 | Not Applicable | Not Applicable | No | Yes | No | Not Applicable |  |  |  |  | 238-45656-00 | 81700 | COMM STOR TANKS
M3ST80R5-869 | M3ST80R | Bradford White | 671632730674 | Active | [10 empty] | No | Not Applicable | Not Applicable | Commercial Tanks | Tank.Level2Tank | 5 | 1 |  |  |  | 238-35768-00 |  |  |  | 238-36612-00 | [6 empty] | Not Applicable | Not Applicable |  |  |  | Indoor |  | Floor Mounted |  | No | Not Applicable | 150 | Not Applicable |  |  |  |  | No | [7 empty] | Not Applicable |  |  |  | 80 |  | Not Applicable | On/Off | Not Applicable | [6 empty] | 278 | 27.375 | 25.375 | 66.1875 | 289 | 938 | [23 empty] | 1 | 69 | 66 | UL1453 | Not Applicable | Yes | Yes | No | Not Applicable | [5 empty] | 81700 | COMM STOR TANKS
M3ST80R5A | M3ST80RA | Bradford White | 671632303571 | Active | [10 empty] | No | Not Applicable | Not Applicable | Commercial Tanks | Tank.Level2Tank | 5 | 1 |  |  |  | 238-35768-00 |  |  |  | 238-36612-00 | [6 empty] | Not Applicable | Not Applicable |  |  |  | Indoor |  | Floor Mounted |  | Yes | HLW | 150 | Not Applicable |  |  |  |  | No | [7 empty] | Not Applicable |  |  |  | 80 |  | Not Applicable | On/Off | Not Applicable | [6 empty] | 278 | 27.375 | 25.375 | 66.1875 | 289 | 938 | [23 empty] | 1 | 69 | 66 | UL1453 | Not Applicable | Yes | Yes | No | Not Applicable | [5 empty] | 81701 | COMM STOR ASME TANK
M3ST80R5A-806 | M3ST80RA | Bradford White | 671632553648 | Active | The ""-806"" indicates that this SKU was designed and certified for Installation in Canada. | [9 empty] | No | Not Applicable | Not Applicable | Commercial Tanks | Tank.Level2Tank | 5 | 1 |  |  |  | 238-35768-00 |  |  |  | 238-36612-00 | [6 empty] | Not Applicable | Not Applicable |  |  |  | Indoor |  | Floor Mounted |  | Yes | HLW | 150 | Not Applicable |  |  |  |  | No | [7 empty] | Not Applicable |  |  |  | 80 |  | Not Applicable | On/Off | Not Applicable | [6 empty] | 278 | 27.375 | 25.375 | 66.1875 | 289 | 938 | [23 empty] | 1 | 69 | 66 | Not Applicable | Not Applicable | No | Yes | No | Not Applicable |  |  |  |  | 238-45656-00 | 81701 | COMM STOR ASME TANK
MS120R6SS-1NAN | MS120R | Bradford White | 671632684472 | Active | [10 empty] | No | Not Applicable | Not Applicable | Residential Water Heating | Water Heating.Electric | 6 | 6 |  |  |  | 238-44965-00 |  |  |  | 238-39699-00 | [6 empty] | Electric | Electric Resistance | 120 | 1 |  | Indoor |  | Floor Mounted |  | No | Not Applicable | 150 | Not Applicable |  |  |  |  | No | [7 empty] | Not Applicable |  |  |  | 119 |  |  | On/Off | Not Applicable | [6 empty] | 309 | 29.5 | 29.5 | 69.6875 | 321 | 1290 | [23 empty] | 1 | 63 | 63 | UL174 | Yes | Yes | Yes | No | Not Applicable | [5 empty] | 60300 | SOLAR OPEN LOOP
MS120R6SS-1NCW | MS120R | Bradford White | 671632613915 | Active | [10 empty] | No | Not Applicable | Not Applicable | Residential Water Heating | Water Heating.Electric | 6 | 6 |  |  |  | 238-44965-00 |  |  |  | 238-39699-00 | [6 empty] | Electric | Electric Resistance | 240/208 | 1 |  | Indoor |  | Floor Mounted |  | No | Not Applicable | 150 | Not Applicable |  |  |  |  | No | [7 empty] | Not Applicable |  |  |  | 119 |  |  | On/Off | Not Applicable | [6 empty] | 309 | 29.5 | 29.5 | 69.6875 | 321 | 1290 | [23 empty] | 1 | 63 | 63 | UL174 | Yes | Yes | Yes | No | Not Applicable | [5 empty] | 60300 | SOLAR OPEN LOOP
MS120R6SS-1NCW-264 | MS120R | Bradford White | 671632769803 | Active | The ""-264"" indicates that this SKU comes with an Aluminum Anode Rod. | [9 empty] | No | Not Applicable | Not Applicable | Residential Water Heating | Water Heating.Electric | 6 | 6 |  |  |  | 238-44965-00 |  |  |  | 238-39699-00 | [6 empty] | Electric | Electric Resistance | 240/208 | 1 |  | Indoor |  | Floor Mounted |  | No | Not Applicable | 150 | Not Applicable |  |  |  |  | No | [7 empty] | Not Applicable |  |  |  | 119 |  |  | On/Off | Not Applicable | [6 empty] | 309 | 29.5 | 29.5 | 69.6875 | 321 | 1290 | [23 empty] | 1 | 63 | 63 | UL174 | Yes | Yes | Yes | No | Not Applicable | [5 empty] | 60300 | SOLAR OPEN LOOP
MS120R6SS-1NCZ | MS120R | Bradford White | 671632772940 | Active | [10 empty] | No | Not Applicable | Not Applicable | Residential Water Heating | Water Heating.Electric | 6 | 6 |  |  |  | 238-44965-00 |  |  |  | 238-39699-00 | [6 empty] | Electric | Electric Resistance | 240/208 | 1 |  | Indoor |  | Floor Mounted |  | No | Not Applicable | 150 | Not Applicable |  |  |  |  | No | [7 empty] | Not Applicable |  |  |  | 119 |  |  | On/Off | Not Applicable | [6 empty] | 309 | 29.5 | 29.5 | 69.6875 | 321 | 1290 | [23 empty] | 1 | 63 | 63 | UL174 | Yes | Yes | Yes | No | Not Applicable | [5 empty] | 60300 | SOLAR OPEN LOOP
MS120R6SS-1NLZ | MS120R | Bradford White | 671632701650 | Active | [10 empty] | No | Not Applicable | Not Applicable | Residential Water Heating | Water Heating.Electric | 6 | 6 |  |  |  | 238-44965-00 |  |  |  | 238-39699-00 | [6 empty] | Electric | Electric Resistance | 208 | 1 |  | Indoor |  | Floor Mounted |  | No | Not Applicable | 150 | Not Applicable |  |  |  |  | No | [7 empty] | Not Applicable |  |  |  | 119 |  |  | On/Off | Not Applicable | [6 empty] | 309 | 29.5 | 29.5 | 69.6875 | 321 | 1290 | [23 empty] | 1 | 63 | 63 | UL174 | Yes | Yes | Yes | No | Not Applicable | [5 empty] | 60300 | SOLAR OPEN LOOP
MS65R10SS-1NCW | MS65R | Bradford White | 671632769766 | Active | [10 empty] | No | Not Applicable | Not Applicable | Residential Water Heating | Water Heating.Electric | 10 | 6 |  |  |  | 238-44965-00 |  |  |  | 238-39699-00 | [6 empty] | Electric | Electric Resistance | 240/208 | 1 |  | Indoor |  | Floor Mounted |  | No | Not Applicable | 150 | Not Applicable |  |  |  |  | No | [7 empty] | Not Applicable |  |  |  | 65 |  |  | On/Off | Not Applicable | [6 empty] | 179 | 24.8125 | 23.375 | 66.75 | 186 | 715 | [23 empty] | 1 | Not Applicable | Not Applicable | UL174 | Yes | Yes | Yes | No | Not Applicable | [5 empty] | 60300 | SOLAR OPEN LOOP
MS65R6SS-1NCW | MS65R | Bradford White | 671632613977 | Active | [10 empty] | No | Not Applicable | Not Applicable | Residential Water Heating | Water Heating.Electric | 6 | 6 |  |  |  | 238-44965-00 |  |  |  | 238-39699-00 | [6 empty] | Electric | Electric Resistance | 240/208 | 1 |  | Indoor |  | Floor Mounted |  | No | Not Applicable | 150 | Not Applicable |  |  |  |  | No | [7 empty] | Not Applicable |  |  |  | 65 |  |  | On/Off | Not Applicable | [6 empty] | 179 | 24.8125 | 23.375 | 66.75 | 186 | 715 | [23 empty] | 1 | Not Applicable | Not Applicable | UL174 | Yes | Yes | Yes | No | Not Applicable | [5 empty] | 60300 | SOLAR OPEN LOOP
MS65R6SS-1NCW-264 | MS65R | Bradford White | 671632747993 | Active | The ""-264"" indicates that this SKU comes with an Aluminum Anode Rod. | [9 empty] | No | Not Applicable | Not Applicable | Residential Water Heating | Water Heating.Electric | 6 | 6 |  |  |  | 238-44965-00 |  |  |  | 238-39699-00 | [6 empty] | Electric | Electric Resistance | 240/208 | 1 |  | Indoor |  | Floor Mounted |  | No | Not Applicable | 150 | Not Applicable |  |  |  |  | No | [7 empty] | Not Applicable |  |  |  | 65 |  |  | On/Off | Not Applicable | [6 empty] | 179 | 24.8125 | 23.375 | 66.75 | 186 | 715 | [23 empty] | 1 | Not Applicable | Not Applicable | UL174 | Yes | Yes | Yes | No | Not Applicable | [5 empty] | 60300 | SOLAR OPEN LOOP
MS80R10SS-1NCW | MS80R | Bradford White | 671632727018 | Active | [10 empty] | No | Not Applicable | Not Applicable | Residential Water Heating | Water Heating.Electric | 10 | 6 |  |  |  | 238-44965-00 |  |  |  | 238-39699-00 | [6 empty] | Electric | Electric Resistance | 240/208 | 1 |  | Indoor |  | Floor Mounted |  | No | Not Applicable | 150 | Not Applicable |  |  |  |  | No | [7 empty] | Not Applicable |  |  |  | 80 |  |  | On/Off | Not Applicable | [6 empty] | 215 | 27 | 25.375 | 66.9375 | 224 | 875 | [23 empty] | 1 | 69 | 66 | UL174 | Yes | Yes | Yes | No | Not Applicable | [5 empty] | 60300 | SOLAR OPEN LOOP
MS80R6SS-1NCR | MS80R | Bradford White | 671632623778 | Active | [10 empty] | No | Not Applicable | Not Applicable | Residential Water Heating | Water Heating.Electric | 6 | 6 |  |  |  | 238-44965-00 |  |  |  | 238-39699-00 | [6 empty] | Electric | Electric Resistance | 240/208 | 1 |  | Indoor |  | Floor Mounted |  | No | Not Applicable | 150 | Not Applicable |  |  |  |  | No | [7 empty] | Not Applicable |  |  |  | 80 |  |  | On/Off | Not Applicable | [6 empty] | 215 | 27 | 25.375 | 66.9375 | 224 | 875 | [23 empty] | 1 | 69 | 66 | UL174 | Yes | Yes | Yes | No | Not Applicable | [5 empty] | 60300 | SOLAR OPEN LOOP
MS80R6SS-1NCW | MS80R | Bradford White | 671632614028 | Active | [10 empty] | No | Not Applicable | Not Applicable | Residential Water Heating | Water Heating.Electric | 6 | 6 |  |  |  | 238-44965-00 |  |  |  | 238-39699-00 | [6 empty] | Electric | Electric Resistance | 240/208 | 1 |  | Indoor |  | Floor Mounted |  | No | Not Applicable | 150 | Not Applicable |  |  |  |  | No | [7 empty] | Not Applicable |  |  |  | 80 |  |  | On/Off | Not Applicable | [6 empty] | 215 | 27 | 25.375 | 66.9375 | 224 | 875 | [23 empty] | 1 | 69 | 66 | UL174 | Yes | Yes | Yes | No | Not Applicable | [5 empty] | 60300 | SOLAR OPEN LOOP
MS80R6SS-1NCW-264 | MS80R | Bradford White | 671632736706 | Active | The ""-264"" indicates that this SKU comes with an Aluminum Anode Rod. | [9 empty] | No | Not Applicable | Not Applicable | Residential Water Heating | Water Heating.Electric | 6 | 6 |  |  |  | 238-44965-00 |  |  |  | 238-39699-00 | [6 empty] | Electric | Electric Resistance | 240/208 | 1 |  | Indoor |  | Floor Mounted |  | No | Not Applicable | 150 | Not Applicable |  |  |  |  | No | [7 empty] | Not Applicable |  |  |  | 80 |  |  | On/Off | Not Applicable | [6 empty] | 215 | 27 | 25.375 | 66.9375 | 224 | 875 | [23 empty] | 1 | 69 | 66 | UL174 | Yes | Yes | Yes | No | Not Applicable | [5 empty] | 60300 | SOLAR OPEN LOOP
MS80R6SS-1NCZ | MS80R | Bradford White | 671632856947 | Active | [10 empty] | No | Not Applicable | Not Applicable | Residential Water Heating | Water Heating.Electric | 6 | 6 |  |  |  | 238-44965-00 |  |  |  | 238-39699-00 | [6 empty] | Electric | Electric Resistance | 240/208 | 1 |  | Indoor |  | Floor Mounted |  | No | Not Applicable | 150 | Not Applicable |  |  |  |  | No | [7 empty] | Not Applicable |  |  |  | 80 |  |  | On/Off | Not Applicable | [6 empty] | 215 | 27 | 25.375 | 66.9375 | 224 | 875 | [23 empty] | 1 | 69 | 66 | UL174 | Yes | Yes | Yes | No | Not Applicable | [5 empty] | 60300 | SOLAR OPEN LOOP
RC2PDV50H10N | RC2PDV50H | Bradford White | 671632998081 | Active | [10 empty] | No | Not Applicable | Not Applicable | Residential Water Heating | Water Heating.Gas | 10 | 6 |  |  |  | 238-53250-00 |  |  |  | 238-39699-00 | [6 empty] | Gas | Natural Gas |  |  |  | Indoor |  | Floor Mounted |  | No | Not Applicable | 150 |  | 2 | 2 | 0.5 | 0.75 | Yes | [7 empty] | 76000 BTU/Hr |  | 125 | 0.8 | 50 | 48 | Not Applicable | On/Off | No, it does not comply with jurisdictions having 14ng/J NOx Regulations | [6 empty] | 290 | 32.8125 | 24.875 | 71.5 | 302 | 686 | 24 | 56.25 | 33.75 | 67.4375 |  |  | 57 |  |  | 8 | 0.75 | 15.625 | 46.375 | 14.125 | 46.375 | [8 empty] | 1 | 76 | 76 | ANSI Z21.10.3-2017/CSA 4.3-2017 | Yes | Yes | Yes | No | Not Applicable | [5 empty] | 10174 | RES GAS PDV COND | 205123984
RC2PDV50H10X | RC2PDV50H | Bradford White | 671632998685 | Active | [10 empty] | No | Not Applicable | Not Applicable | Residential Water Heating | Water Heating.Gas | 10 | 6 |  |  |  | 238-53250-00 |  |  |  | 238-39699-00 | [6 empty] | Gas | Liquid Propane |  |  |  | Indoor |  | Floor Mounted |  | No | Not Applicable | 150 |  | 2 | 2 | 0.5 | 0.75 | Yes | [7 empty] | 76000 BTU/Hr |  | 125 | 0.8 | 50 | 48 | Not Applicable | On/Off | Not Applicable | [6 empty] | 290 | 32.8125 | 24.875 | 71.5 | 302 | 686 | 24 | 56.25 | 33.75 | 67.4375 |  |  | 57 |  |  | 8 | 0.75 | 15.625 | 46.375 | 14.125 | 46.375 | [8 empty] | 1 | 76 | 76 | ANSI Z21.10.3-2017/CSA 4.3-2017 | Yes | Yes | Yes | No | Not Applicable | [5 empty] | 10174 | RES GAS PDV COND | 205129077
RC2PDV50H6N | RC2PDV50H | Bradford White | 671632902989 | Active | [10 empty] | No | Not Applicable | Not Applicable | Residential Water Heating | Water Heating.Gas | 6 | 6 |  |  |  | 238-53250-00 |  |  |  | 238-39699-00 | [6 empty] | Gas | Natural Gas |  |  |  | Indoor |  | Floor Mounted |  | No | Not Applicable | 150 |  | 2 | 2 | 0.5 | 0.75 | Yes | [7 empty] | 76000 BTU/Hr |  | 125 | 0.8 | 50 | 48 | Not Applicable | On/Off | No, it does not comply with jurisdictions having 14ng/J NOx Regulations | [6 empty] | 290 | 32.8125 | 24.875 | 71.5 | 302 | 686 | 24 | 56.25 | 33.75 | 67.4375 |  |  | 57 |  |  | 8 | 0.75 | 15.625 | 46.375 | 14.125 | 46.375 | [8 empty] | 1 | 76 | 76 | ANSI Z21.10.3-2017/CSA 4.3-2017 | Yes | Yes | Yes | No | Not Applicable | [5 empty] | 10174 | RES GAS PDV COND | 205123984
RC2PDV50H6N-457 | RC2PDV50H | Bradford White | 671632999576 | Active | The -457 indicates that this SKU was designed and certified for Installation in Canada. | [9 empty] | No | Not Applicable | Not Applicable | Residential Water Heating | Water Heating.Gas | 6 | 6 |  |  |  | 238-53250-00 |  |  |  | 238-39699-00 |  | 238-48875-00 |  |  |  |  | Gas | Natural Gas |  |  |  | Indoor |  | Floor Mounted |  | No | Not Applicable | 150 |  | 2 | 2 | 0.5 | 0.75 | Yes | [7 empty] | 76000 BTU/Hr |  | 125 | 0.8 | 50 | 48 | Not Applicable | On/Off | No, it does not comply with jurisdictions having 14ng/J NOx Regulations | [6 empty] | 290 | 32.8125 | 24.875 | 71.5 | 302 | 686 | 24 | 56.25 | 33.75 | 67.4375 |  |  | 57 |  |  | 8 | 0.75 | 15.625 | 46.375 | 14.125 | 46.375 | [8 empty] | 1 | 76 | 76 | ANSI Z21.10.3-2019/CSA 4.3-2019 | Yes | No | Yes | No | Not Applicable | 238-53303-00 |  |  |  | 238-45684-00 | 10174 | RES GAS PDV COND
RC2PDV50H6N-475 | RC2PDV50H | Bradford White | 671632999927 | Active | The ""-475"" indicates that this SKU was designed to operate in Altitudes between 2,001 feet and 7,000 feet. | [9 empty] | No | Not Applicable | Not Applicable | Residential Water Heating | Water Heating.Gas | 6 | 6 |  |  |  | 238-53250-00 |  |  |  | 238-39699-00 | [6 empty] | Gas | Natural Gas |  |  |  | Indoor |  | Floor Mounted |  | No | Not Applicable | 150 |  | 2 | 2 | 0.5 | 0.75 | Yes | [7 empty] | 76000 BTU/Hr |  | 125 | 0.8 | 50 | 48 | Not Applicable | On/Off | No, it does not comply with jurisdictions having 14ng/J NOx Regulations | [6 empty] | 290 | 32.8125 | 24.875 | 71.5 | 302 | 686 | 24 | 56.25 | 33.75 | 67.4375 |  |  | 57 |  |  | 8 | 0.75 | 15.625 | 46.375 | 14.125 | 46.375 | [8 empty] | 1 | 76 | 76 | ANSI Z21.10.3-2017/CSA 4.3-2017 | Yes | Yes | Yes | No | Not Applicable | [5 empty] | 10174 | RES GAS PDV COND | 205123984
RC2PDV50H6X | RC2PDV50H | Bradford White | 671632998098 | Active | [10 empty] | No | Not Applicable | Not Applicable | Residential Water Heating | Water Heating.Gas | 6 | 6 |  |  |  | 238-53250-00 |  |  |  | 238-39699-00 | [6 empty] | Gas | Liquid Propane |  |  |  | Indoor |  | Floor Mounted |  | No | Not Applicable | 150 |  | 2 | 2 | 0.5 | 0.75 | Yes | [7 empty] | 76000 BTU/Hr |  | 125 | 0.8 | 50 | 48 | Not Applicable | On/Off | Not Applicable | [6 empty] | 290 | 32.8125 | 24.875 | 71.5 | 302 | 686 | 24 | 56.25 | 33.75 | 67.4375 |  |  | 57 |  |  | 8 | 0.75 | 15.625 | 46.375 | 14.125 | 46.375 | [8 empty] | 1 | 76 | 76 | ANSI Z21.10.3-2017/CSA 4.3-2017 | Yes | Yes | Yes | No | Not Applicable | [5 empty] | 10174 | RES GAS PDV COND | 205129077
RC2PDV50H6X-457 | RC2PDV50H | Bradford White | 671632999583 | Active | The -457 indicates that this SKU was designed and certified for Installation in Canada. | [9 empty] | No | Not Applicable | Not Applicable | Residential Water Heating | Water Heating.Gas | 6 | 6 |  |  |  | 238-53250-00 |  |  |  | 238-39699-00 |  | 238-48875-00 |  |  |  |  | Gas | Liquid Propane |  |  |  | Indoor |  | Floor Mounted |  | No | Not Applicable | 150 |  | 2 | 2 | 0.5 | 0.75 | Yes | [7 empty] | 76000 BTU/Hr |  | 125 | 0.8 | 50 | 48 | Not Applicable | On/Off | Not Applicable | [6 empty] | 225 | 32.8125 | 24.875 | 71.5 | 234 | 621 | 24 | 56.25 | 33.75 | 67.4375 |  |  | 57 |  |  | 8 | 0.75 | 15.625 | 46.375 | 14.125 | 46.375 | [8 empty] | 1 | 76 | 76 | ANSI Z21.10.3-2019/CSA 4.3-2019 | Yes | No | Yes | No | Not Applicable | 238-53303-00 |  |  |  | 238-45684-00 | 10174 | RES GAS PDV COND
RC2PDV50H6X-475 | RC2PDV50H | Bradford White | 671632314256 | Active | The ""-475"" indicates that this SKU was designed to operate in Altitudes between 2,001 feet and 7,000 feet. | [9 empty] | No | Not Applicable | Not Applicable | Residential Water Heating | Water Heating.Gas | 6 | 6 |  |  |  | 238-53250-00 |  |  |  | 238-39699-00 | [6 empty] | Gas | Liquid Propane |  |  |  | Indoor |  | Floor Mounted |  | No | Not Applicable | 150 |  | 2 | 2 | 0.5 | 0.75 | Yes | [7 empty] | 76000 BTU/Hr |  | 125 | 0.8 | 50 | 48 | Not Applicable | On/Off | Not Applicable | [6 empty] | 290 | 32.8125 | 24.875 | 71.5 | 302 | 686 | 24 | 56.25 | 33.75 | 67.4375 |  |  | 57 |  |  | 8 | 0.75 | 15.625 | 46.375 | 14.125 | 46.375 | [8 empty] | 1 | 76 | 76 | ANSI Z21.10.3-2017/CSA 4.3-2017 | Yes | Yes | Yes | No | Not Applicable | [5 empty] | 10174 | RES GAS PDV COND | 205129077
RC2PV50H10N | RC2PV50H | Bradford White | 671632873364 | Active | [10 empty] | No | Not Applicable | Not Applicable | Residential Water Heating | Water Heating.Gas | 10 | 6 |  |  |  | 238-50845-00 |  |  |  | 238-39699-00 | [6 empty] | Gas | Natural Gas |  |  |  | Indoor |  | Floor Mounted |  | No | Not Applicable | 150 | Category IV | 4 |  | 0.5 | 0.75 | Yes | [7 empty] | 76000 BTU/Hr |  | 120 | 0.8 | 50 | 48 | Not Applicable | On/Off | No, it does not comply with jurisdictions having 14ng/J NOx Regulations | [6 empty] | 225 | 32.8125 | 24.875 | 71.5 | 234 | 621 | 24 | 56.25 | 33.75 | 67.4375 |  |  | 57 |  |  | 8 | 0.75 | 15.625 | 46.375 | 14.125 | 46.375 | [8 empty] | 1 | 76 | 76 | ANSI Z21.10.3-2019/CSA 4.3-2019 | Yes | Yes | Yes | No | Not Applicable | [5 empty] | 10173 | RES GAS PV COND | 200094558
RC2PV50H6N | RC2PV50H | Bradford White | 671632793242 | Active | [10 empty] | No | Not Applicable | Not Applicable | Residential Water Heating | Water Heating.Gas | 6 | 6 |  |  |  | 238-50845-00 |  |  |  | 238-39699-00 | [6 empty] | Gas | Natural Gas |  |  |  | Indoor |  | Floor Mounted |  | No | Not Applicable | 150 | Category IV | 4 |  | 0.5 | 0.75 | Yes | [7 empty] | 76000 BTU/Hr |  | 120 | 0.8 | 50 | 48 | Not Applicable | On/Off | No, it does not comply with jurisdictions having 14ng/J NOx Regulations | [6 empty] | 225 | 32.8125 | 24.875 | 71.5 | 234 | 621 | 24 | 56.25 | 33.75 | 67.4375 |  |  | 57 |  |  | 8 | 0.75 | 15.625 | 46.375 | 14.125 | 46.375 | [8 empty] | 1 | 76 | 76 | ANSI Z21.10.3-2019/CSA 4.3-2019 | Yes | Yes | Yes | No | Not Applicable | [5 empty] | 10173 | RES GAS PV COND | 200094558
RC2PV50H6N-220 | RC2PV50H | Bradford White | 671632826223 | Active | The ""-220"" indicates that this SKU was designed to operate in Altitudes ranging from 0 to 4,500 feet (0-1370 meters), and are certified for Installation in Canada. | [9 empty] | No | Not Applicable | Not Applicable | Residential Water Heating | Water Heating.Gas | 8 | 6 |  |  |  | 238-50845-00 |  |  |  | 238-39699-00 |  | 238-48875-00 |  |  |  |  | Gas | Natural Gas |  |  |  | Indoor |  | Floor Mounted |  | No | Not Applicable | 150 | Category IV | 4 |  | 0.5 | 0.75 | Yes | [7 empty] | 68400 BTU/Hr |  | 120 | 0.8 | 50 | 48 | Not Applicable | On/Off | [7 empty] | 225 | 32.8125 | 24.875 | 71.5 | 234 | 621 | 24 | 56.25 | 33.75 | 67.4375 |  |  | 57 |  |  | 8 | 0.75 | 15.625 | 46.375 | 14.125 | 46.375 | [8 empty] | 1 | 76 | 76 | ANSI Z21.10.1-2019/CSA 4.1-2019 | Yes | No | Yes | No | Not Applicable | 238-51037-00 |  |  |  | 238-45684-00 | 10173 | RES GAS PV COND
RC2PV50H6N-457 | RC2PV50H | Bradford White | 671632825707 | Active | The -457 indicates that this SKU was designed and certified for Installation in Canada. | [9 empty] | No | Not Applicable | Not Applicable | Residential Water Heating | Water Heating.Gas | 6 | 6 |  |  |  | 238-50845-00 |  |  |  | 238-39699-00 |  | 238-48875-00 |  |  |  |  | Gas | Natural Gas |  |  |  | Indoor |  | Floor Mounted |  | No | Not Applicable | 150 | Category IV | 4 |  | 0.5 | 0.75 | Yes | [7 empty] | 76000 BTU/Hr |  | 120 | 0.8 | 50 | 48 | Not Applicable | On/Off | No, it does not comply with jurisdictions having 14ng/J NOx Regulations | [6 empty] | 225 | 32.8125 | 24.875 | 71.5 | 234 | 621 | 24 | 56.25 | 33.75 | 67.4375 |  |  | 57 |  |  | 8 | 0.75 | 15.625 | 46.375 | 14.125 | 46.375 | [8 empty] | 1 | 76 | 76 | ANSI Z21.10.3-2019/CSA 4.3-2019 | Yes | No | Yes | No | Not Applicable | 238-51037-00 |  |  |  | 238-45684-00 | 10173 | RES GAS PV COND
RC2PV50H6N-475 | RC2PV50H | Bradford White | 671632826131 | Active | The ""-475"" indicates that this SKU was designed to operate in Altitudes between 2,001 feet and 7,000 feet. | [9 empty] | No | Not Applicable | Not Applicable | Residential Water Heating | Water Heating.Gas | 6 | 6 |  |  |  | 238-50845-00 |  |  |  | 238-39699-00 | [6 empty] | Gas | Natural Gas |  |  |  | Indoor |  | Floor Mounted |  | No | Not Applicable | 150 | Category IV | 4 |  | 0.5 | 0.75 | Yes | [7 empty] | 76000 BTU/Hr |  | 120 | 0.8 | 50 | 48 | Not Applicable | On/Off | No, it does not comply with jurisdictions having 14ng/J NOx Regulations | [6 empty] | 225 | 32.8125 | 24.875 | 71.5 | 234 | 621 | 24 | 56.25 | 33.75 | 67.4375 |  |  | 57 |  |  | 8 | 0.75 | 15.625 | 46.375 | 14.125 | 46.375 | [8 empty] | 1 | 76 | 76 | ANSI Z21.10.3-2019/CSA 4.3-2019 | Yes | Yes | Yes | No | Not Applicable | [5 empty] | 10173 | RES GAS PV COND | 200094558
RC2PV50H6X | RC2PV50H | Bradford White | 671632821211 | Active | [10 empty] | No | Not Applicable | Not Applicable | Residential Water Heating | Water Heating.Gas | 6 | 6 |  |  |  | 238-50845-00 |  |  |  | 238-39699-00 | [6 empty] | Gas | Liquid Propane |  |  |  | Indoor |  | Floor Mounted |  | No | Not Applicable | 150 | Category IV | 4 |  | 0.5 | 0.75 | Yes | [7 empty] | 76000 BTU/Hr |  | 120 | 0.8 | 50 | 48 | Not Applicable | On/Off | Not Applicable | [6 empty] | 225 | 32.8125 | 24.875 | 71.5 | 234 | 621 | 24 | 56.25 | 33.75 | 67.4375 |  |  | 57 |  |  | 8 | 0.75 | 15.625 | 46.375 | 14.125 | 46.375 | [8 empty] | 1 | 76 | 76 | ANSI Z21.10.3-2019/CSA 4.3-2019 | Yes | Yes | Yes | No | Not Applicable | [5 empty] | 10173 | RES GAS PV COND | 200094560
RC2PV50H6X-220 | RC2PV50H | Bradford White | 671632826230 | Active | The ""-220"" indicates that this SKU was designed to operate in Altitudes ranging from 0 to 4,500 feet (0-1370 meters), and are certified for Installation in Canada. | [9 empty] | No | Not Applicable | Not Applicable | Residential Water Heating | Water Heating.Gas | 8 | 6 |  |  |  | 238-50845-00 |  |  |  | 238-39699-00 |  | 238-48875-00 |  |  |  |  | Gas | Liquid Propane |  |  |  | Indoor |  | Floor Mounted |  | No | Not Applicable | 150 | Category IV | 4 |  | 0.5 | 0.75 | Yes | [7 empty] | 68400 BTU/Hr |  | 120 | 0.8 | 50 | 48 | Not Applicable | On/Off | [7 empty] | 225 | 32.8125 | 24.875 | 71.5 | 234 | 621 | 24 | 56.25 | 33.75 | 67.4375 |  |  | 57 |  |  | 8 | 0.75 | 15.625 | 46.375 | 14.125 | 46.375 | [8 empty] | 1 | 76 | 76 | ANSI Z21.10.1-2019/CSA 4.1-2019 | Yes | No | Yes | No | Not Applicable | 238-51037-00 |  |  |  | 238-45684-00 | 10173 | RES GAS PV COND
RC2PV50H6X-457 | RC2PV50H | Bradford White | 671632825837 | Active | The -457 indicates that this SKU was designed and certified for Installation in Canada. | [9 empty] | No | Not Applicable | Not Applicable | Residential Water Heating | Water Heating.Gas | 6 | 6 |  |  |  | 238-50845-00 |  |  |  | 238-39699-00 |  | 238-48875-00 |  |  |  |  | Gas | Liquid Propane |  |  |  | Indoor |  | Floor Mounted |  | No | Not Applicable | 150 | Category IV | 4 |  | 0.5 | 0.75 | Yes | [7 empty] | 76000 BTU/Hr |  | 120 | 0.8 | 50 | 48 | Not Applicable | On/Off | Not Applicable | [6 empty] | 225 | 32.8125 | 24.875 | 71.5 | 234 | 621 | 24 | 56.25 | 33.75 | 67.4375 |  |  | 57 |  |  | 8 | 0.75 | 15.625 | 46.375 | 14.125 | 46.375 | [8 empty] | 1 | 76 | 76 | ANSI Z21.10.3-2019/CSA 4.3-2019 | Yes | No | Yes | No | Not Applicable | 238-51037-00 |  |  |  | 238-45684-00 | 10173 | RES GAS PV COND
RC2PV50H6X-475 | RC2PV50H | Bradford White | 671632826155 | Active | The ""-475"" indicates that this SKU was designed to operate in Altitudes between 2,001 feet and 7,000 feet. | [9 empty] | No | Not Applicable | Not Applicable | Residential Water Heating | Water Heating.Gas | 6 | 6 |  |  |  | 238-50845-00 |  |  |  | 238-39699-00 | [6 empty] | Gas | Liquid Propane |  |  |  | Indoor |  | Floor Mounted |  | No | Not Applicable | 150 | Category IV | 4 |  | 0.5 | 0.75 | Yes | [7 empty] | 76000 BTU/Hr |  | 120 | 0.8 | 50 | 48 | Not Applicable | On/Off | Not Applicable | [6 empty] | 225 | 32.8125 | 24.875 | 71.5 | 234 | 621 | 24 | 56.25 | 33.75 | 67.4375 |  |  | 57 |  |  | 8 | 0.75 | 15.625 | 46.375 | 14.125 | 46.375 | [8 empty] | 1 | 76 | 76 | ANSI Z21.10.3-2019/CSA 4.3-2019 | Yes | Yes | Yes | No | Not Applicable | [5 empty] | 10173 | RES GAS PV COND | 200094560
RE110U10-1NAL | RE110U | Bradford White | 671632132270 | Active | [10 empty] | No | Not Applicable | Not Applicable | Residential Water Heating | Water Heating.Electric | 10 | 6 |  |  |  | 238-44422-00 |  |  |  | 238-39699-00 | [6 empty] | Electric | Electric Resistance | 120 | 1 |  | Indoor |  | Floor Mounted |  | No | Not Applicable | 150 | Not Applicable |  |  |  | 0.75 | No | [7 empty] | 1.5 kW |  |  |  | 10 |  | 7 | On/Off | Not Applicable | [6 empty] | 44 | 17 | 19.875 | 19.125 | 46 | 126 | 16 | 17.5625 | [5 empty] | 5.6875 | 15 | [5 empty] | 13.9375 | [5 empty] | 12 | 9.625 |  | 1 | 775 | 900 | UL174 | Not Applicable | Yes | Yes | No | Not Applicable | [5 empty] | 10332 | RES ELEC
RE110U6-1NAL | RE110U | Bradford White | 671632798742 | Active | [10 empty] | No | Not Applicable | Not Applicable | Residential Water Heating | Water Heating.Electric | 6 | 6 |  |  |  | 238-44422-00 |  |  |  | 238-39699-00 | [6 empty] | Electric | Electric Resistance | 120 | 1 |  | Indoor |  | Floor Mounted |  | No | Not Applicable | 150 | Not Applicable |  |  |  | 0.75 | No | [7 empty] | 1.5 kW |  |  |  | 10 |  | 7 | On/Off | Not Applicable | [6 empty] | 44 | 17 | 19.875 | 19.125 | 46 | 126 | 16 | 17.5625 | [5 empty] | 5.6875 | 15 | [5 empty] | 13.9375 | [5 empty] | 12 | 9.625 |  | 1 | 775 | 900 | UL174 | Not Applicable | Yes | Yes | No | Not Applicable | [5 empty] | 10332 | RES ELEC
RE110U6-1NAL-264 | RE110U | Bradford White | 671632807253 | Active | The ""-264"" indicates that this SKU comes with an Aluminum Anode Rod. | [9 empty] | No | Not Applicable | Not Applicable | Residential Water Heating | Water Heating.Electric | 6 | 6 |  |  |  | 238-44422-00 |  |  |  | 238-39699-00 | [6 empty] | Electric | Electric Resistance | 120 | 1 |  | Indoor |  | Floor Mounted |  | No | Not Applicable | 150 | Not Applicable |  |  |  | 0.75 | No | [7 empty] | 1.5 kW |  |  |  | 10 |  | 7 | On/Off | Not Applicable | [6 empty] | 44 | 17 | 19.875 | 19.125 | 46 | 126 | 16 | 17.5625 | [5 empty] | 5.6875 | 15 | [5 empty] | 13.9375 | [5 empty] | 12 | 9.625 |  | 1 | 775 | 900 | UL174 | Not Applicable | Yes | Yes | No | Not Applicable | [5 empty] | 10332 | RES ELEC
RE110U6-1NAL-264-284 | RE110U | Bradford White | 671632815685 | Active | The ""-264"" indicates that this SKU comes with an Aluminum Anode Rod. | The ""-284"" indicates that this SKU comes with an Incoloy Element. | [8 empty] | No | Not Applicable | Not Applicable | Residential Water Heating | Water Heating.Electric | 6 | 6 |  |  |  | 238-44422-00 |  |  |  | 238-39699-00 | [6 empty] | Electric | Electric Resistance | 120 | 1 |  | Indoor |  | Floor Mounted |  | No | Not Applicable | 150 | Not Applicable |  |  |  | 0.75 | No | [7 empty] | 1.5 kW |  |  |  | 10 |  | 7 | On/Off | Not Applicable | [6 empty] | 44 | 17 | 19.875 | 19.125 | 46 | 126 | 16 | 17.5625 | [5 empty] | 5.6875 | 15 | [5 empty] | 13.9375 | [5 empty] | 12 | 9.625 |  | 1 | 775 | 900 | UL174 | Not Applicable | Yes | Yes | No | Not Applicable | [5 empty] | 10332 | RES ELEC
RE110U6-1NAL-284 | RE110U | Bradford White | 671632853779 | Active | The ""-284"" indicates that this SKU comes with an Incoloy Element. | [9 empty] | No | Not Applicable | Not Applicable | Residential Water Heating | Water Heating.Electric | 6 | 6 |  |  |  | 238-44422-00 |  |  |  | 238-39699-00 | [6 empty] | Electric | Electric Resistance | 120 | 1 |  | Indoor |  | Floor Mounted |  | No | Not Applicable | 150 | Not Applicable |  |  |  | 0.75 | No | [7 empty] | 1.5 kW |  |  |  | 10 |  | 7 | On/Off | Not Applicable | [6 empty] | 44 | 17 | 19.875 | 19.125 | 46 | 126 | 16 | 17.5625 | [5 empty] | 5.6875 | 15 | [5 empty] | 13.9375 | [5 empty] | 12 | 9.625 |  | 1 | 775 | 900 | UL174 | Not Applicable | Yes | Yes | No | Not Applicable | [5 empty] | 10332 | RES ELEC
RE110U6-1NAL-315 | RE110U | Bradford White | 671632828395 | Active | The ""-315"" indicates that this SKU comes with a Low Watt Density Heating Element, lower location only. | [9 empty] | No | Not Applicable | Not Applicable | Residential Water Heating | Water Heating.Electric | 6 | 6 |  |  |  | 238-44422-00 |  |  |  | 238-39699-00 | [6 empty] | Electric | Electric Resistance | 120 | 1 |  | Indoor |  | Floor Mounted |  | No | Not Applicable | 150 | Not Applicable |  |  |  | 0.75 | No | [7 empty] | 1.5 kW |  |  |  | 10 |  | 7 | On/Off | Not Applicable | [6 empty] | 44 | 17 | 19.875 | 19.125 | 46 | 126 | 16 | 17.5625 | [5 empty] | 5.6875 | 15 | [5 empty] | 13.9375 | [5 empty] | 12 | 9.625 |  | 1 | 775 | 900 | UL174 | Not Applicable | Yes | Yes | No | Not Applicable | [5 empty] | 10332 | RES ELEC
RE110U6-1NAL-458 | RE110U | Bradford White | 671632821921 | Active | The ""-458"" indicates that this SKU was designed and certified for Installation in Canada. | [9 empty] | No | Not Applicable | Not Applicable | Residential Water Heating | Water Heating.Electric | 6 | 6 |  |  |  | 238-44422-00 |  |  |  | 238-39699-00 | [6 empty] | Electric | Electric Resistance | 120 | 1 |  | Indoor |  | Floor Mounted |  | No | Not Applicable | 150 | Not Applicable |  |  |  | 0.75 | No | [7 empty] | 1.5 kW |  |  |  | 10 |  | 7 | On/Off | Not Applicable | [6 empty] | 44 | 17 | 19.875 | 19.125 | 46 | 126 | 16 | 17.5625 | [5 empty] | 5.6875 | 15 | [5 empty] | 13.9375 | [5 empty] | 12 | 9.625 |  | 1 | 775 | 900 | UL1453 | Not Applicable | No | Yes | No | Not Applicable | 238-45688-00 |  |  |  | 238-45684-00 | 10332 | RES ELEC
RE110U6-1NAL-506 | RE110U | Bradford White | 671632878161 | Active | The ""-506"" indicates that this SKU comes with an A420 Aluminum Anode Rod. | [9 empty] | No | Not Applicable | Not Applicable | Residential Water Heating | Water Heating.Electric | 6 | 6 |  |  |  | 238-44422-00 |  |  |  | 238-39699-00 | [6 empty] | Electric | Electric Resistance | 120 | 1 |  | Indoor |  | Floor Mounted |  | No | Not Applicable | 150 | Not Applicable |  |  |  | 0.75 | No | [7 empty] | 1.5 kW |  |  |  | 10 |  | 7 | On/Off | Not Applicable | [6 empty] | 44 | 17 | 19.875 | 19.125 | 46 | 126 | 16 | 17.5625 | [5 empty] | 5.6875 | 15 | [5 empty] | 13.9375 | [5 empty] | 12 | 9.625 |  | 1 | 775 | 900 | UL174 | Not Applicable | Yes | Yes | No | Not Applicable | [5 empty] | 10332 | RES ELEC
RE110U6-1NAL-506-284 | RE110U | Bradford White | 671632815739 | Active | The ""-284"" indicates that this SKU comes with an Incoloy Element. | The ""-506"" indicates that this SKU comes with an A420 Aluminum Anode Rod. | [8 empty] | No | Not Applicable | Not Applicable | Residential Water Heating | Water Heating.Electric | 6 | 6 |  |  |  | 238-44422-00 |  |  |  | 238-39699-00 | [6 empty] | Electric | Electric Resistance | 120 | 1 |  | Indoor |  | Floor Mounted |  | No | Not Applicable | 150 | Not Applicable |  |  |  | 0.75 | No | [7 empty] | 1.5 kW |  |  |  | 10 |  | 7 | On/Off | Not Applicable | [6 empty] | 44 | 17 | 19.875 | 19.125 | 46 | 126 | 16 | 17.5625 | [5 empty] | 5.6875 | 15 | [5 empty] | 13.9375 | [5 empty] | 12 | 9.625 |  | 1 | 775 | 900 | UL174 | Not Applicable | Yes | Yes | No | Not Applicable | [5 empty] | 10332 | RES ELEC
RE110U6-1NAM | RE110U | Bradford White | 671632807369 | Active | [10 empty] | No | Not Applicable | Not Applicable | Residential Water Heating | Water Heating.Electric | 6 | 6 |  |  |  | 238-44422-00 |  |  |  | 238-39699-00 | [6 empty] | Electric | Electric Resistance | 120 | 1 |  | Indoor |  | Floor Mounted |  | No | Not Applicable | 150 | Not Applicable |  |  |  | 0.75 | No | [7 empty] | 2 kW |  |  |  | 10 |  | 9 | On/Off | Not Applicable | [6 empty] | 44 | 17 | 19.875 | 19.125 | 46 | 126 | 16 | 17.5625 | [5 empty] | 5.6875 | 15 | [5 empty] | 13.9375 | [5 empty] | 12 | 9.625 |  | 1 | 775 | 900 | UL174 | Not Applicable | Yes | Yes | No | Not Applicable | [5 empty] | 10332 | RES ELEC
RE110U6-1NAM-264 | RE110U | Bradford White | 671632807093 | Active | The ""-264"" indicates that this SKU comes with an Aluminum Anode Rod. | [9 empty] | No | Not Applicable | Not Applicable | Residential Water Heating | Water Heating.Electric | 6 | 6 |  |  |  | 238-44422-00 |  |  |  | 238-39699-00 | [6 empty] | Electric | Electric Resistance | 120 | 1 |  | Indoor |  | Floor Mounted |  | No | Not Applicable | 150 | Not Applicable |  |  |  | 0.75 | No | [7 empty] | 2 kW |  |  |  | 10 |  | 9 | On/Off | Not Applicable | [6 empty] | 44 | 17 | 19.875 | 19.125 | 46 | 126 | 16 | 17.5625 | [5 empty] | 5.6875 | 15 | [5 empty] | 13.9375 | [5 empty] | 12 | 9.625 |  | 1 | 775 | 900 | UL174 | Not Applicable | Yes | Yes | No | Not Applicable | [5 empty] | 10332 | RES ELEC
RE110U6-1NAM-458 | RE110U | Bradford White | 671632552856 | Active | The ""-458"" indicates that this SKU was designed and certified for Installation in Canada. | [9 empty] | No | Not Applicable | Not Applicable | Residential Water Heating | Water Heating.Electric | 6 | 6 |  |  |  | 238-44422-00 |  |  |  | 238-39699-00 | [6 empty] | Electric | Electric Resistance | 120 | 1 |  | Indoor |  | Floor Mounted |  | No | Not Applicable | 150 | Not Applicable |  |  |  | 0.75 | No | [7 empty] | 2 kW |  |  |  | 10 |  | 9 | On/Off | Not Applicable | [6 empty] | 44 | 17 | 19.875 | 19.125 | 46 | 126 | 16 | 17.5625 | [5 empty] | 5.6875 | 15 | [5 empty] | 13.9375 | [5 empty] | 12 | 9.625 |  | 1 | 775 | 900 | UL1453 | Not Applicable | No | Yes | No | Not Applicable | 238-45688-00 |  |  |  | 238-45684-00 | 10332 | RES ELEC
RE110U6-1NAN | RE110U | Bradford White | 671632829354 | Active | [10 empty] | No | Not Applicable | Not Applicable | Residential Water Heating | Water Heating.Electric | 6 | 6 |  |  |  | 238-44422-00 |  |  |  | 238-39699-00 | [6 empty] | Electric | Electric Resistance | 120 | 1 |  | Indoor |  | Floor Mounted |  | No | Not Applicable | 150 | Not Applicable |  |  |  | 0.75 | No | [7 empty] | 2.5 kW |  |  |  | 10 |  | 11 | On/Off | Not Applicable | [6 empty] | 44 | 17 | 19.875 | 19.125 | 46 | 126 | 16 | 17.5625 | [5 empty] | 5.6875 | 15 | [5 empty] | 13.9375 | [5 empty] | 12 | 9.625 |  | 1 | 775 | 900 | UL174 | Not Applicable | Yes | Yes | No | Not Applicable | [5 empty] | 10332 | RES ELEC
RE110U6-1NAN-264 | RE110U | Bradford White | 671632147854 | Active | The ""-264"" indicates that this SKU comes with an Aluminum Anode Rod. | [9 empty] | No | Not Applicable | Not Applicable | Residential Water Heating | Water Heating.Electric | 6 | 6 |  |  |  | 238-44422-00 |  |  |  | 238-39699-00 | [6 empty] | Electric | Electric Resistance | 120 | 1 |  | Indoor |  | Floor Mounted |  | No | Not Applicable | 150 | Not Applicable |  |  |  | 0.75 | No | [7 empty] | 2.5 kW |  |  |  | 10 |  | 11 | On/Off | Not Applicable | [6 empty] | 44 | 17 | 19.875 | 19.125 | 46 | 126 | 16 | 17.5625 | [5 empty] | 5.6875 | 15 | [5 empty] | 13.9375 | [5 empty] | 12 | 9.625 |  | 1 | 775 | 900 | UL174 | Not Applicable | Yes | Yes | No | Not Applicable | [5 empty] | 10332 | RES ELEC
RE110U6-1NAP | RE110U | Bradford White | 671632875139 | Active | [10 empty] | No | Not Applicable | Not Applicable | Residential Water Heating | Water Heating.Electric | 6 | 6 |  |  |  | 238-44422-00 |  |  |  | 238-39699-00 | [6 empty] | Electric | Electric Resistance | 120 | 1 |  | Indoor |  | Floor Mounted |  | No | Not Applicable | 150 | Not Applicable |  |  |  | 0.75 | No | [7 empty] | 3 kW |  |  |  | 10 |  | 14 | On/Off | Not Applicable | [6 empty] | 44 | 17 | 19.875 | 19.125 | 46 | 126 | 16 | 17.5625 | [5 empty] | 5.6875 | 15 | [5 empty] | 13.9375 | [5 empty] | 12 | 9.625 |  | 1 | 775 | 900 | UL174 | Not Applicable | Yes | Yes | No | Not Applicable | [5 empty] | 10332 | RES ELEC
RE110U6-1NAP-264 | RE110U | Bradford White | 671632574889 | Active | The ""-264"" indicates that this SKU comes with an Aluminum Anode Rod. | [9 empty] | No | Not Applicable | Not Applicable | Residential Water Heating | Water Heating.Electric | 6 | 6 |  |  |  | 238-44422-00 |  |  |  | 238-39699-00 | [6 empty] | Electric | Electric Resistance | 120 | 1 |  | Indoor |  | Floor Mounted |  | No | Not Applicable | 150 | Not Applicable |  |  |  | 0.75 | No | [7 empty] | 3 kW |  |  |  | 10 |  | 14 | On/Off | Not Applicable | [6 empty] | 44 | 17 | 19.875 | 19.125 | 46 | 126 | 16 | 17.5625 | [5 empty] | 5.6875 | 15 | [5 empty] | 13.9375 | [5 empty] | 12 | 9.625 |  | 1 | 775 | 900 | UL1453 | Not Applicable | Yes | Yes | No | Not Applicable | [5 empty] | 10332 | RES ELEC
RE110U6-1NCL | RE110U | Bradford White | 671632821624 | Active | [10 empty] | No | Not Applicable | Not Applicable | Residential Water Heating | Water Heating.Electric | 6 | 6 |  |  |  | 238-44422-00 |  |  |  | 238-39699-00 | [6 empty] | Electric | Electric Resistance | 240/208 | 1 |  | Indoor |  | Floor Mounted |  | No | Not Applicable | 150 | Not Applicable |  |  |  | 0.75 | No | [7 empty] | 1.5/1 kW |  |  |  | 10 |  | 7/5 | On/Off | Not Applicable | [6 empty] | 44 | 17 | 19.875 | 19.125 | 46 | 126 | 16 | 17.5625 | [5 empty] | 5.6875 | 15 | [5 empty] | 13.9375 | [5 empty] | 12 | 9.625 |  | 1 | 775 | 900 | UL174 | Not Applicable | Yes | Yes | No | Not Applicable | [5 empty] | 10332 | RES ELEC
RE110U6-1NCL-264 | RE110U | Bradford White | 671632132331 | Active | The ""-264"" indicates that this SKU comes with an Aluminum Anode Rod. | [9 empty] | No | Not Applicable | Not Applicable | Residential Water Heating | Water Heating.Electric | 6 | 6 |  |  |  | 238-44422-00 |  |  |  | 238-39699-00 | [6 empty] | Electric | Electric Resistance | 240/208 | 1 |  | Indoor |  | Floor Mounted |  | No | Not Applicable | 150 | Not Applicable |  |  |  | 0.75 | No | [7 empty] | 1.5/1 kW |  |  |  | 10 |  | 7/5 | On/Off | Not Applicable | [6 empty] | 44 | 17 | 19.875 | 19.125 | 46 | 126 | 16 | 17.5625 | [5 empty] | 5.6875 | 15 | [5 empty] | 13.9375 | [5 empty] | 12 | 9.625 |  | 1 | 775 | 900 | UL174 | Not Applicable | Yes | Yes | No | Not Applicable | [5 empty] | 10332 | RES ELEC
RE110U6-1NCL-458 | RE110U | Bradford White | 671632838974 | Active | The ""-458"" indicates that this SKU was designed and certified for Installation in Canada. | [9 empty] | No | Not Applicable | Not Applicable | Residential Water Heating | Water Heating.Electric | 6 | 6 |  |  |  | 238-44422-00 |  |  |  | 238-39699-00 | [6 empty] | Electric | Electric Resistance | 240/208 | 1 |  | Indoor |  | Floor Mounted |  | No | Not Applicable | 150 | Not Applicable |  |  |  | 0.75 | No | [7 empty] | 1.5/1 kW |  |  |  | 10 |  | 7/5 | On/Off | Not Applicable | [6 empty] | 44 | 17 | 19.875 | 19.125 | 46 | 126 | 16 | 17.5625 | [5 empty] | 5.6875 | 15 | [5 empty] | 13.9375 | [5 empty] | 12 | 9.625 |  | 1 | 775 | 900 | UL1453 | Not Applicable | No | Yes | No | Not Applicable | 238-45688-00 |  |  |  | 238-45684-00 | 10332 | RES ELEC
RE110U6-1NCM | RE110U | Bradford White | 671632820894 | Active | [10 empty] | No | Not Applicable | Not Applicable | Residential Water Heating | Water Heating.Electric | 6 | 6 |  |  |  | 238-44422-00 |  |  |  | 238-39699-00 | [6 empty] | Electric | Electric Resistance | 240/208 | 1 |  | Indoor |  | Floor Mounted |  | No | Not Applicable | 150 | Not Applicable |  |  |  | 0.75 | No | [7 empty] | 2/1.5 kW |  |  |  | 10 |  | 9/7 | On/Off | Not Applicable | [6 empty] | 44 | 17 | 19.875 | 19.125 | 46 | 126 | 16 | 17.5625 | [5 empty] | 5.6875 | 15 | [5 empty] | 13.9375 | [5 empty] | 12 | 9.625 |  | 1 | 775 | 900 | UL174 | Not Applicable | Yes | Yes | No | Not Applicable | [5 empty] | 10332 | RES ELEC
RE110U6-1NCM-264 | RE110U | Bradford White | 671632841608 | Active | The ""-264"" indicates that this SKU comes with an Aluminum Anode Rod. | [9 empty] | No | Not Applicable | Not Applicable | Residential Water Heating | Water Heating.Electric | 6 | 6 |  |  |  | 238-44422-00 |  |  |  | 238-39699-00 | [6 empty] | Electric | Electric Resistance | 240/208 | 1 |  | Indoor |  | Floor Mounted |  | No | Not Applicable | 150 | Not Applicable |  |  |  | 0.75 | No | [7 empty] | 2/1.5 kW |  |  |  | 10 |  | 9/7 | On/Off | Not Applicable | [6 empty] | 44 | 17 | 19.875 | 19.125 | 46 | 126 | 16 | 17.5625 | [5 empty] | 5.6875 | 15 | [5 empty] | 13.9375 | [5 empty] | 12 | 9.625 |  | 1 | 775 | 900 | UL174 | Not Applicable | Yes | Yes | No | Not Applicable | [5 empty] | 10332 | RES ELEC
RE110U6-1NCM-458 | RE110U | Bradford White | 671632553631 | Active | The ""-458"" indicates that this SKU was designed and certified for Installation in Canada. | [9 empty] | No | Not Applicable | Not Applicable | Residential Water Heating | Water Heating.Electric | 6 | 6 |  |  |  | 238-44422-00 |  |  |  | 238-39699-00 | [6 empty] | Electric | Electric Resistance | 240/208 | 1 |  | Indoor |  | Floor Mounted |  | No | Not Applicable | 150 | Not Applicable |  |  |  | 0.75 | No | [7 empty] | 2/1.5 kW |  |  |  | 10 |  | 9/7 | On/Off | Not Applicable | [6 empty] | 44 | 17 | 19.875 | 19.125 | 46 | 126 | 16 | 17.5625 | [5 empty] | 5.6875 | 15 | [5 empty] | 13.9375 | [5 empty] | 12 | 9.625 |  | 1 | 775 | 900 | UL1453 | Not Applicable | No | Yes | No | Not Applicable | 238-45688-00 |  |  |  | 238-45684-00 | 10332 | RES ELEC
RE110U6-1NCN | RE110U | Bradford White | 671632814077 | Active | [10 empty] | No | Not Applicable | Not Applicable | Residential Water Heating | Water Heating.Electric | 6 | 6 |  |  |  | 238-44422-00 |  |  |  | 238-39699-00 | [6 empty] | Electric | Electric Resistance | 240/208 | 1 |  | Indoor |  | Floor Mounted |  | No | Not Applicable | 150 | Not Applicable |  |  |  | 0.75 | No | [7 empty] | 2.5/2 kW |  |  |  | 10 |  | 11/9 | On/Off | Not Applicable | [6 empty] | 44 | 17 | 19.875 | 19.125 | 46 | 126 | 16 | 17.5625 | [5 empty] | 5.6875 | 15 | [5 empty] | 13.9375 | [5 empty] | 12 | 9.625 |  | 1 | 775 | 900 | UL174 | Not Applicable | Yes | Yes | No | Not Applicable | [5 empty] | 10332 | RES ELEC
RE110U6-1NCN-458 | RE110U | Bradford White | 671632130610 | Active | The ""-458"" indicates that this SKU was designed and certified for Installation in Canada. | [9 empty] | No | Not Applicable | Not Applicable | Residential Water Heating | Water Heating.Electric | 6 | 6 |  |  |  | 238-44422-00 |  |  |  | 238-39699-00 | [6 empty] | Electric | Electric Resistance | 240/208 | 1 |  | Indoor |  | Floor Mounted |  | No | Not Applicable | 150 | Not Applicable |  |  |  | 0.75 | No | [7 empty] | 2.5/2 kW |  |  |  | 10 |  | 11/9 | On/Off | Not Applicable | [6 empty] | 44 | 17 | 19.875 | 19.125 | 46 | 126 | 16 | 17.5625 | [5 empty] | 5.6875 | 15 | [5 empty] | 13.9375 | [5 empty] | 12 | 9.625 |  | 1 | 775 | 900 | UL1453 | Not Applicable | No | Yes | No | Not Applicable | 238-45688-00 |  |  |  | 238-45684-00 | 10332 | RES ELEC
RE110U6-1NCP | RE110U | Bradford White | 671632870066 | Active | [10 empty] | No | Not Applicable | Not Applicable | Residential Water Heating | Water Heating.Electric | 6 | 6 |  |  |  | 238-44422-00 |  |  |  | 238-39699-00 | [6 empty] | Electric | Electric Resistance | 240 | 1 |  | Indoor |  | Floor Mounted |  | No | Not Applicable | 150 | Not Applicable |  |  |  | 0.75 | No | [7 empty] | 3 kW |  |  |  | 10 |  | 14 | On/Off | Not Applicable | [6 empty] | 44 | 17 | 19.875 | 19.125 | 46 | 126 | 16 | 17.5625 | [5 empty] | 5.6875 | 15 | [5 empty] | 13.9375 | [5 empty] | 12 | 9.625 |  | 1 | 775 | 900 | UL174 | Not Applicable | Yes | Yes | No | Not Applicable | [5 empty] | 10332 | RES ELEC
RE110U6-1NCP-264 | RE110U | Bradford White | 671632636280 | Active | The ""-264"" indicates that this SKU comes with an Aluminum Anode Rod. | [9 empty] | No | Not Applicable | Not Applicable | Residential Water Heating | Water Heating.Electric | 6 | 6 |  |  |  | 238-44422-00 |  |  |  | 238-39699-00 | [6 empty] | Electric | Electric Resistance | 240 | 1 |  | Indoor |  | Floor Mounted |  | No | Not Applicable | 150 | Not Applicable |  |  |  | 0.75 | No | [7 empty] | 3 kW |  |  |  | 10 |  | 14 | On/Off | Not Applicable | [6 empty] | 44 | 17 | 19.875 | 19.125 | 46 | 126 | 16 | 17.5625 | [5 empty] | 5.6875 | 15 | [5 empty] | 13.9375 | [5 empty] | 12 | 9.625 |  | 1 | 775 | 900 | UL1453 | Not Applicable | Yes | Yes | No | Not Applicable | [5 empty] | 10332 | RES ELEC
RE110U6-1NCP-264-284 | RE110U | Bradford White | 671632865277 | Active | The ""-264"" indicates that this SKU comes with an Aluminum Anode Rod. | The ""-284"" indicates that this SKU comes with an Incoloy Element. | [8 empty] | No | Not Applicable | Not Applicable | Residential Water Heating | Water Heating.Electric | 6 | 6 |  |  |  | 238-44422-00 |  |  |  | 238-39699-00 | [6 empty] | Electric | Electric Resistance | 240 | 1 |  | Indoor |  | Floor Mounted |  | No | Not Applicable | 150 | Not Applicable |  |  |  | 0.75 | No | [7 empty] | 3 kW |  |  |  | 10 |  | 14 | On/Off | Not Applicable | [6 empty] | 44 | 17 | 19.875 | 19.125 | 46 | 126 | 16 | 17.5625 | [5 empty] | 5.6875 | 15 | [5 empty] | 13.9375 | [5 empty] | 12 | 9.625 |  | 1 | 775 | 900 | UL174 | Not Applicable | Yes | Yes | No | Not Applicable | [5 empty] | 10332 | RES ELEC
RE110U6-1NCP-458 | RE110U | Bradford White | 671632838981 | Active | The ""-458"" indicates that this SKU was designed and certified for Installation in Canada. | [9 empty] | No | Not Applicable | Not Applicable | Residential Water Heating | Water Heating.Electric | 6 | 6 |  |  |  | 238-44422-00 |  |  |  | 238-39699-00 | [6 empty] | Electric | Electric Resistance | 240 | 1 |  | Indoor |  | Floor Mounted |  | No | Not Applicable | 150 | Not Applicable |  |  |  | 0.75 | No | [7 empty] | 3 kW |  |  |  | 10 |  | 14 | On/Off | Not Applicable | [6 empty] | 44 | 17 | 19.875 | 19.125 | 46 | 126 | 16 | 17.5625 | [5 empty] | 5.6875 | 15 | [5 empty] | 13.9375 | [5 empty] | 12 | 9.625 |  | 1 | 775 | 900 | UL1453 | Not Applicable | No | Yes | No | Not Applicable | 238-45688-00 |  |  |  | 238-45684-00 | 10332 | RES ELEC
RE110U6-1NCR | RE110U | Bradford White | 671632864607 | Active | [10 empty] | No | Not Applicable | Not Applicable | Residential Water Heating | Water Heating.Electric | 6 | 6 |  |  |  | 238-44422-00 |  |  |  | 238-39699-00 | [6 empty] | Electric | Electric Resistance | 240/208 | 1 |  | Indoor |  | Floor Mounted |  | No | Not Applicable | 150 | Not Applicable |  |  |  | 0.75 | No | [7 empty] | 3.5/2.5 kW |  |  |  | 10 |  | 16/11 | On/Off | Not Applicable | [6 empty] | 44 | 17 | 19.875 | 19.125 | 46 | 126 | 16 | 17.5625 | [5 empty] | 5.6875 | 15 | [5 empty] | 13.9375 | [5 empty] | 12 | 9.625 |  | 1 | 775 | 900 | UL174 | Not Applicable | Yes | Yes | No | Not Applicable | [5 empty] | 10332 | RES ELEC
RE110U6-1NCR-264 | RE110U | Bradford White | 671632131662 | Active | The ""-264"" indicates that this SKU comes with an Aluminum Anode Rod. | [9 empty] | No | Not Applicable | Not Applicable | Residential Water Heating | Water Heating.Electric | 6 | 6 |  |  |  | 238-44422-00 |  |  |  | 238-39699-00 | [6 empty] | Electric | Electric Resistance | 240/208 | 1 |  | Indoor |  | Floor Mounted |  | No | Not Applicable | 150 | Not Applicable |  |  |  | 0.75 | No | [7 empty] | 3.5/2.5 kW |  |  |  | 10 |  | 16/11 | On/Off | Not Applicable | [6 empty] | 44 | 17 | 19.875 | 19.125 | 46 | 126 | 16 | 17.5625 | [5 empty] | 5.6875 | 15 | [5 empty] | 13.9375 | [5 empty] | 12 | 9.625 |  | 1 | 775 | 900 | UL174 | Not Applicable | Yes | Yes | No | Not Applicable | [5 empty] | 10332 | RES ELEC
RE110U6-1NCR-458 | RE110U | Bradford White | 671632131877 | Active | The ""-458"" indicates that this SKU was designed and certified for Installation in Canada. | [9 empty] | No | Not Applicable | Not Applicable | Residential Water Heating | Water Heating.Electric | 6 | 6 |  |  |  | 238-44422-00 |  |  |  | 238-39699-00 | [6 empty] | Electric | Electric Resistance | 240/208 | 1 |  | Indoor |  | Floor Mounted |  | No | Not Applicable | 150 | Not Applicable |  |  |  | 0.75 | No | [7 empty] | 3.5/2.5 kW |  |  |  | 10 |  | 16/11 | On/Off | Not Applicable | [6 empty] | 44 | 17 | 19.875 | 19.125 | 46 | 126 | 16 | 17.5625 | [5 empty] | 5.6875 | 15 | [5 empty] | 13.9375 | [5 empty] | 12 | 9.625 |  | 1 | 775 | 900 | UL1453 | Not Applicable | No | Yes | No | Not Applicable | 238-45688-00 |  |  |  | 238-45684-00 | 10332 | RES ELEC
RE110U6-1NCT | RE110U | Bradford White | 671632822232 | Active | [10 empty] | No | Not Applicable | Not Applicable | Residential Water Heating | Water Heating.Electric | 6 | 6 |  |  |  | 238-44422-00 |  |  |  | 238-39699-00 | [6 empty] | Electric | Electric Resistance | 240/208 | 1 |  | Indoor |  | Floor Mounted |  | No | Not Applicable | 150 | Not Applicable |  |  |  | 0.75 | No | [7 empty] | 4/3 kW |  |  |  | 10 |  | 18/14 | On/Off | Not Applicable | [6 empty] | 44 | 17 | 19.875 | 19.125 | 46 | 126 | 16 | 17.5625 | [5 empty] | 5.6875 | 15 | [5 empty] | 13.9375 | [5 empty] | 12 | 9.625 |  | 1 | 775 | 900 | UL174 | Not Applicable | Yes | Yes | No | Not Applicable | [5 empty] | 10332 | RES ELEC
RE110U6-1NCT-264 | RE110U | Bradford White | 671632131945 | Active | The ""-264"" indicates that this SKU comes with an Aluminum Anode Rod. | [9 empty] | No | Not Applicable | Not Applicable | Residential Water Heating | Water Heating.Electric | 6 | 6 |  |  |  | 238-44422-00 |  |  |  | 238-39699-00 | [6 empty] | Electric | Electric Resistance | 240/208 | 1 |  | Indoor |  | Floor Mounted |  | No | Not Applicable | 150 | Not Applicable |  |  |  | 0.75 | No | [7 empty] | 4/3 kW |  |  |  | 10 |  | 18/14 | On/Off | Not Applicable | [6 empty] | 44 | 17 | 19.875 | 19.125 | 46 | 126 | 16 | 17.5625 | [5 empty] | 5.6875 | 15 | [5 empty] | 13.9375 | [5 empty] | 12 | 9.625 |  | 1 | 775 | 900 | UL174 | Not Applicable | Yes | Yes | No | Not Applicable | [5 empty] | 10332 | RES ELEC
RE110U6-1NCT-458 | RE110U | Bradford White | 671632131471 | Active | The ""-458"" indicates that this SKU was designed and certified for Installation in Canada. | [9 empty] | No | Not Applicable | Not Applicable | Residential Water Heating | Water Heating.Electric | 6 | 6 |  |  |  | 238-44422-00 |  |  |  | 238-39699-00 | [6 empty] | Electric | Electric Resistance | 240/208 | 1 |  | Indoor |  | Floor Mounted |  | No | Not Applicable | 150 | Not Applicable |  |  |  | 0.75 | No | [7 empty] | 4/3 kW |  |  |  | 10 |  | 18/14 | On/Off | Not Applicable | [6 empty] | 44 | 17 | 19.875 | 19.125 | 46 | 126 | 16 | 17.5625 | [5 empty] | 5.6875 | 15 | [5 empty] | 13.9375 | [5 empty] | 12 | 9.625 |  | 1 | 775 | 900 | UL1453 | Not Applicable | No | Yes | No | Not Applicable | 238-45688-00 |  |  |  | 238-45684-00 | 10332 | RES ELEC
RE110U6-1NCW | RE110U | Bradford White | 671632823598 | Active | [10 empty] | No | Not Applicable | Not Applicable | Residential Water Heating | Water Heating.Electric | 6 | 6 |  |  |  | 238-44422-00 |  |  |  | 238-39699-00 | [6 empty] | Electric | Electric Resistance | 240/208 | 1 |  | Indoor |  | Floor Mounted |  | No | Not Applicable | 150 | Not Applicable |  |  |  | 0.75 | No | [7 empty] | 4.5/3.5 kW |  |  |  | 10 |  | 21/16 | On/Off | Not Applicable | [6 empty] | 44 | 17 | 19.875 | 19.125 | 46 | 126 | 16 | 17.5625 | [5 empty] | 5.6875 | 15 | [5 empty] | 13.9375 | [5 empty] | 12 | 9.625 |  | 1 | 775 | 900 | UL174 | Not Applicable | Yes | Yes | No | Not Applicable | [5 empty] | 10332 | RES ELEC
RE110U6-1NCW-458 | RE110U | Bradford White | 671632622825 | Active | The ""-458"" indicates that this SKU was designed and certified for Installation in Canada. | [9 empty] | No | Not Applicable | Not Applicable | Residential Water Heating | Water Heating.Electric | 6 | 6 |  |  |  | 238-44422-00 |  |  |  | 238-39699-00 | [6 empty] | Electric | Electric Resistance | 240/208 | 1 |  | Indoor |  | Floor Mounted |  | No | Not Applicable | 150 | Not Applicable |  |  |  | 0.75 | No | [7 empty] | 4.5/3.5 kW |  |  |  | 10 |  | 21/16 | On/Off | Not Applicable | [6 empty] | 44 | 17 | 19.875 | 19.125 | 46 | 126 | 16 | 17.5625 | [5 empty] | 5.6875 | 15 | [5 empty] | 13.9375 | [5 empty] | 12 | 9.625 |  | 1 | 775 | 900 | UL1453 | Not Applicable | No | Yes | No | Not Applicable | 238-45688-00 |  |  |  | 238-45684-00 | 10332 | RES ELEC
RE110U6-1NCW-506-284 | RE110U | Bradford White | 671632651351 | Active | The ""-284"" indicates that this SKU comes with an Incoloy Element. | The ""-506"" indicates that this SKU comes with an A420 Aluminum Anode Rod. | [8 empty] | No | Not Applicable | Not Applicable | Residential Water Heating | Water Heating.Electric | 6 | 6 |  |  |  | 238-44422-00 |  |  |  | 238-39699-00 | [6 empty] | Electric | Electric Resistance | 240/208 | 1 |  | Indoor |  | Floor Mounted |  | No | Not Applicable | 150 | Not Applicable |  |  |  | 0.75 | No | [7 empty] | 4.5/3.5 kW |  |  |  | 10 |  | 21/16 | On/Off | Not Applicable | [6 empty] | 44 | 17 | 19.875 | 19.125 | 46 | 126 | 16 | 17.5625 | [5 empty] | 5.6875 | 15 | [5 empty] | 13.9375 | [5 empty] | 12 | 9.625 |  | 1 | 775 | 900 | UL1453 | Not Applicable | Yes | Yes | No | Not Applicable | [5 empty] | 10332 | RES ELEC
RE110U6-1NCY | RE110U | Bradford White | 671632851850 | Active | [10 empty] | No | Not Applicable | Not Applicable | Residential Water Heating | Water Heating.Electric | 6 | 6 |  |  |  | 238-44422-00 |  |  |  | 238-39699-00 | [6 empty] | Electric | Electric Resistance | 240/208 | 1 |  | Indoor |  | Floor Mounted |  | No | Not Applicable | 150 | Not Applicable |  |  |  | 0.75 | No | [7 empty] | 5.5/4 kW |  |  |  | 10 |  | 25/18 | On/Off | Not Applicable | [6 empty] | 44 | 17 | 19.875 | 19.125 | 46 | 126 | 16 | 17.5625 | [5 empty] | 5.6875 | 15 | [5 empty] | 13.9375 | [5 empty] | 12 | 9.625 |  | 1 | 775 | 900 | UL174 | Not Applicable | Yes | Yes | No | Not Applicable | [5 empty] | 10332 | RES ELEC
RE110U6-1NCY-458 | RE110U | Bradford White | 671632895663 | Active | The ""-458"" indicates that this SKU was designed and certified for Installation in Canada. | [9 empty] | No | Not Applicable | Not Applicable | Residential Water Heating | Water Heating.Electric | 6 | 6 |  |  |  | 238-44422-00 |  |  |  | 238-39699-00 | [6 empty] | Electric | Electric Resistance | 240/208 | 1 |  | Indoor |  | Floor Mounted |  | No | Not Applicable | 150 | Not Applicable |  |  |  | 0.75 | No | [7 empty] | 5.5/4 kW |  |  |  | 10 |  | 25/18 | On/Off | Not Applicable | [6 empty] | 44 | 17 | 19.875 | 19.125 | 46 | 126 | 16 | 17.5625 | [5 empty] | 5.6875 | 15 | [5 empty] | 13.9375 | [5 empty] | 12 | 9.625 |  | 1 | 775 | 900 | UL1453 | Not Applicable | No | Yes | No | Not Applicable | 238-45688-00 |  |  |  | 238-45684-00 | 10332 | RES ELEC
RE110U6-1NCZ | RE110U | Bradford White | 671632813964 | Active | [10 empty] | No | Not Applicable | Not Applicable | Residential Water Heating | Water Heating.Electric | 6 | 6 |  |  |  | 238-44422-00 |  |  |  | 238-39699-00 | [6 empty] | Electric | Electric Resistance | 240/208 | 1 |  | Indoor |  | Floor Mounted |  | No | Not Applicable | 150 | Not Applicable |  |  |  | 0.75 | No | [7 empty] | 6/4.5 kW |  |  |  | 10 |  | 28/21 | On/Off | Not Applicable | [6 empty] | 44 | 17 | 19.875 | 19.125 | 46 | 126 | 16 | 17.5625 | [5 empty] | 5.6875 | 15 | [5 empty] | 13.9375 | [5 empty] | 12 | 9.625 |  | 1 | 775 | 900 | UL174 | Not Applicable | Yes | Yes | No | Not Applicable | [5 empty] | 10332 | RES ELEC
RE110U6-1NCZ-264 | RE110U | Bradford White | 671632616350 | Active | The ""-264"" indicates that this SKU comes with an Aluminum Anode Rod. | [9 empty] | No | Not Applicable | Not Applicable | Residential Water Heating | Water Heating.Electric | 6 | 6 |  |  |  | 238-44422-00 |  |  |  | 238-39699-00 | [6 empty] | Electric | Electric Resistance | 240/208 | 1 |  | Indoor |  | Floor Mounted |  | No | Not Applicable | 150 | Not Applicable |  |  |  | 0.75 | No | [7 empty] | 6/4.5 kW |  |  |  | 10 |  | 28/21 | On/Off | Not Applicable | [6 empty] | 44 | 17 | 19.875 | 19.125 | 46 | 126 | 16 | 17.5625 | [5 empty] | 5.6875 | 15 | [5 empty] | 13.9375 | [5 empty] | 12 | 9.625 |  | 1 | 775 | 900 | UL1453 | Not Applicable | Yes | Yes | No | Not Applicable | [5 empty] | 10332 | RES ELEC
RE110U6-1NCZ-458 | RE110U | Bradford White | 671632314331 | Active | The ""-458"" indicates that this SKU was designed and certified for Installation in Canada. | [9 empty] | No | Not Applicable | Not Applicable | Residential Water Heating | Water Heating.Electric | 6 | 6 |  |  |  | 238-44422-00 |  |  |  | 238-39699-00 | [6 empty] | Electric | Electric Resistance | 240/208 | 1 |  | Indoor |  | Floor Mounted |  | No | Not Applicable | 150 | Not Applicable |  |  |  | 0.75 | No | [7 empty] | 6/4.5 kW |  |  |  | 10 |  | 28/21 | On/Off | Not Applicable | [6 empty] | 44 | 17 | 19.875 | 19.125 | 46 | 126 | 16 | 17.5625 | [5 empty] | 5.6875 | 15 | [5 empty] | 13.9375 | [5 empty] | 12 | 9.625 |  | 1 | 775 | 900 | UL1453 | Not Applicable | No | Yes | No | Not Applicable | 238-45688-00 |  |  |  | 238-45684-00 | 10332 | RES ELEC
RE110U6-1NCZ-506 | RE110U | Bradford White | 671632571758 | Active | The ""-506"" indicates that this SKU comes with an A420 Aluminum Anode Rod. | [9 empty] | No | Not Applicable | Not Applicable | Residential Water Heating | Water Heating.Electric | 6 | 6 |  |  |  | 238-44422-00 |  |  |  | 238-39699-00 | [6 empty] | Electric | Electric Resistance | 240/208 | 1 |  | Indoor |  | Floor Mounted |  | No | Not Applicable | 150 | Not Applicable |  |  |  | 0.75 | No | [7 empty] | 6/4.5 kW |  |  |  | 10 |  | 28/21 | On/Off | Not Applicable | [6 empty] | 44 | 17 | 19.875 | 19.125 | 46 | 126 | 16 | 17.5625 | [5 empty] | 5.6875 | 15 | [5 empty] | 13.9375 | [5 empty] | 12 | 9.625 |  | 1 | 775 | 900 | UL1453 | Not Applicable | Yes | Yes | No | Not Applicable | [5 empty] | 10332 | RES ELEC
RE110U6-1NCZ-506-284 | RE110U | Bradford White | 671632643790 | Active | The ""-284"" indicates that this SKU comes with an Incoloy Element. | The ""-506"" indicates that this SKU comes with an A420 Aluminum Anode Rod. | [8 empty] | No | Not Applicable | Not Applicable | Residential Water Heating | Water Heating.Electric | 6 | 6 |  |  |  | 238-44422-00 |  |  |  | 238-39699-00 | [6 empty] | Electric | Electric Resistance | 240/208 | 1 |  | Indoor |  | Floor Mounted |  | No | Not Applicable | 150 | Not Applicable |  |  |  | 0.75 | No | [7 empty] | 6/4.5 kW |  |  |  | 10 |  | 28/21 | On/Off | Not Applicable | [6 empty] | 44 | 17 | 19.875 | 19.125 | 46 | 126 | 16 | 17.5625 | [5 empty] | 5.6875 | 15 | [5 empty] | 13.9375 | [5 empty] | 12 | 9.625 |  | 1 | 775 | 900 | UL1453 | Not Applicable | Yes | Yes | No | Not Applicable | [5 empty] | 10332 | RES ELEC
RE110U6-1NEL | RE110U | Bradford White | 671632811281 | Active | [10 empty] | No | Not Applicable | Not Applicable | Residential Water Heating | Water Heating.Electric | 6 | 6 |  |  |  | 238-44422-00 |  |  |  | 238-39699-00 | [6 empty] | Electric | Electric Resistance | 277 | 1 |  | Indoor |  | Floor Mounted |  | No | Not Applicable | 150 | Not Applicable |  |  |  | 0.75 | No | [7 empty] | 1.5 kW |  |  |  | 10 |  | 7 | On/Off | Not Applicable | [6 empty] | 44 | 17 | 19.875 | 19.125 | 46 | 126 | 16 | 17.5625 | [5 empty] | 5.6875 | 15 | [5 empty] | 13.9375 | [5 empty] | 12 | 9.625 |  | 1 | 775 | 900 | UL174 | Not Applicable | Yes | Yes | No | Not Applicable | [5 empty] | 10332 | RES ELEC
RE110U6-1NEM | RE110U | Bradford White | 671632838882 | Active | [10 empty] | No | Not Applicable | Not Applicable | Residential Water Heating | Water Heating.Electric | 6 | 6 |  |  |  | 238-44422-00 |  |  |  | 238-39699-00 | [6 empty] | Electric | Electric Resistance | 277 | 1 |  | Indoor |  | Floor Mounted |  | No | Not Applicable | 150 | Not Applicable |  |  |  | 0.75 | No | [7 empty] | 2 kW |  |  |  | 10 |  | 9 | On/Off | Not Applicable | [6 empty] | 44 | 17 | 19.875 | 19.125 | 46 | 126 | 16 | 17.5625 | [5 empty] | 5.6875 | 15 | [5 empty] | 13.9375 | [5 empty] | 12 | 9.625 |  | 1 | 775 | 900 | UL174 | Not Applicable | Yes | Yes | No | Not Applicable | [5 empty] | 10332 | RES ELEC
RE110U6-1NEN | RE110U | Bradford White | 671632853281 | Active | [10 empty] | No | Not Applicable | Not Applicable | Residential Water Heating | Water Heating.Electric | 6 | 6 |  |  |  | 238-44422-00 |  |  |  | 238-39699-00 | [6 empty] | Electric | Electric Resistance | 277 | 1 |  | Indoor |  | Floor Mounted |  | No | Not Applicable | 150 | Not Applicable |  |  |  | 0.75 | No | [7 empty] | 2.5 kW |  |  |  | 10 |  | 11 | On/Off | Not Applicable | [6 empty] | 44 | 17 | 19.875 | 19.125 | 46 | 126 | 16 | 17.5625 | [5 empty] | 5.6875 | 15 | [5 empty] | 13.9375 | [5 empty] | 12 | 9.625 |  | 1 | 775 | 900 | UL174 | Not Applicable | Yes | Yes | No | Not Applicable | [5 empty] | 10332 | RES ELEC
RE110U6-1NEP | RE110U | Bradford White | 671632839506 | Active | [10 empty] | No | Not Applicable | Not Applicable | Residential Water Heating | Water Heating.Electric | 6 | 6 |  |  |  | 238-44422-00 |  |  |  | 238-39699-00 | [6 empty] | Electric | Electric Resistance | 277 | 1 |  | Indoor |  | Floor Mounted |  | No | Not Applicable | 150 | Not Applicable |  |  |  | 0.75 | No | [7 empty] | 3 kW |  |  |  | 10 |  | 14 | On/Off | Not Applicable | [6 empty] | 44 | 17 | 19.875 | 19.125 | 46 | 126 | 16 | 17.5625 | [5 empty] | 5.6875 | 15 | [5 empty] | 13.9375 | [5 empty] | 12 | 9.625 |  | 1 | 775 | 900 | UL174 | Not Applicable | Yes | Yes | No | Not Applicable | [5 empty] | 10332 | RES ELEC
RE110U6-1NET | RE110U | Bradford White | 671632877201 | Active | [10 empty] | No | Not Applicable | Not Applicable | Residential Water Heating | Water Heating.Electric | 6 | 6 |  |  |  | 238-44422-00 |  |  |  | 238-39699-00 | [6 empty] | Electric | Electric Resistance | 277 | 1 |  | Indoor |  | Floor Mounted |  | No | Not Applicable | 150 | Not Applicable |  |  |  | 0.75 | No | [7 empty] | 4 kW |  |  |  | 10 |  | 18 | On/Off | Not Applicable | [6 empty] | 44 | 17 | 19.875 | 19.125 | 46 | 126 | 16 | 17.5625 | [5 empty] | 5.6875 | 15 | [5 empty] | 13.9375 | [5 empty] | 12 | 9.625 |  | 1 | 775 | 900 | UL174 | Not Applicable | Yes | Yes | No | Not Applicable | [5 empty] | 10332 | RES ELEC
RE110U6-1NEW | RE110U | Bradford White | 671632863709 | Active | [10 empty] | No | Not Applicable | Not Applicable | Residential Water Heating | Water Heating.Electric | 6 | 6 |  |  |  | 238-44422-00 |  |  |  | 238-39699-00 | [6 empty] | Electric | Electric Resistance | 277 | 1 |  | Indoor |  | Floor Mounted |  | No | Not Applicable | 150 | Not Applicable |  |  |  | 0.75 | No | [7 empty] | 4.5 kW |  |  |  | 10 |  | 21 | On/Off | Not Applicable | [6 empty] | 44 | 17 | 19.875 | 19.125 | 46 | 126 | 16 | 17.5625 | [5 empty] | 5.6875 | 15 | [5 empty] | 13.9375 | [5 empty] | 12 | 9.625 |  | 1 | 775 | 900 | UL174 | Not Applicable | Yes | Yes | No | Not Applicable | [5 empty] | 10332 | RES ELEC
RE110U6-1NEX | RE110U | Bradford White | 671632314553 | Active | [10 empty] | No | Not Applicable | Not Applicable | Residential Water Heating | Water Heating.Electric | 6 | 6 |  |  |  | 238-44422-00 |  |  |  | 238-39699-00 | [6 empty] | Electric | Electric Resistance | 277 | 1 |  | Indoor |  | Floor Mounted |  | No | Not Applicable | 150 | Not Applicable |  |  |  | 0.75 | No | [7 empty] | 5 kW |  |  |  | 10 |  | 23 | On/Off | Not Applicable | [6 empty] | 44 | 17 | 19.875 | 19.125 | 46 | 126 | 16 | 17.5625 | [5 empty] | 5.6875 | 15 | [5 empty] | 13.9375 | [5 empty] | 12 | 9.625 |  | 1 | 775 | 900 | UL174 | Not Applicable | Yes | Yes | No | Not Applicable | [5 empty] | 10332 | RES ELEC
RE110U6-1NEZ | RE110U | Bradford White | 671632905348 | Active | [10 empty] | No | Not Applicable | Not Applicable | Residential Water Heating | Water Heating.Electric | 6 | 6 |  |  |  | 238-44422-00 |  |  |  | 238-39699-00 | [6 empty] | Electric | Electric Resistance | 277 | 1 |  | Indoor |  | Floor Mounted |  | No | Not Applicable | 150 | Not Applicable |  |  |  | 0.75 | No | [7 empty] | 6 kW |  |  |  | 10 |  | 28 | On/Off | Not Applicable | [6 empty] | 44 | 17 | 19.875 | 19.125 | 46 | 126 | 16 | 17.5625 | [5 empty] | 5.6875 | 15 | [5 empty] | 13.9375 | [5 empty] | 12 | 9.625 |  | 1 | 775 | 900 | UL174 | Not Applicable | Yes | Yes | No | Not Applicable | [5 empty] | 10332 | RES ELEC
RE110U6-1NEZ-264 | RE110U | Bradford White | 671632905379 | Active | The ""-264"" indicates that this SKU comes with an Aluminum Anode Rod. | [9 empty] | No | Not Applicable | Not Applicable | Residential Water Heating | Water Heating.Electric | 6 | 6 |  |  |  | 238-44422-00 |  |  |  | 238-39699-00 | [6 empty] | Electric | Electric Resistance | 277 | 1 |  | Indoor |  | Floor Mounted |  | No | Not Applicable | 150 | Not Applicable |  |  |  | 0.75 | No | [7 empty] | 6 kW |  |  |  | 10 |  | 28 | On/Off | Not Applicable | [6 empty] | 44 | 17 | 19.875 | 19.125 | 46 | 126 | 16 | 17.5625 | [5 empty] | 5.6875 | 15 | [5 empty] | 13.9375 | [5 empty] | 12 | 9.625 |  | 1 | 775 | 900 | UL174 | Not Applicable | Yes | Yes | No | Not Applicable | [5 empty] | 10332 | RES ELEC
RE110U6-1NHL | RE110U | Bradford White | 671632130580 | Active | [10 empty] | No | Not Applicable | Not Applicable | Residential Water Heating | Water Heating.Electric | 6 | 6 |  |  |  | 238-44422-00 |  |  |  | 238-39699-00 | [6 empty] | Electric | Electric Resistance | 480 | 1 |  | Indoor |  | Floor Mounted |  | No | Not Applicable | 150 | Not Applicable |  |  |  | 0.75 | No | [7 empty] | 1.5 kW |  |  |  | 10 |  | 7 | On/Off | Not Applicable | [6 empty] | 44 | 17 | 19.875 | 19.125 | 46 | 126 | 16 | 17.5625 | [5 empty] | 5.6875 | 15 | [5 empty] | 13.9375 | [5 empty] | 12 | 9.625 |  | 1 | 775 | 900 | UL174 | Not Applicable | Yes | Yes | No | Not Applicable | [5 empty] | 10332 | RES ELEC
RE110U6-1NHM | RE110U | Bradford White | 671632569953 | Active | [10 empty] | No | Not Applicable | Not Applicable | Residential Water Heating | Water Heating.Electric | 6 | 6 |  |  |  | 238-44422-00 |  |  |  | 238-39699-00 | [6 empty] | Electric | Electric Resistance | 480 | 1 |  | Indoor |  | Floor Mounted |  | No | Not Applicable | 150 | Not Applicable |  |  |  | 0.75 | No | [7 empty] | 2 kW |  |  |  | 10 |  | 9 | On/Off | Not Applicable | [6 empty] | 44 | 17 | 19.875 | 19.125 | 46 | 126 | 16 | 17.5625 | [5 empty] | 5.6875 | 15 | [5 empty] | 13.9375 | [5 empty] | 12 | 9.625 |  | 1 | 775 | 900 | UL1453 | Not Applicable | Yes | Yes | No | Not Applicable | [5 empty] | 10332 | RES ELEC
RE110U6-1NHN | RE110U | Bradford White | 671632813216 | Active | [10 empty] | No | Not Applicable | Not Applicable | Residential Water Heating | Water Heating.Electric | 6 | 6 |  |  |  | 238-44422-00 |  |  |  | 238-39699-00 | [6 empty] | Electric | Electric Resistance | 480 | 1 |  | Indoor |  | Floor Mounted |  | No | Not Applicable | 150 | Not Applicable |  |  |  | 0.75 | No | [7 empty] | 2.5 kW |  |  |  | 10 |  | 11 | On/Off | Not Applicable | [6 empty] | 44 | 17 | 19.875 | 19.125 | 46 | 126 | 16 | 17.5625 | [5 empty] | 5.6875 | 15 | [5 empty] | 13.9375 | [5 empty] | 12 | 9.625 |  | 1 | 775 | 900 | UL174 | Not Applicable | Yes | Yes | No | Not Applicable | [5 empty] | 10332 | RES ELEC
RE110U6-1NHP | RE110U | Bradford White | 671632873210 | Active | [10 empty] | No | Not Applicable | Not Applicable | Residential Water Heating | Water Heating.Electric | 6 | 6 |  |  |  | 238-44422-00 |  |  |  | 238-39699-00 | [6 empty] | Electric | Electric Resistance | 480 | 1 |  | Indoor |  | Floor Mounted |  | No | Not Applicable | 150 | Not Applicable |  |  |  | 0.75 | No | [7 empty] | 3 kW |  |  |  | 10 |  | 14 | On/Off | Not Applicable | [6 empty] | 44 | 17 | 19.875 | 19.125 | 46 | 126 | 16 | 17.5625 | [5 empty] | 5.6875 | 15 | [5 empty] | 13.9375 | [5 empty] | 12 | 9.625 |  | 1 | 775 | 900 | UL174 | Not Applicable | Yes | Yes | No | Not Applicable | [5 empty] | 10332 | RES ELEC
RE110U6-1NHW | RE110U | Bradford White | 671632888726 | Active | [10 empty] | No | Not Applicable | Not Applicable | Residential Water Heating | Water Heating.Electric | 6 | 6 |  |  |  | 238-44422-00 |  |  |  | 238-39699-00 | [6 empty] | Electric | Electric Resistance | 480 | 1 |  | Indoor |  | Floor Mounted |  | No | Not Applicable | 150 | Not Applicable |  |  |  | 0.75 | No | [7 empty] | 4.5 kW |  |  |  | 10 |  | 21 | On/Off | Not Applicable | [6 empty] | 44 | 17 | 19.875 | 19.125 | 46 | 126 | 16 | 17.5625 | [5 empty] | 5.6875 | 15 | [5 empty] | 13.9375 | [5 empty] | 12 | 9.625 |  | 1 | 775 | 900 | UL174 | Not Applicable | Yes | Yes | No | Not Applicable | [5 empty] | 10332 | RES ELEC
RE110U6-1NHZ-264 | RE110U | Bradford White | 671632322893 | Active | The ""-264"" indicates that this SKU comes with an Aluminum Anode Rod. | [9 empty] | No | Not Applicable | Not Applicable | Residential Water Heating | Water Heating.Electric | 6 | 6 |  |  |  | 238-44422-00 |  |  |  | 238-39699-00 | [6 empty] | Electric | Electric Resistance | 480 | 1 |  | Indoor |  | Floor Mounted |  | No | Not Applicable | 150 | Not Applicable |  |  |  | 0.75 | No | [7 empty] | 6 kW |  |  |  | 10 |  | 28 | On/Off | Not Applicable | [6 empty] | 44 | 17 | 19.875 | 19.125 | 46 | 126 | 16 | 17.5625 | [5 empty] | 5.6875 | 15 | [5 empty] | 13.9375 | [5 empty] | 12 | 9.625 |  | 1 | 775 | 900 | UL174 | Not Applicable | Yes | Yes | No | Not Applicable | [5 empty] | 10332 | RES ELEC
RE110U6-1NLN | RE110U | Bradford White | 671632838806 | Active | [10 empty] | No | Not Applicable | Not Applicable | Residential Water Heating | Water Heating.Electric | 6 | 6 |  |  |  | 238-44422-00 |  |  |  | 238-39699-00 | [6 empty] | Electric | Electric Resistance | 208 | 1 |  | Indoor |  | Floor Mounted |  | No | Not Applicable | 150 | Not Applicable |  |  |  | 0.75 | No | [7 empty] | 2.5 kW |  |  |  | 10 |  | 11 | On/Off | Not Applicable | [6 empty] | 44 | 17 | 19.875 | 19.125 | 46 | 126 | 16 | 17.5625 | [5 empty] | 5.6875 | 15 | [5 empty] | 13.9375 | [5 empty] | 12 | 9.625 |  | 1 | 775 | 900 | UL174 | Not Applicable | Yes | Yes | No | Not Applicable | [5 empty] | 10332 | RES ELEC
RE110U6-1NLX | RE110U | Bradford White | 671632325184 | Active | [10 empty] | No | Not Applicable | Not Applicable | Residential Water Heating | Water Heating.Electric | 6 | 6 |  |  |  | 238-44422-00 |  |  |  | 238-39699-00 | [6 empty] | Electric | Electric Resistance | 208 | 1 |  | Indoor |  | Floor Mounted |  | No | Not Applicable | 150 | Not Applicable |  |  |  | 0.75 | No | [7 empty] | 5 kW |  |  |  | 10 |  | 23 | On/Off | Not Applicable | [6 empty] | 44 | 17 | 19.875 | 19.125 | 46 | 126 | 16 | 17.5625 | [5 empty] | 5.6875 | 15 | [5 empty] | 13.9375 | [5 empty] | 12 | 9.625 |  | 1 | 775 | 900 | UL174 | Not Applicable | Yes | Yes | No | Not Applicable | [5 empty] | 10332 | RES ELEC
RE110U6-1NLY | RE110U | Bradford White | 671632678778 | Active | [10 empty] | No | Not Applicable | Not Applicable | Residential Water Heating | Water Heating.Electric | 6 | 6 |  |  |  | 238-44422-00 |  |  |  | 238-39699-00 | [6 empty] | Electric | Electric Resistance | 208 | 1 |  | Indoor |  | Floor Mounted |  | No | Not Applicable | 150 | Not Applicable |  |  |  | 0.75 | No | [7 empty] | 5.5 kW |  |  |  | 10 |  | 25 | On/Off | Not Applicable | [6 empty] | 44 | 17 | 19.875 | 19.125 | 46 | 126 | 16 | 17.5625 | [5 empty] | 5.6875 | 15 | [5 empty] | 13.9375 | [5 empty] | 12 | 9.625 |  | 1 | 775 | 900 | UL1453 | Not Applicable | Yes | Yes | No | Not Applicable | [5 empty] | 10332 | RES ELEC
RE110U6-1NLZ | RE110U | Bradford White | 671632827398 | Active | [10 empty] | No | Not Applicable | Not Applicable | Residential Water Heating | Water Heating.Electric | 6 | 6 |  |  |  | 238-44422-00 |  |  |  | 238-39699-00 | [6 empty] | Electric | Electric Resistance | 208 | 1 |  | Indoor |  | Floor Mounted |  | No | Not Applicable | 150 | Not Applicable |  |  |  | 0.75 | No | [7 empty] | 6 kW |  |  |  | 10 |  | 28 | On/Off | Not Applicable | [6 empty] | 44 | 17 | 19.875 | 19.125 | 46 | 126 | 16 | 17.5625 | [5 empty] | 5.6875 | 15 | [5 empty] | 13.9375 | [5 empty] | 12 | 9.625 |  | 1 | 775 | 900 | UL174 | Not Applicable | Yes | Yes | No | Not Applicable | [5 empty] | 10332 | RES ELEC
RE112T6-1NAL | RE112T | Bradford White | 671632798766 | Active | [10 empty] | No | Not Applicable | Not Applicable | Residential Water Heating | Water Heating.Electric | 6 | 6 |  |  |  | 238-44422-00 |  |  |  | 238-39699-00 | [6 empty] | Electric | Electric Resistance | 120 | 1 |  | Indoor |  | Floor Mounted |  | No | Not Applicable | 150 | Not Applicable |  |  |  | 0.75 | No | [7 empty] | 1.5 kW |  |  |  | 12 |  | 7 | On/Off | Not Applicable | [6 empty] | 48 | 17.5 | 16.125 | 29.375 | 50 | 147 | 14 | 27.75 | [5 empty] | 3.0625 | 21.1875 | [5 empty] | 20.625 | [5 empty] | 27.3125 |  |  | 1 | 648 | 630 | UL174 | Not Applicable | Yes | Yes | No | Not Applicable | [5 empty] | 10332 | RES ELEC
RE112T6-1NAL-264 | RE112T | Bradford White | 671632805938 | Active | The ""-264"" indicates that this SKU comes with an Aluminum Anode Rod. | [9 empty] | No | Not Applicable | Not Applicable | Residential Water Heating | Water Heating.Electric | 6 | 6 |  |  |  | 238-44422-00 |  |  |  | 238-39699-00 | [6 empty] | Electric | Electric Resistance | 120 | 1 |  | Indoor |  | Floor Mounted |  | No | Not Applicable | 150 | Not Applicable |  |  |  | 0.75 | No | [7 empty] | 1.5 kW |  |  |  | 12 |  | 7 | On/Off | Not Applicable | [6 empty] | 48 | 17.5 | 16.125 | 29.375 | 50 | 147 | 14 | 27.75 | [5 empty] | 3.0625 | 21.1875 | [5 empty] | 20.625 | [5 empty] | 27.3125 |  |  | 1 | 648 | 630 | UL174 | Not Applicable | Yes | Yes | No | Not Applicable | [5 empty] | 10332 | RES ELEC
RE112T6-1NAL-264-284 | RE112T | Bradford White | 671632842483 | Active | The ""-264"" indicates that this SKU comes with an Aluminum Anode Rod. | The ""-284"" indicates that this SKU comes with an Incoloy Element. | [8 empty] | No | Not Applicable | Not Applicable | Residential Water Heating | Water Heating.Electric | 6 | 6 |  |  |  | 238-44422-00 |  |  |  | 238-39699-00 | [6 empty] | Electric | Electric Resistance | 120 | 1 |  | Indoor |  | Floor Mounted |  | No | Not Applicable | 150 | Not Applicable |  |  |  | 0.75 | No | [7 empty] | 1.5 kW |  |  |  | 12 |  | 7 | On/Off | Not Applicable | [6 empty] | 48 | 17.5 | 16.125 | 29.375 | 50 | 147 | 14 | 27.75 | [5 empty] | 3.0625 | 21.1875 | [5 empty] | 20.625 | [5 empty] | 27.3125 |  |  | 1 | 648 | 630 | UL174 | Not Applicable | Yes | Yes | No | Not Applicable | [5 empty] | 10332 | RES ELEC
RE112T6-1NAL-284 | RE112T | Bradford White | 671632876754 | Active | The ""-284"" indicates that this SKU comes with an Incoloy Element. | [9 empty] | No | Not Applicable | Not Applicable | Residential Water Heating | Water Heating.Electric | 6 | 6 |  |  |  | 238-44422-00 |  |  |  | 238-39699-00 | [6 empty] | Electric | Electric Resistance | 120 | 1 |  | Indoor |  | Floor Mounted |  | No | Not Applicable | 150 | Not Applicable |  |  |  | 0.75 | No | [7 empty] | 1.5 kW |  |  |  | 12 |  | 7 | On/Off | Not Applicable | [6 empty] | 48 | 17.5 | 16.125 | 29.375 | 50 | 147 | 14 | 27.75 | [5 empty] | 3.0625 | 21.1875 | [5 empty] | 20.625 | [5 empty] | 27.3125 |  |  | 1 | 648 | 630 | UL174 | Not Applicable | Yes | Yes | No | Not Applicable | [5 empty] | 10332 | RES ELEC
RE112T6-1NAL-315 | RE112T | Bradford White | 671632889884 | Active | The ""-315"" indicates that this SKU comes with a Low Watt Density Heating Element, lower location only. | [9 empty] | No | Not Applicable | Not Applicable | Residential Water Heating | Water Heating.Electric | 6 | 6 |  |  |  | 238-44422-00 |  |  |  | 238-39699-00 | [6 empty] | Electric | Electric Resistance | 120 | 1 |  | Indoor |  | Floor Mounted |  | No | Not Applicable | 150 | Not Applicable |  |  |  | 0.75 | No | [7 empty] | 1.5 kW |  |  |  | 12 |  | 7 | On/Off | Not Applicable | [6 empty] | 48 | 17.5 | 16.125 | 29.375 | 50 | 147 | 14 | 27.75 | [5 empty] | 3.0625 | 21.1875 | [5 empty] | 20.625 | [5 empty] | 27.3125 |  |  | 1 | 648 | 630 | UL174 | Not Applicable | Yes | Yes | No | Not Applicable | [5 empty] | 10332 | RES ELEC
RE112T6-1NAL-458 | RE112T | Bradford White | 671632821952 | Active | The ""-458"" indicates that this SKU was designed and certified for Installation in Canada. | [9 empty] | No | Not Applicable | Not Applicable | Residential Water Heating | Water Heating.Electric | 6 | 6 |  |  |  | 238-44422-00 |  |  |  | 238-39699-00 | [6 empty] | Electric | Electric Resistance | 120 | 1 |  | Indoor |  | Floor Mounted |  | No | Not Applicable | 150 | Not Applicable |  |  |  | 0.75 | No | [7 empty] | 1.5 kW |  |  |  | 12 |  | 7 | On/Off | Not Applicable | [6 empty] | 48 | 17.5 | 16.125 | 29.375 | 50 | 147 | 14 | 27.75 | [5 empty] | 3.0625 | 21.1875 | [5 empty] | 20.625 | [5 empty] | 27.3125 |  |  | 1 | 648 | 630 | UL1453 | Not Applicable | No | Yes | No | Not Applicable | 238-45688-00 |  |  |  | 238-45684-00 | 10332 | RES ELEC
RE112T6-1NAL-506 | RE112T | Bradford White | 671632808656 | Active | The ""-506"" indicates that this SKU comes with an A420 Aluminum Anode Rod. | [9 empty] | No | Not Applicable | Not Applicable | Residential Water Heating | Water Heating.Electric | 6 | 6 |  |  |  | 238-44422-00 |  |  |  | 238-39699-00 | [6 empty] | Electric | Electric Resistance | 120 | 1 |  | Indoor |  | Floor Mounted |  | No | Not Applicable | 150 | Not Applicable |  |  |  | 0.75 | No | [7 empty] | 1.5 kW |  |  |  | 12 |  | 7 | On/Off | Not Applicable | [6 empty] | 48 | 17.5 | 16.125 | 29.375 | 50 | 147 | 14 | 27.75 | [5 empty] | 3.0625 | 21.1875 | [5 empty] | 20.625 | [5 empty] | 27.3125 |  |  | 1 | 648 | 630 | UL174 | Not Applicable | Yes | Yes | No | Not Applicable | [5 empty] | 10332 | RES ELEC
RE112T6-1NAL-506-284 | RE112T | Bradford White | 671632887842 | Active | The ""-284"" indicates that this SKU comes with an Incoloy Element. | The ""-506"" indicates that this SKU comes with an A420 Aluminum Anode Rod. | [8 empty] | No | Not Applicable | Not Applicable | Residential Water Heating | Water Heating.Electric | 6 | 6 |  |  |  | 238-44422-00 |  |  |  | 238-39699-00 | [6 empty] | Electric | Electric Resistance | 120 | 1 |  | Indoor |  | Floor Mounted |  | No | Not Applicable | 150 | Not Applicable |  |  |  | 0.75 | No | [7 empty] | 1.5 kW |  |  |  | 12 |  | 7 | On/Off | Not Applicable | [6 empty] | 48 | 17.5 | 16.125 | 29.375 | 50 | 147 | 14 | 27.75 | [5 empty] | 3.0625 | 21.1875 | [5 empty] | 20.625 | [5 empty] | 27.3125 |  |  | 1 | 648 | 630 | UL174 | Not Applicable | Yes | Yes | No | Not Applicable | [5 empty] | 10332 | RES ELEC
RE112T6-1NAM | RE112T | Bradford White | 671632645206 | Active | [10 empty] | No | Not Applicable | Not Applicable | Residential Water Heating | Water Heating.Electric | 6 | 6 |  |  |  | 238-44422-00 |  |  |  | 238-39699-00 | [6 empty] | Electric | Electric Resistance | 120 | 1 |  | Indoor |  | Floor Mounted |  | No | Not Applicable | 150 | Not Applicable |  |  |  | 0.75 | No | [7 empty] | 2 kW |  |  |  | 12 |  | 9 | On/Off | Not Applicable | [6 empty] | 48 | 17.5 | 16.125 | 29.375 | 50 | 147 | 14 | 27.75 | [5 empty] | 3.0625 | 21.1875 | [5 empty] | 20.625 | [5 empty] | 27.3125 |  |  | 1 | 648 | 630 | UL1453 | Not Applicable | Yes | Yes | No | Not Applicable | [5 empty] | 10332 | RES ELEC
RE112T6-1NAM-264 | RE112T | Bradford White | 671632825097 | Active | The ""-264"" indicates that this SKU comes with an Aluminum Anode Rod. | [9 empty] | No | Not Applicable | Not Applicable | Residential Water Heating | Water Heating.Electric | 6 | 6 |  |  |  | 238-44422-00 |  |  |  | 238-39699-00 | [6 empty] | Electric | Electric Resistance | 120 | 1 |  | Indoor |  | Floor Mounted |  | No | Not Applicable | 150 | Not Applicable |  |  |  | 0.75 | No | [7 empty] | 2 kW |  |  |  | 12 |  | 9 | On/Off | Not Applicable | [6 empty] | 48 | 17.5 | 16.125 | 29.375 | 50 | 147 | 14 | 27.75 | [5 empty] | 3.0625 | 21.1875 | [5 empty] | 20.625 | [5 empty] | 27.3125 |  |  | 1 | 648 | 630 | UL174 | Not Applicable | Yes | Yes | No | Not Applicable | [5 empty] | 10332 | RES ELEC
RE112T6-1NAN | RE112T | Bradford White | 671632816743 | Active | [10 empty] | No | Not Applicable | Not Applicable | Residential Water Heating | Water Heating.Electric | 6 | 6 |  |  |  | 238-44422-00 |  |  |  | 238-39699-00 | [6 empty] | Electric | Electric Resistance | 120 | 1 |  | Indoor |  | Floor Mounted |  | No | Not Applicable | 150 | Not Applicable |  |  |  | 0.75 | No | [7 empty] | 2.5 kW |  |  |  | 12 |  | 11 | On/Off | Not Applicable | [6 empty] | 48 | 17.5 | 16.125 | 29.375 | 50 | 147 | 14 | 27.75 | [5 empty] | 3.0625 | 21.1875 | [5 empty] | 20.625 | [5 empty] | 27.3125 |  |  | 1 | 648 | 630 | UL174 | Not Applicable | Yes | Yes | No | Not Applicable | [5 empty] | 10332 | RES ELEC
RE112T6-1NAP | RE112T | Bradford White | 671632825387 | Active | [10 empty] | No | Not Applicable | Not Applicable | Residential Water Heating | Water Heating.Electric | 6 | 6 |  |  |  | 238-44422-00 |  |  |  | 238-39699-00 | [6 empty] | Electric | Electric Resistance | 120 | 1 |  | Indoor |  | Floor Mounted |  | No | Not Applicable | 150 | Not Applicable |  |  |  | 0.75 | No | [7 empty] | 3 kW |  |  |  | 12 |  | 14 | On/Off | Not Applicable | [6 empty] | 48 | 17.5 | 16.125 | 29.375 | 50 | 147 | 14 | 27.75 | [5 empty] | 3.0625 | 21.1875 | [5 empty] | 20.625 | [5 empty] | 27.3125 |  |  | 1 | 648 | 630 | UL174 | Not Applicable | Yes | Yes | No | Not Applicable | [5 empty] | 10332 | RES ELEC
RE112T6-1NAP-458 | RE112T | Bradford White | 671632132232 | Active | The ""-458"" indicates that this SKU was designed and certified for Installation in Canada. | [9 empty] | No | Not Applicable | Not Applicable | Residential Water Heating | Water Heating.Electric | 6 | 6 |  |  |  | 238-44422-00 |  |  |  | 238-39699-00 | [6 empty] | Electric | Electric Resistance | 120 | 1 |  | Indoor |  | Floor Mounted |  | No | Not Applicable | 150 | Not Applicable |  |  |  | 0.75 | No | [7 empty] | 3 kW |  |  |  | 12 |  | 14 | On/Off | Not Applicable | [6 empty] | 48 | 17.5 | 16.125 | 29.375 | 50 | 147 | 14 | 27.75 | [5 empty] | 3.0625 | 21.1875 | [5 empty] | 20.625 | [5 empty] | 27.3125 |  |  | 1 | 648 | 630 | UL1453 | Not Applicable | No | Yes | No | Not Applicable | 238-45688-00 |  |  |  | 238-45684-00 | 10332 | RES ELEC
RE112T6-1NCL | RE112T | Bradford White | 671632826414 | Active | [10 empty] | No | Not Applicable | Not Applicable | Residential Water Heating | Water Heating.Electric | 6 | 6 |  |  |  | 238-44422-00 |  |  |  | 238-39699-00 | [6 empty] | Electric | Electric Resistance | 240/208 | 1 |  | Indoor |  | Floor Mounted |  | No | Not Applicable | 150 | Not Applicable |  |  |  | 0.75 | No | [7 empty] | 1.5/1 kW |  |  |  | 12 |  | 7/5 | On/Off | Not Applicable | [6 empty] | 48 | 17.5 | 16.125 | 29.375 | 50 | 147 | 14 | 27.75 | [5 empty] | 3.0625 | 21.1875 | [5 empty] | 20.625 | [5 empty] | 27.3125 |  |  | 1 | 648 | 630 | UL174 | Not Applicable | Yes | Yes | No | Not Applicable | [5 empty] | 10332 | RES ELEC
RE112T6-1NCL-458 | RE112T | Bradford White | 671632839018 | Active | The ""-458"" indicates that this SKU was designed and certified for Installation in Canada. | [9 empty] | No | Not Applicable | Not Applicable | Residential Water Heating | Water Heating.Electric | 6 | 6 |  |  |  | 238-44422-00 |  |  |  | 238-39699-00 | [6 empty] | Electric | Electric Resistance | 240/208 | 1 |  | Indoor |  | Floor Mounted |  | No | Not Applicable | 150 | Not Applicable |  |  |  | 0.75 | No | [7 empty] | 1.5/1 kW |  |  |  | 12 |  | 7/5 | On/Off | Not Applicable | [6 empty] | 48 | 17.5 | 16.125 | 29.375 | 50 | 147 | 14 | 27.75 | [5 empty] | 3.0625 | 21.1875 | [5 empty] | 20.625 | [5 empty] | 27.3125 |  |  | 1 | 648 | 630 | UL1453 | Not Applicable | No | Yes | No | Not Applicable | 238-45688-00 |  |  |  | 238-45684-00 | 10332 | RES ELEC
RE112T6-1NCM | RE112T | Bradford White | 671632842759 | Active | [10 empty] | No | Not Applicable | Not Applicable | Residential Water Heating | Water Heating.Electric | 6 | 6 |  |  |  | 238-44422-00 |  |  |  | 238-39699-00 | [6 empty] | Electric | Electric Resistance | 240/208 | 1 |  | Indoor |  | Floor Mounted |  | No | Not Applicable | 150 | Not Applicable |  |  |  | 0.75 | No | [7 empty] | 2/1.5 kW |  |  |  | 12 |  | 9/7 | On/Off | Not Applicable | [6 empty] | 48 | 17.5 | 16.125 | 29.375 | 50 | 147 | 14 | 27.75 | [5 empty] | 3.0625 | 21.1875 | [5 empty] | 20.625 | [5 empty] | 27.3125 |  |  | 1 | 648 | 630 | UL174 | Not Applicable | Yes | Yes | No | Not Applicable | [5 empty] | 10332 | RES ELEC
RE112T6-1NCM-458 | RE112T | Bradford White | 671632634002 | Active | The ""-458"" indicates that this SKU was designed and certified for Installation in Canada. | [9 empty] | No | Not Applicable | Not Applicable | Residential Water Heating | Water Heating.Electric | 6 | 6 |  |  |  | 238-44422-00 |  |  |  | 238-39699-00 | [6 empty] | Electric | Electric Resistance | 240/208 | 1 |  | Indoor |  | Floor Mounted |  | No | Not Applicable | 150 | Not Applicable |  |  |  | 0.75 | No | [7 empty] | 2/1.5 kW |  |  |  | 12 |  | 9/7 | On/Off | Not Applicable | [6 empty] | 48 | 17.5 | 16.125 | 29.375 | 50 | 147 | 14 | 27.75 | [5 empty] | 3.0625 | 21.1875 | [5 empty] | 20.625 | [5 empty] | 27.3125 |  |  | 1 | 648 | 630 | UL1453 | Not Applicable | No | Yes | No | Not Applicable | 238-45688-00 |  |  |  | 238-45684-00 | 10332 | RES ELEC
RE112T6-1NCN | RE112T | Bradford White | 671632855759 | Active | [10 empty] | No | Not Applicable | Not Applicable | Residential Water Heating | Water Heating.Electric | 6 | 6 |  |  |  | 238-44422-00 |  |  |  | 238-39699-00 | [6 empty] | Electric | Electric Resistance | 240/208 | 1 |  | Indoor |  | Floor Mounted |  | No | Not Applicable | 150 | Not Applicable |  |  |  | 0.75 | No | [7 empty] | 2.5/2 kW |  |  |  | 12 |  | 11/9 | On/Off | Not Applicable | [6 empty] | 48 | 17.5 | 16.125 | 29.375 | 50 | 147 | 14 | 27.75 | [5 empty] | 3.0625 | 21.1875 | [5 empty] | 20.625 | [5 empty] | 27.3125 |  |  | 1 | 648 | 630 | UL174 | Not Applicable | Yes | Yes | No | Not Applicable | [5 empty] | 10332 | RES ELEC
RE112T6-1NCP | RE112T | Bradford White | 671632841271 | Active | [10 empty] | No | Not Applicable | Not Applicable | Residential Water Heating | Water Heating.Electric | 6 | 6 |  |  |  | 238-44422-00 |  |  |  | 238-39699-00 | [6 empty] | Electric | Electric Resistance | 240 | 1 |  | Indoor |  | Floor Mounted |  | No | Not Applicable | 150 | Not Applicable |  |  |  | 0.75 | No | [7 empty] | 3 kW |  |  |  | 12 |  | 14 | On/Off | Not Applicable | [6 empty] | 48 | 17.5 | 16.125 | 29.375 | 50 | 147 | 14 | 27.75 | [5 empty] | 3.0625 | 21.1875 | [5 empty] | 20.625 | [5 empty] | 27.3125 |  |  | 1 | 648 | 630 | UL174 | Not Applicable | Yes | Yes | No | Not Applicable | [5 empty] | 10332 | RES ELEC
RE112T6-1NCP-264 | RE112T | Bradford White | 671632903702 | Active | The ""-264"" indicates that this SKU comes with an Aluminum Anode Rod. | [9 empty] | No | Not Applicable | Not Applicable | Residential Water Heating | Water Heating.Electric | 6 | 6 |  |  |  | 238-44422-00 |  |  |  | 238-39699-00 | [6 empty] | Electric | Electric Resistance | 240 | 1 |  | Indoor |  | Floor Mounted |  | No | Not Applicable | 150 | Not Applicable |  |  |  | 0.75 | No | [7 empty] | 3 kW |  |  |  | 12 |  | 14 | On/Off | Not Applicable | [6 empty] | 48 | 17.5 | 16.125 | 29.375 | 50 | 147 | 14 | 27.75 | [5 empty] | 3.0625 | 21.1875 | [5 empty] | 20.625 | [5 empty] | 27.3125 |  |  | 1 | 648 | 630 | UL174 | Not Applicable | Yes | Yes | No | Not Applicable | [5 empty] | 10332 | RES ELEC
RE112T6-1NCP-458 | RE112T | Bradford White | 671632839025 | Active | The ""-458"" indicates that this SKU was designed and certified for Installation in Canada. | [9 empty] | No | Not Applicable | Not Applicable | Residential Water Heating | Water Heating.Electric | 6 | 6 |  |  |  | 238-44422-00 |  |  |  | 238-39699-00 | [6 empty] | Electric | Electric Resistance | 240 | 1 |  | Indoor |  | Floor Mounted |  | No | Not Applicable | 150 | Not Applicable |  |  |  | 0.75 | No | [7 empty] | 3 kW |  |  |  | 12 |  | 14 | On/Off | Not Applicable | [6 empty] | 48 | 17.5 | 16.125 | 29.375 | 50 | 147 | 14 | 27.75 | [5 empty] | 3.0625 | 21.1875 | [5 empty] | 20.625 | [5 empty] | 27.3125 |  |  | 1 | 648 | 630 | UL1453 | Not Applicable | No | Yes | No | Not Applicable | 238-45688-00 |  |  |  | 238-45684-00 | 10332 | RES ELEC
RE112T6-1NCP-506-284 | RE112T | Bradford White | 671632900176 | Active | The ""-284"" indicates that this SKU comes with an Incoloy Element. | The ""-506"" indicates that this SKU comes with an A420 Aluminum Anode Rod. | [8 empty] | No | Not Applicable | Not Applicable | Residential Water Heating | Water Heating.Electric | 6 | 6 |  |  |  | 238-44422-00 |  |  |  | 238-39699-00 | [6 empty] | Electric | Electric Resistance | 240 | 1 |  | Indoor |  | Floor Mounted |  | No | Not Applicable | 150 | Not Applicable |  |  |  | 0.75 | No | [7 empty] | 3 kW |  |  |  | 12 |  | 14 | On/Off | Not Applicable | [6 empty] | 48 | 17.5 | 16.125 | 29.375 | 50 | 147 | 14 | 27.75 | [5 empty] | 3.0625 | 21.1875 | [5 empty] | 20.625 | [5 empty] | 27.3125 |  |  | 1 | 648 | 630 | UL174 | Not Applicable | Yes | Yes | No | Not Applicable | [5 empty] | 10332 | RES ELEC
RE112T6-1NCR-458 | RE112T | Bradford White | 671632571581 | Active | The ""-458"" indicates that this SKU was designed and certified for Installation in Canada. | [9 empty] | No | Not Applicable | Not Applicable | Residential Water Heating | Water Heating.Electric | 6 | 6 |  |  |  | 238-44422-00 |  |  |  | 238-39699-00 | [6 empty] | Electric | Electric Resistance | 240/208 | 1 |  | Indoor |  | Floor Mounted |  | No | Not Applicable | 150 | Not Applicable |  |  |  | 0.75 | No | [7 empty] | 3.5/2.5 kW |  |  |  | 12 |  | 16/11 | On/Off | Not Applicable | [6 empty] | 48 | 17.5 | 16.125 | 29.375 | 50 | 147 | 14 | 27.75 | [5 empty] | 3.0625 | 21.1875 | [5 empty] | 20.625 | [5 empty] | 27.3125 |  |  | 1 | 648 | 630 | UL1453 | Not Applicable | No | Yes | No | Not Applicable | 238-45688-00 |  |  |  | 238-45684-00 | 10332 | RES ELEC
RE112T6-1NEL | RE112T | Bradford White | 671632828234 | Active | [10 empty] | No | Not Applicable | Not Applicable | Residential Water Heating | Water Heating.Electric | 6 | 6 |  |  |  | 238-44422-00 |  |  |  | 238-39699-00 | [6 empty] | Electric | Electric Resistance | 277 | 1 |  | Indoor |  | Floor Mounted |  | No | Not Applicable | 150 | Not Applicable |  |  |  | 0.75 | No | [7 empty] | 1.5 kW |  |  |  | 12 |  | 7 | On/Off | Not Applicable | [6 empty] | 48 | 17.5 | 16.125 | 29.375 | 50 | 147 | 14 | 27.75 | [5 empty] | 3.0625 | 21.1875 | [5 empty] | 20.625 | [5 empty] | 27.3125 |  |  | 1 | 648 | 630 | UL174 | Not Applicable | Yes | Yes | No | Not Applicable | [5 empty] | 10332 | RES ELEC
RE112T6-1NEM | RE112T | Bradford White | 671632651078 | Active | [10 empty] | No | Not Applicable | Not Applicable | Residential Water Heating | Water Heating.Electric | 6 | 6 |  |  |  | 238-44422-00 |  |  |  | 238-39699-00 | [6 empty] | Electric | Electric Resistance | 277 | 1 |  | Indoor |  | Floor Mounted |  | No | Not Applicable | 150 | Not Applicable |  |  |  | 0.75 | No | [7 empty] | 2 kW |  |  |  | 12 |  | 9 | On/Off | Not Applicable | [6 empty] | 48 | 17.5 | 16.125 | 29.375 | 50 | 147 | 14 | 27.75 | [5 empty] | 3.0625 | 21.1875 | [5 empty] | 20.625 | [5 empty] | 27.3125 |  |  | 1 | 648 | 630 | UL1453 | Not Applicable | Yes | Yes | No | Not Applicable | [5 empty] | 10332 | RES ELEC
RE112T6-1NEP | RE112T | Bradford White | 671632816620 | Active | [10 empty] | No | Not Applicable | Not Applicable | Residential Water Heating | Water Heating.Electric | 6 | 6 |  |  |  | 238-44422-00 |  |  |  | 238-39699-00 | [6 empty] | Electric | Electric Resistance | 277 | 1 |  | Indoor |  | Floor Mounted |  | No | Not Applicable | 150 | Not Applicable |  |  |  | 0.75 | No | [7 empty] | 3 kW |  |  |  | 12 |  | 14 | On/Off | Not Applicable | [6 empty] | 48 | 17.5 | 16.125 | 29.375 | 50 | 147 | 14 | 27.75 | [5 empty] | 3.0625 | 21.1875 | [5 empty] | 20.625 | [5 empty] | 27.3125 |  |  | 1 | 648 | 630 | UL174 | Not Applicable | Yes | Yes | No | Not Applicable | [5 empty] | 10332 | RES ELEC
RE112T6-1NEP-264 | RE112T | Bradford White | 671632873623 | Active | The ""-264"" indicates that this SKU comes with an Aluminum Anode Rod. | [9 empty] | No | Not Applicable | Not Applicable | Residential Water Heating | Water Heating.Electric | 6 | 6 |  |  |  | 238-44422-00 |  |  |  | 238-39699-00 | [6 empty] | Electric | Electric Resistance | 277 | 1 |  | Indoor |  | Floor Mounted |  | No | Not Applicable | 150 | Not Applicable |  |  |  | 0.75 | No | [7 empty] | 3 kW |  |  |  | 12 |  | 14 | On/Off | Not Applicable | [6 empty] | 48 | 17.5 | 16.125 | 29.375 | 50 | 147 | 14 | 27.75 | [5 empty] | 3.0625 | 21.1875 | [5 empty] | 20.625 | [5 empty] | 27.3125 |  |  | 1 | 648 | 630 | UL174 | Not Applicable | Yes | Yes | No | Not Applicable | [5 empty] | 10332 | RES ELEC
RE112T6-1NHL | RE112T | Bradford White | 671632127405 | Active | [10 empty] | No | Not Applicable | Not Applicable | Residential Water Heating | Water Heating.Electric | 6 | 6 |  |  |  | 238-44422-00 |  |  |  | 238-39699-00 | [6 empty] | Electric | Electric Resistance | 480 | 1 |  | Indoor |  | Floor Mounted |  | No | Not Applicable | 150 | Not Applicable |  |  |  | 0.75 | No | [7 empty] | 1.5 kW |  |  |  | 12 |  | 7 | On/Off | Not Applicable | [6 empty] | 48 | 17.5 | 16.125 | 29.375 | 50 | 147 | 14 | 27.75 | [5 empty] | 3.0625 | 21.1875 | [5 empty] | 20.625 | [5 empty] | 27.3125 |  |  | 1 | 648 | 630 | UL174 | Not Applicable | Yes | Yes | No | Not Applicable | [5 empty] | 10332 | RES ELEC
RE112T6-1NHP | RE112T | Bradford White | 671632820283 | Active | [10 empty] | No | Not Applicable | Not Applicable | Residential Water Heating | Water Heating.Electric | 6 | 6 |  |  |  | 238-44422-00 |  |  |  | 238-39699-00 | [6 empty] | Electric | Electric Resistance | 480 | 1 |  | Indoor |  | Floor Mounted |  | No | Not Applicable | 150 | Not Applicable |  |  |  | 0.75 | No | [7 empty] | 3 kW |  |  |  | 12 |  | 14 | On/Off | Not Applicable | [6 empty] | 48 | 17.5 | 16.125 | 29.375 | 50 | 147 | 14 | 27.75 | [5 empty] | 3.0625 | 21.1875 | [5 empty] | 20.625 | [5 empty] | 27.3125 |  |  | 1 | 648 | 630 | UL174 | Not Applicable | Yes | Yes | No | Not Applicable | [5 empty] | 10332 | RES ELEC
RE112T6-1NLN | RE112T | Bradford White | 671632877904 | Active | [10 empty] | No | Not Applicable | Not Applicable | Residential Water Heating | Water Heating.Electric | 6 | 6 |  |  |  | 238-44422-00 |  |  |  | 238-39699-00 | [6 empty] | Electric | Electric Resistance | 208 | 1 |  | Indoor |  | Floor Mounted |  | No | Not Applicable | 150 | Not Applicable |  |  |  | 0.75 | No | [7 empty] | 2.5 kW |  |  |  | 12 |  | 11 | On/Off | Not Applicable | [6 empty] | 48 | 17.5 | 16.125 | 29.375 | 50 | 147 | 14 | 27.75 | [5 empty] | 3.0625 | 21.1875 | [5 empty] | 20.625 | [5 empty] | 27.3125 |  |  | 1 | 648 | 630 | UL174 | Not Applicable | Yes | Yes | No | Not Applicable | [5 empty] | 10332 | RES ELEC
RE112T6-1NLP | RE112T | Bradford White | 671632818716 | Active | [10 empty] | No | Not Applicable | Not Applicable | Residential Water Heating | Water Heating.Electric | 6 | 6 |  |  |  | 238-44422-00 |  |  |  | 238-39699-00 | [6 empty] | Electric | Electric Resistance | 208 | 1 |  | Indoor |  | Floor Mounted |  | No | Not Applicable | 150 | Not Applicable |  |  |  | 0.75 | No | [7 empty] | 3 kW |  |  |  | 12 |  | 14 | On/Off | Not Applicable | [6 empty] | 48 | 17.5 | 16.125 | 29.375 | 50 | 147 | 14 | 27.75 | [5 empty] | 3.0625 | 21.1875 | [5 empty] | 20.625 | [5 empty] | 27.3125 |  |  | 1 | 648 | 630 | UL174 | Not Applicable | Yes | Yes | No | Not Applicable | [5 empty] | 10332 | RES ELEC
RE112T6-1NLP-458 | RE112T | Bradford White | 671632321100 | Active | The ""-458"" indicates that this SKU was designed and certified for Installation in Canada. | [9 empty] | No | Not Applicable | Not Applicable | Residential Water Heating | Water Heating.Electric | 6 | 6 |  |  |  | 238-44422-00 |  |  |  | 238-39699-00 | [6 empty] | Electric | Electric Resistance | 208 | 1 |  | Indoor |  | Floor Mounted |  | No | Not Applicable | 150 | Not Applicable |  |  |  | 0.75 | No | [7 empty] | 3 kW |  |  |  | 12 |  | 14 | On/Off | Not Applicable | [6 empty] | 48 | 17.5 | 16.125 | 29.375 | 50 | 147 | 14 | 27.75 | [5 empty] | 3.0625 | 21.1875 | [5 empty] | 20.625 | [5 empty] | 27.3125 |  |  | 1 | 648 | 630 | UL1453 | Not Applicable | No | Yes | No | Not Applicable | 238-45688-00 |  |  |  | 238-45684-00 | 10332 | RES ELEC
RE112U6-1NAL | RE112U | Bradford White | 671632798759 | Phase Out | [10 empty] | No | Not Applicable |  | Residential Water Heating | Water Heating.Electric | 6 | 6 |  |  |  | 238-44422-00 |  |  |  | 238-39699-00 | [6 empty] | Electric | Electric Resistance | 120 | 1 |  | Indoor |  | Floor Mounted |  | No | Not Applicable | 150 | Not Applicable |  |  |  | 0.75 | No | [7 empty] | 1.5 kW |  |  |  | 12 |  | 7 | On/Off | Not Applicable | [6 empty] | 53 | 20.5 | 19 | 18.625 | 55 | 152 | 18 | 17.375 | [5 empty] | 3.125 | 10.1875 | [5 empty] | 9.75 | [5 empty] | 16.9375 |  |  | 1 | 750 | 870 | UL174 | Not Applicable | No | Yes | No | Not Applicable
RE120L10-1NCZZ | RE120L | Bradford White | 671632888306 | Active | [10 empty] | No | Not Applicable | Not Applicable | Residential Water Heating | Water Heating.Electric | 10 | 6 |  |  |  | 238-44422-00 |  |  |  | 238-39699-00 | [6 empty] | Electric | Electric Resistance | 240/208 | 1 |  | Indoor |  | Floor Mounted |  | No | Not Applicable | 150 | Not Applicable |  |  |  | 0.75 | No | [7 empty] | 6/4.5 kW |  |  |  | 19 |  | 28/21 | On/Off | Not Applicable | [6 empty] | 65 | 20.5 | 19 | 29.25 | 68 | 222 | 18 | 24.875 |  |  |  |  | 25.8125 | 25.8125 | 25.8125 | 8 |  |  |  |  | 18.9375 | [8 empty] | 1 | 450 | 570 | UL174 | Yes | Yes | Yes | No | Not Applicable | [5 empty] | 10332 | RES ELEC
RE120L10-1NEPP | RE120L | Bradford White | 671632672509 | Active | [10 empty] | No | Not Applicable | Not Applicable | Residential Water Heating | Water Heating.Electric | 10 | 6 |  |  |  | 238-44422-00 |  |  |  | 238-39699-00 | [6 empty] | Electric | Electric Resistance | 277 | 1 |  | Indoor |  | Floor Mounted |  | No | Not Applicable | 150 | Not Applicable |  |  |  | 0.75 | No | [7 empty] | 3 kW |  |  |  | 19 |  | 14 | On/Off | Not Applicable | [6 empty] | 65 | 20.5 | 19 | 29.25 | 68 | 222 | 18 | 24.875 |  |  |  |  | 25.8125 | 25.8125 | 25.8125 | 8 |  |  |  |  | 18.9375 | [8 empty] | 1 | 450 | 570 | UL1453 | Yes | Yes | Yes | No | Not Applicable | [5 empty] | 10332 | RES ELEC
RE120L10-1NHWW | RE120L | Bradford White | 671632825875 | Active | [10 empty] | No | Not Applicable | Not Applicable | Residential Water Heating | Water Heating.Electric | 10 | 6 |  |  |  | 238-44422-00 |  |  |  | 238-39699-00 | [6 empty] | Electric | Electric Resistance | 480 | 1 |  | Indoor |  | Floor Mounted |  | No | Not Applicable | 150 | Not Applicable |  |  |  | 0.75 | No | [7 empty] | 4.5 kW |  |  |  | 19 |  | 21 | On/Off | Not Applicable | [6 empty] | 65 | 20.5 | 19 | 29.25 | 68 | 222 | 18 | 24.875 |  |  |  |  | 25.8125 | 25.8125 | 25.8125 | 8 |  |  |  |  | 18.9375 | [8 empty] | 1 | 450 | 570 | UL174 | Yes | Yes | Yes | No | Not Applicable | [5 empty] | 10332 | RES ELEC
RE120L6-1NAL | RE120L | Bradford White | 671632812325 | Active | [10 empty] | No | Not Applicable | Not Applicable | Residential Water Heating | Water Heating.Electric | 6 | 6 |  |  |  | 238-44422-00 |  |  |  | 238-39699-00 | [6 empty] | Electric | Electric Resistance | 120 | 1 |  | Indoor |  | Floor Mounted |  | No | Not Applicable | 150 | Not Applicable |  |  |  | 0.75 | No | [7 empty] | 1.5 kW |  |  |  | 19 |  | 7 | On/Off | Not Applicable | [6 empty] | 65 | 20.5 | 19 | 29.25 | 68 | 222 | 18 | 24.875 |  |  |  |  | 25.8125 | 25.8125 | 25.8125 | 8 |  |  |  |  | 18.9375 | [8 empty] | 1 | 450 | 570 | UL174 | Yes | Yes | Yes | No | Not Applicable | [5 empty] | 10332 | RES ELEC
RE120L6-1NALL | RE120L | Bradford White | 671632876051 | Active | [10 empty] | No | Not Applicable | Not Applicable | Residential Water Heating | Water Heating.Electric | 6 | 6 |  |  |  | 238-44422-00 |  |  |  | 238-39699-00 | [6 empty] | Electric | Electric Resistance | 120 | 1 |  | Indoor |  | Floor Mounted |  | No | Not Applicable | 150 | Not Applicable |  |  |  | 0.75 | No | [7 empty] | 1.5 kW |  |  |  | 19 |  | 7 | On/Off | Not Applicable | [6 empty] | 65 | 20.5 | 19 | 29.25 | 68 | 222 | 18 | 24.875 |  |  |  |  | 25.8125 | 25.8125 | 25.8125 | 8 |  |  |  |  | 18.9375 | [8 empty] | 1 | 450 | 570 | UL174 | Yes | Yes | Yes | No | Not Applicable | [5 empty] | 10332 | RES ELEC
RE120L6-1NALL-264-284 | RE120L | Bradford White | 671632669486 | Active | The ""-264"" indicates that this SKU comes with an Aluminum Anode Rod. | The ""-284"" indicates that this SKU comes with an Incoloy Element. | [8 empty] | No | Not Applicable | Not Applicable | Residential Water Heating | Water Heating.Electric | 6 | 6 |  |  |  | 238-44422-00 |  |  |  | 238-39699-00 | [6 empty] | Electric | Electric Resistance | 120 | 1 |  | Indoor |  | Floor Mounted |  | No | Not Applicable | 150 | Not Applicable |  |  |  | 0.75 | No | [7 empty] | 1.5 kW |  |  |  | 19 |  | 7 | On/Off | Not Applicable | [6 empty] | 65 | 20.5 | 19 | 29.25 | 68 | 222 | 18 | 24.875 |  |  |  |  | 25.8125 | 25.8125 | 25.8125 | 8 |  |  |  |  | 18.9375 | [8 empty] | 1 | 450 | 570 | UL1453 | Yes | Yes | Yes | No | Not Applicable | [5 empty] | 10332 | RES ELEC
RE120L6-1NAM | RE120L | Bradford White | 671632840229 | Active | [10 empty] | No | Not Applicable | Not Applicable | Residential Water Heating | Water Heating.Electric | 6 | 6 |  |  |  | 238-44422-00 |  |  |  | 238-39699-00 | [6 empty] | Electric | Electric Resistance | 120 | 1 |  | Indoor |  | Floor Mounted |  | No | Not Applicable | 150 | Not Applicable |  |  |  | 0.75 | No | [7 empty] | 2 kW |  |  |  | 19 |  | 9 | On/Off | Not Applicable | [6 empty] | 65 | 20.5 | 19 | 29.25 | 68 | 222 | 18 | 24.875 |  |  |  |  | 25.8125 | 25.8125 | 25.8125 | 8 |  |  |  |  | 18.9375 | [8 empty] | 1 | 450 | 570 | UL174 | Yes | Yes | Yes | No | Not Applicable | [5 empty] | 10332 | RES ELEC
RE120L6-1NAM-403 | RE120L | Bradford White | 671632863778 | Active | The ""-403"" indicates that this SKU comes with a Top T&P Location. | [9 empty] | No | Not Applicable | Not Applicable | Residential Water Heating | Water Heating.Electric | 6 | 6 |  |  |  | 238-44422-00 |  |  |  | 238-39699-00 | [6 empty] | Electric | Electric Resistance | 120 | 1 |  | Indoor |  | Floor Mounted |  | No | Not Applicable | 150 | Not Applicable |  |  |  | 0.75 | No | [7 empty] | 2 kW |  |  |  | 19 |  | 9 | On/Off | Not Applicable | [6 empty] | 65 | 20.5 | 19 | 29.25 | 68 | 222 | 18 | 24.875 |  |  |  |  | 25.8125 | 25.8125 | 25.8125 | 8 |  |  |  |  | 18.9375 | [8 empty] | 1 | 450 | 570 | UL174 | Yes | Yes | Yes | No | Not Applicable | [5 empty] | 10332 | RES ELEC
RE120L6-1NAMM | RE120L | Bradford White | 671632838936 | Active | [10 empty] | No | Not Applicable | Not Applicable | Residential Water Heating | Water Heating.Electric | 6 | 6 |  |  |  | 238-44422-00 |  |  |  | 238-39699-00 | [6 empty] | Electric | Electric Resistance | 120 | 1 |  | Indoor |  | Floor Mounted |  | No | Not Applicable | 150 | Not Applicable |  |  |  | 0.75 | No | [7 empty] | 2 kW |  |  |  | 19 |  | 9 | On/Off | Not Applicable | [6 empty] | 65 | 20.5 | 19 | 29.25 | 68 | 222 | 18 | 24.875 |  |  |  |  | 25.8125 | 25.8125 | 25.8125 | 8 |  |  |  |  | 18.9375 | [8 empty] | 1 | 450 | 570 | UL174 | Yes | Yes | Yes | No | Not Applicable | [5 empty] | 10332 | RES ELEC
RE120L6-1NAMM-403 | RE120L | Bradford White | 671632806140 | Active | The ""-403"" indicates that this SKU comes with a Top T&P Location. | [9 empty] | No | Not Applicable | Not Applicable | Residential Water Heating | Water Heating.Electric | 6 | 6 |  |  |  | 238-44422-00 |  |  |  | 238-39699-00 | [6 empty] | Electric | Electric Resistance | 120 | 1 |  | Indoor |  | Floor Mounted |  | No | Not Applicable | 150 | Not Applicable |  |  |  | 0.75 | No | [7 empty] | 2 kW |  |  |  | 19 |  | 9 | On/Off | Not Applicable | [6 empty] | 65 | 20.5 | 19 | 29.25 | 68 | 222 | 18 | 24.875 |  |  |  |  | 25.8125 | 25.8125 | 25.8125 | 8 |  |  |  |  | 18.9375 | [8 empty] | 1 | 450 | 570 | UL174 | Yes | Yes | Yes | No | Not Applicable | [5 empty] | 10332 | RES ELEC
RE120L6-1NAMM-403-264 | RE120L | Bradford White | 671632807130 | Active | The ""-264"" indicates that this SKU comes with an Aluminum Anode Rod. | The ""-403"" indicates that this SKU comes with a Top T&P Location. | [8 empty] | No | Not Applicable | Not Applicable | Residential Water Heating | Water Heating.Electric | 6 | 6 |  |  |  | 238-44422-00 |  |  |  | 238-39699-00 | [6 empty] | Electric | Electric Resistance | 120 | 1 |  | Indoor |  | Floor Mounted |  | No | Not Applicable | 150 | Not Applicable |  |  |  | 0.75 | No | [7 empty] | 2 kW |  |  |  | 19 |  | 9 | On/Off | Not Applicable | [6 empty] | 65 | 20.5 | 19 | 29.25 | 68 | 222 | 18 | 24.875 |  |  |  |  | 25.8125 | 25.8125 | 25.8125 | 8 |  |  |  |  | 18.9375 | [8 empty] | 1 | 450 | 570 | UL174 | Yes | Yes | Yes | No | Not Applicable | [5 empty] | 10332 | RES ELEC
RE120L6-1NAN | RE120L | Bradford White | 671632678303 | Active | [10 empty] | No | Not Applicable | Not Applicable | Residential Water Heating | Water Heating.Electric | 6 | 6 |  |  |  | 238-44422-00 |  |  |  | 238-39699-00 | [6 empty] | Electric | Electric Resistance | 120 | 1 |  | Indoor |  | Floor Mounted |  | No | Not Applicable | 150 | Not Applicable |  |  |  | 0.75 | No | [7 empty] | 2.5 kW |  |  |  | 19 |  | 11 | On/Off | Not Applicable | [6 empty] | 65 | 20.5 | 19 | 29.25 | 68 | 222 | 18 | 24.875 |  |  |  |  | 25.8125 | 25.8125 | 25.8125 | 8 |  |  |  |  | 18.9375 | [8 empty] | 1 | 450 | 570 | UL1453 | Yes | Yes | Yes | No | Not Applicable | [5 empty] | 10332 | RES ELEC
RE120L6-1NANN | RE120L | Bradford White | 671632806157 | Active | [10 empty] | No | Not Applicable | Not Applicable | Residential Water Heating | Water Heating.Electric | 6 | 6 |  |  |  | 238-44422-00 |  |  |  | 238-39699-00 | [6 empty] | Electric | Electric Resistance | 120 | 1 |  | Indoor |  | Floor Mounted |  | No | Not Applicable | 150 | Not Applicable |  |  |  | 0.75 | No | [7 empty] | 2.5 kW |  |  |  | 19 |  | 11 | On/Off | Not Applicable | [6 empty] | 65 | 20.5 | 19 | 29.25 | 68 | 222 | 18 | 24.875 |  |  |  |  | 25.8125 | 25.8125 | 25.8125 | 8 |  |  |  |  | 18.9375 | [8 empty] | 1 | 450 | 570 | UL174 | Yes | Yes | Yes | No | Not Applicable | [5 empty] | 10332 | RES ELEC
RE120L6-1NANN-264 | RE120L | Bradford White | 671632315000 | Active | The ""-264"" indicates that this SKU comes with an Aluminum Anode Rod. | [9 empty] | No | Not Applicable | Not Applicable | Residential Water Heating | Water Heating.Electric | 6 | 6 |  |  |  | 238-44422-00 |  |  |  | 238-39699-00 | [6 empty] | Electric | Electric Resistance | 120 | 1 |  | Indoor |  | Floor Mounted |  | No | Not Applicable | 150 | Not Applicable |  |  |  | 0.75 | No | [7 empty] | 2.5 kW |  |  |  | 19 |  | 11 | On/Off | Not Applicable | [6 empty] | 65 | 20.5 | 19 | 29.25 | 68 | 222 | 18 | 24.875 |  |  |  |  | 25.8125 | 25.8125 | 25.8125 | 8 |  |  |  |  | 18.9375 | [8 empty] | 1 | 450 | 570 | UL174 | Yes | Yes | Yes | No | Not Applicable | [5 empty] | 10332 | RES ELEC
RE120L6-1NANN-403 | RE120L | Bradford White | 671632811700 | Active | The ""-403"" indicates that this SKU comes with a Top T&P Location. | [9 empty] | No | Not Applicable | Not Applicable | Residential Water Heating | Water Heating.Electric | 6 | 6 |  |  |  | 238-44422-00 |  |  |  | 238-39699-00 | [6 empty] | Electric | Electric Resistance | 120 | 1 |  | Indoor |  | Floor Mounted |  | No | Not Applicable | 150 | Not Applicable |  |  |  | 0.75 | No | [7 empty] | 2.5 kW |  |  |  | 19 |  | 11 | On/Off | Not Applicable | [6 empty] | 65 | 20.5 | 19 | 29.25 | 68 | 222 | 18 | 24.875 |  |  |  |  | 25.8125 | 25.8125 | 25.8125 | 8 |  |  |  |  | 18.9375 | [8 empty] | 1 | 450 | 570 | UL174 | Yes | Yes | Yes | No | Not Applicable | [5 empty] | 10332 | RES ELEC
RE120L6-1NANN-403-264 | RE120L | Bradford White | 671632807376 | Active | The ""-264"" indicates that this SKU comes with an Aluminum Anode Rod. | The ""-403"" indicates that this SKU comes with a Top T&P Location. | [8 empty] | No | Not Applicable | Not Applicable | Residential Water Heating | Water Heating.Electric | 6 | 6 |  |  |  | 238-44422-00 |  |  |  | 238-39699-00 | [6 empty] | Electric | Electric Resistance | 120 | 1 |  | Indoor |  | Floor Mounted |  | No | Not Applicable | 150 | Not Applicable |  |  |  | 0.75 | No | [7 empty] | 2.5 kW |  |  |  | 19 |  | 11 | On/Off | Not Applicable | [6 empty] | 65 | 20.5 | 19 | 29.25 | 68 | 222 | 18 | 24.875 |  |  |  |  | 25.8125 | 25.8125 | 25.8125 | 8 |  |  |  |  | 18.9375 | [8 empty] | 1 | 450 | 570 | UL174 | Yes | Yes | Yes | No | Not Applicable | [5 empty] | 10332 | RES ELEC
RE120L6-1NAP | RE120L | Bradford White | 671632133413 | Active | [10 empty] | No | Not Applicable | Not Applicable | Residential Water Heating | Water Heating.Electric | 6 | 6 |  |  |  | 238-44422-00 |  |  |  | 238-39699-00 | [6 empty] | Electric | Electric Resistance | 120 | 1 |  | Indoor |  | Floor Mounted |  | No | Not Applicable | 150 | Not Applicable |  |  |  | 0.75 | No | [7 empty] | 3 kW |  |  |  | 19 |  | 14 | On/Off | Not Applicable | [6 empty] | 65 | 20.5 | 19 | 29.25 | 68 | 222 | 18 | 24.875 |  |  |  |  | 25.8125 | 25.8125 | 25.8125 | 8 |  |  |  |  | 18.9375 | [8 empty] | 1 | 450 | 570 | UL174 | Yes | Yes | Yes | No | Not Applicable | [5 empty] | 10332 | RES ELEC
RE120L6-1NAPP | RE120L | Bradford White | 671632895854 | Active | [10 empty] | No | Not Applicable | Not Applicable | Residential Water Heating | Water Heating.Electric | 6 | 6 |  |  |  | 238-44422-00 |  |  |  | 238-39699-00 | [6 empty] | Electric | Electric Resistance | 120 | 1 |  | Indoor |  | Floor Mounted |  | No | Not Applicable | 150 | Not Applicable |  |  |  | 0.75 | No | [7 empty] | 3 kW |  |  |  | 19 |  | 14 | On/Off | Not Applicable | [6 empty] | 65 | 20.5 | 19 | 29.25 | 68 | 222 | 18 | 24.875 |  |  |  |  | 25.8125 | 25.8125 | 25.8125 | 8 |  |  |  |  | 18.9375 | [8 empty] | 1 | 450 | 570 | UL174 | Yes | Yes | Yes | No | Not Applicable | [5 empty] | 10332 | RES ELEC
RE120L6-1NAPP-264 | RE120L | Bradford White | 671632657636 | Active | The ""-264"" indicates that this SKU comes with an Aluminum Anode Rod. | [9 empty] | No | Not Applicable | Not Applicable | Residential Water Heating | Water Heating.Electric | 6 | 6 |  |  |  | 238-44422-00 |  |  |  | 238-39699-00 | [6 empty] | Electric | Electric Resistance | 120 | 1 |  | Indoor |  | Floor Mounted |  | No | Not Applicable | 150 | Not Applicable |  |  |  | 0.75 | No | [7 empty] | 3 kW |  |  |  | 19 |  | 14 | On/Off | Not Applicable | [6 empty] | 65 | 20.5 | 19 | 29.25 | 68 | 222 | 18 | 24.875 |  |  |  |  | 25.8125 | 25.8125 | 25.8125 | 8 |  |  |  |  | 18.9375 | [8 empty] | 1 | 450 | 570 | UL1453 | Yes | Yes | Yes | No | Not Applicable | [5 empty] | 10332 | RES ELEC
RE120L6-1NCL | RE120L | Bradford White | 671632828227 | Active | [10 empty] | No | Not Applicable | Not Applicable | Residential Water Heating | Water Heating.Electric | 6 | 6 |  |  |  | 238-44422-00 |  |  |  | 238-39699-00 | [6 empty] | Electric | Electric Resistance | 240/208 | 1 |  | Indoor |  | Floor Mounted |  | No | Not Applicable | 150 | Not Applicable |  |  |  | 0.75 | No | [7 empty] | 1.5/1 kW |  |  |  | 19 |  | 7/5 | On/Off | Not Applicable | [6 empty] | 65 | 20.5 | 19 | 29.25 | 68 | 222 | 18 | 24.875 |  |  |  |  | 25.8125 | 25.8125 | 25.8125 | 8 |  |  |  |  | 18.9375 | [8 empty] | 1 | 450 | 570 | UL174 | Yes | Yes | Yes | No | Not Applicable | [5 empty] | 10332 | RES ELEC
RE120L6-1NCLL | RE120L | Bradford White | 671632813698 | Active | [10 empty] | No | Not Applicable | Not Applicable | Residential Water Heating | Water Heating.Electric | 6 | 6 |  |  |  | 238-44422-00 |  |  |  | 238-39699-00 | [6 empty] | Electric | Electric Resistance | 240/208 | 1 |  | Indoor |  | Floor Mounted |  | No | Not Applicable | 150 | Not Applicable |  |  |  | 0.75 | No | [7 empty] | 1.5/1 kW |  |  |  | 19 |  | 7/5 | On/Off | Not Applicable | [6 empty] | 65 | 20.5 | 19 | 29.25 | 68 | 222 | 18 | 24.875 |  |  |  |  | 25.8125 | 25.8125 | 25.8125 | 8 |  |  |  |  | 18.9375 | [8 empty] | 1 | 450 | 570 | UL174 | Yes | Yes | Yes | No | Not Applicable | [5 empty] | 10332 | RES ELEC
RE120L6-1NCLL-264-284 | RE120L | Bradford White | 671632669493 | Active | The ""-264"" indicates that this SKU comes with an Aluminum Anode Rod. | The ""-284"" indicates that this SKU comes with an Incoloy Element. | [8 empty] | No | Not Applicable | Not Applicable | Residential Water Heating | Water Heating.Electric | 6 | 6 |  |  |  | 238-44422-00 |  |  |  | 238-39699-00 | [6 empty] | Electric | Electric Resistance | 240/208 | 1 |  | Indoor |  | Floor Mounted |  | No | Not Applicable | 150 | Not Applicable |  |  |  | 0.75 | No | [7 empty] | 1.5/1 kW |  |  |  | 19 |  | 7/5 | On/Off | Not Applicable | [6 empty] | 65 | 20.5 | 19 | 29.25 | 68 | 222 | 18 | 24.875 |  |  |  |  | 25.8125 | 25.8125 | 25.8125 | 8 |  |  |  |  | 18.9375 | [8 empty] | 1 | 450 | 570 | UL1453 | Yes | Yes | Yes | No | Not Applicable | [5 empty] | 10332 | RES ELEC
RE120L6-1NCM | RE120L | Bradford White | 671632840946 | Active | [10 empty] | No | Not Applicable | Not Applicable | Residential Water Heating | Water Heating.Electric | 6 | 6 |  |  |  | 238-44422-00 |  |  |  | 238-39699-00 | [6 empty] | Electric | Electric Resistance | 240/208 | 1 |  | Indoor |  | Floor Mounted |  | No | Not Applicable | 150 | Not Applicable |  |  |  | 0.75 | No | [7 empty] | 2/1.5 kW |  |  |  | 19 |  | 9/7 | On/Off | Not Applicable | [6 empty] | 65 | 20.5 | 19 | 29.25 | 68 | 222 | 18 | 24.875 |  |  |  |  | 25.8125 | 25.8125 | 25.8125 | 8 |  |  |  |  | 18.9375 | [8 empty] | 1 | 450 | 570 | UL174 | Yes | Yes | Yes | No | Not Applicable | [5 empty] | 10332 | RES ELEC
RE120L6-1NCM-264 | RE120L | Bradford White | 671632336524 | Active | The ""-264"" indicates that this SKU comes with an Aluminum Anode Rod. | [9 empty] | No | Not Applicable | Not Applicable | Residential Water Heating | Water Heating.Electric | 6 | 6 |  |  |  | 238-44422-00 |  |  |  | 238-39699-00 | [6 empty] | Electric | Electric Resistance | 240/208 | 1 |  | Indoor |  | Floor Mounted |  | No | Not Applicable | 150 | Not Applicable |  |  |  | 0.75 | No | [7 empty] | 2/1.5 kW |  |  |  | 19 |  | 9/7 | On/Off | Not Applicable | [6 empty] | 65 | 20.5 | 19 | 29.25 | 68 | 222 | 18 | 24.875 |  |  |  |  | 25.8125 | 25.8125 | 25.8125 | 8 |  |  |  |  | 18.9375 | [8 empty] | 1 | 450 | 570 | UL174 | Yes | Yes | Yes | No | Not Applicable | [5 empty] | 10332 | RES ELEC
RE120L6-1NCM-403 | RE120L | Bradford White | 671632842926 | Active | The ""-403"" indicates that this SKU comes with a Top T&P Location. | [9 empty] | No | Not Applicable | Not Applicable | Residential Water Heating | Water Heating.Electric | 6 | 6 |  |  |  | 238-44422-00 |  |  |  | 238-39699-00 | [6 empty] | Electric | Electric Resistance | 240/208 | 1 |  | Indoor |  | Floor Mounted |  | No | Not Applicable | 150 | Not Applicable |  |  |  | 0.75 | No | [7 empty] | 2/1.5 kW |  |  |  | 19 |  | 9/7 | On/Off | Not Applicable | [6 empty] | 65 | 20.5 | 19 | 29.25 | 68 | 222 | 18 | 24.875 |  |  |  |  | 25.8125 | 25.8125 | 25.8125 | 8 |  |  |  |  | 18.9375 | [8 empty] | 1 | 450 | 570 | UL174 | Yes | Yes | Yes | No | Not Applicable | [5 empty] | 10332 | RES ELEC
RE120L6-1NCM-403-264 | RE120L | Bradford White | 671632843398 | Active | The ""-264"" indicates that this SKU comes with an Aluminum Anode Rod. | The ""-403"" indicates that this SKU comes with a Top T&P Location. | [8 empty] | No | Not Applicable | Not Applicable | Residential Water Heating | Water Heating.Electric | 6 | 6 |  |  |  | 238-44422-00 |  |  |  | 238-39699-00 | [6 empty] | Electric | Electric Resistance | 240/208 | 1 |  | Indoor |  | Floor Mounted |  | No | Not Applicable | 150 | Not Applicable |  |  |  | 0.75 | No | [7 empty] | 2/1.5 kW |  |  |  | 19 |  | 9/7 | On/Off | Not Applicable | [6 empty] | 65 | 20.5 | 19 | 29.25 | 68 | 222 | 18 | 24.875 |  |  |  |  | 25.8125 | 25.8125 | 25.8125 | 8 |  |  |  |  | 18.9375 | [8 empty] | 1 | 450 | 570 | UL174 | Yes | Yes | Yes | No | Not Applicable | [5 empty] | 10332 | RES ELEC
RE120L6-1NCMM | RE120L | Bradford White | 671632826360 | Active | [10 empty] | No | Not Applicable | Not Applicable | Residential Water Heating | Water Heating.Electric | 6 | 6 |  |  |  | 238-44422-00 |  |  |  | 238-39699-00 | [6 empty] | Electric | Electric Resistance | 240/208 | 1 |  | Indoor |  | Floor Mounted |  | No | Not Applicable | 150 | Not Applicable |  |  |  | 0.75 | No | [7 empty] | 2/1.5 kW |  |  |  | 19 |  | 9/7 | On/Off | Not Applicable | [6 empty] | 65 | 20.5 | 19 | 29.25 | 68 | 222 | 18 | 24.875 |  |  |  |  | 25.8125 | 25.8125 | 25.8125 | 8 |  |  |  |  | 18.9375 | [8 empty] | 1 | 450 | 570 | UL174 | Yes | Yes | Yes | No | Not Applicable | [5 empty] | 10332 | RES ELEC
RE120L6-1NCMM-403 | RE120L | Bradford White | 671632806164 | Active | The ""-403"" indicates that this SKU comes with a Top T&P Location. | [9 empty] | No | Not Applicable | Not Applicable | Residential Water Heating | Water Heating.Electric | 6 | 6 |  |  |  | 238-44422-00 |  |  |  | 238-39699-00 | [6 empty] | Electric | Electric Resistance | 240/208 | 1 |  | Indoor |  | Floor Mounted |  | No | Not Applicable | 150 | Not Applicable |  |  |  | 0.75 | No | [7 empty] | 2/1.5 kW |  |  |  | 19 |  | 9/7 | On/Off | Not Applicable | [6 empty] | 65 | 20.5 | 19 | 29.25 | 68 | 222 | 18 | 24.875 |  |  |  |  | 25.8125 | 25.8125 | 25.8125 | 8 |  |  |  |  | 18.9375 | [8 empty] | 1 | 450 | 570 | UL174 | Yes | Yes | Yes | No | Not Applicable | [5 empty] | 10332 | RES ELEC
RE120L6-1NCMM-403-264 | RE120L | Bradford White | 671632807154 | Active | The ""-264"" indicates that this SKU comes with an Aluminum Anode Rod. | The ""-403"" indicates that this SKU comes with a Top T&P Location. | [8 empty] | No | Not Applicable | Not Applicable | Residential Water Heating | Water Heating.Electric | 6 | 6 |  |  |  | 238-44422-00 |  |  |  | 238-39699-00 | [6 empty] | Electric | Electric Resistance | 240/208 | 1 |  | Indoor |  | Floor Mounted |  | No | Not Applicable | 150 | Not Applicable |  |  |  | 0.75 | No | [7 empty] | 2/1.5 kW |  |  |  | 19 |  | 9/7 | On/Off | Not Applicable | [6 empty] | 65 | 20.5 | 19 | 29.25 | 68 | 222 | 18 | 24.875 |  |  |  |  | 25.8125 | 25.8125 | 25.8125 | 8 |  |  |  |  | 18.9375 | [8 empty] | 1 | 450 | 570 | UL174 | Yes | Yes | Yes | No | Not Applicable | [5 empty] | 10332 | RES ELEC
RE120L6-1NCNN | RE120L | Bradford White | 671632806171 | Active | [10 empty] | No | Not Applicable | Not Applicable | Residential Water Heating | Water Heating.Electric | 6 | 6 |  |  |  | 238-44422-00 |  |  |  | 238-39699-00 | [6 empty] | Electric | Electric Resistance | 240/208 | 1 |  | Indoor |  | Floor Mounted |  | No | Not Applicable | 150 | Not Applicable |  |  |  | 0.75 | No | [7 empty] | 2.5/2 kW |  |  |  | 19 |  | 11/9 | On/Off | Not Applicable | [6 empty] | 65 | 20.5 | 19 | 29.25 | 68 | 222 | 18 | 24.875 |  |  |  |  | 25.8125 | 25.8125 | 25.8125 | 8 |  |  |  |  | 18.9375 | [8 empty] | 1 | 450 | 570 | UL174 | Yes | Yes | Yes | No | Not Applicable | [5 empty] | 10332 | RES ELEC
RE120L6-1NCNN-264 | RE120L | Bradford White | 671632902934 | Active | The ""-264"" indicates that this SKU comes with an Aluminum Anode Rod. | [9 empty] | No | Not Applicable | Not Applicable | Residential Water Heating | Water Heating.Electric | 6 | 6 |  |  |  | 238-44422-00 |  |  |  | 238-39699-00 | [6 empty] | Electric | Electric Resistance | 240/208 | 1 |  | Indoor |  | Floor Mounted |  | No | Not Applicable | 150 | Not Applicable |  |  |  | 0.75 | No | [7 empty] | 2.5/2 kW |  |  |  | 19 |  | 11/9 | On/Off | Not Applicable | [6 empty] | 65 | 20.5 | 19 | 29.25 | 68 | 222 | 18 | 24.875 |  |  |  |  | 25.8125 | 25.8125 | 25.8125 | 8 |  |  |  |  | 18.9375 | [8 empty] | 1 | 450 | 570 | UL174 | Yes | Yes | Yes | No | Not Applicable | [5 empty] | 10332 | RES ELEC
RE120L6-1NCNN-403-264 | RE120L | Bradford White | 671632807291 | Active | The ""-264"" indicates that this SKU comes with an Aluminum Anode Rod. | The ""-403"" indicates that this SKU comes with a Top T&P Location. | [8 empty] | No | Not Applicable | Not Applicable | Residential Water Heating | Water Heating.Electric | 6 | 6 |  |  |  | 238-44422-00 |  |  |  | 238-39699-00 | [6 empty] | Electric | Electric Resistance | 240/208 | 1 |  | Indoor |  | Floor Mounted |  | No | Not Applicable | 150 | Not Applicable |  |  |  | 0.75 | No | [7 empty] | 2.5/2 kW |  |  |  | 19 |  | 11/9 | On/Off | Not Applicable | [6 empty] | 65 | 20.5 | 19 | 29.25 | 68 | 222 | 18 | 24.875 |  |  |  |  | 25.8125 | 25.8125 | 25.8125 | 8 |  |  |  |  | 18.9375 | [8 empty] | 1 | 450 | 570 | UL174 | Yes | Yes | Yes | No | Not Applicable | [5 empty] | 10332 | RES ELEC
RE120L6-1NCP | RE120L | Bradford White | 671632820825 | Active | [10 empty] | No | Not Applicable | Not Applicable | Residential Water Heating | Water Heating.Electric | 6 | 6 |  |  |  | 238-44422-00 |  |  |  | 238-39699-00 | [6 empty] | Electric | Electric Resistance | 240 | 1 |  | Indoor |  | Floor Mounted |  | No | Not Applicable | 150 | Not Applicable |  |  |  | 0.75 | No | [7 empty] | 3 kW |  |  |  | 19 |  | 14 | On/Off | Not Applicable | [6 empty] | 65 | 20.5 | 19 | 29.25 | 68 | 222 | 18 | 24.875 |  |  |  |  | 25.8125 | 25.8125 | 25.8125 | 8 |  |  |  |  | 18.9375 | [8 empty] | 1 | 450 | 570 | UL174 | Yes | Yes | Yes | No | Not Applicable | [5 empty] | 10332 | RES ELEC
RE120L6-1NCPP | RE120L | Bradford White | 671632857432 | Active | [10 empty] | No | Not Applicable | Not Applicable | Residential Water Heating | Water Heating.Electric | 6 | 6 |  |  |  | 238-44422-00 |  |  |  | 238-39699-00 | [6 empty] | Electric | Electric Resistance | 240 | 1 |  | Indoor |  | Floor Mounted |  | No | Not Applicable | 150 | Not Applicable |  |  |  | 0.75 | No | [7 empty] | 3 kW |  |  |  | 19 |  | 14 | On/Off | Not Applicable | [6 empty] | 65 | 20.5 | 19 | 29.25 | 68 | 222 | 18 | 24.875 |  |  |  |  | 25.8125 | 25.8125 | 25.8125 | 8 |  |  |  |  | 18.9375 | [8 empty] | 1 | 450 | 570 | UL174 | Yes | Yes | Yes | No | Not Applicable | [5 empty] | 10332 | RES ELEC
RE120L6-1NCR | RE120L | Bradford White | 671632998586 | Active | [10 empty] | No | Not Applicable | Not Applicable | Residential Water Heating | Water Heating.Electric | 6 | 6 |  |  |  | 238-44422-00 |  |  |  | 238-39699-00 | [6 empty] | Electric | Electric Resistance | 240/208 | 1 |  | Indoor |  | Floor Mounted |  | No | Not Applicable | 150 | Not Applicable |  |  |  | 0.75 | No | [7 empty] | 3.5/2.5 kW |  |  |  | 19 |  | 16/11 | On/Off | Not Applicable | [6 empty] | 65 | 20.5 | 19 | 29.25 | 68 | 222 | 18 | 24.875 |  |  |  |  | 25.8125 | 25.8125 | 25.8125 | 8 |  |  |  |  | 18.9375 | [8 empty] | 1 | 450 | 570 | UL174 | Yes | Yes | Yes | No | Not Applicable | [5 empty] | 10332 | RES ELEC
RE120L6-1NCRR | RE120L | Bradford White | 671632812844 | Active | [10 empty] | No | Not Applicable | Not Applicable | Residential Water Heating | Water Heating.Electric | 6 | 6 |  |  |  | 238-44422-00 |  |  |  | 238-39699-00 | [6 empty] | Electric | Electric Resistance | 240/208 | 1 |  | Indoor |  | Floor Mounted |  | No | Not Applicable | 150 | Not Applicable |  |  |  | 0.75 | No | [7 empty] | 3.5/2.5 kW |  |  |  | 19 |  | 16/11 | On/Off | Not Applicable | [6 empty] | 65 | 20.5 | 19 | 29.25 | 68 | 222 | 18 | 24.875 |  |  |  |  | 25.8125 | 25.8125 | 25.8125 | 8 |  |  |  |  | 18.9375 | [8 empty] | 1 | 450 | 570 | UL174 | Yes | Yes | Yes | No | Not Applicable | [5 empty] | 10332 | RES ELEC
RE120L6-1NCRR-403 | RE120L | Bradford White | 671632811625 | Active | The ""-403"" indicates that this SKU comes with a Top T&P Location. | [9 empty] | No | Not Applicable | Not Applicable | Residential Water Heating | Water Heating.Electric | 6 | 6 |  |  |  | 238-44422-00 |  |  |  | 238-39699-00 | [6 empty] | Electric | Electric Resistance | 240/208 | 1 |  | Indoor |  | Floor Mounted |  | No | Not Applicable | 150 | Not Applicable |  |  |  | 0.75 | No | [7 empty] | 3.5/2.5 kW |  |  |  | 19 |  | 16/11 | On/Off | Not Applicable | [6 empty] | 65 | 20.5 | 19 | 29.25 | 68 | 222 | 18 | 24.875 |  |  |  |  | 25.8125 | 25.8125 | 25.8125 | 8 |  |  |  |  | 18.9375 | [8 empty] | 1 | 450 | 570 | UL174 | Yes | Yes | Yes | No | Not Applicable | [5 empty] | 10332 | RES ELEC
RE120L6-1NCRR-403-264 | RE120L | Bradford White | 671632324088 | Active | The ""-264"" indicates that this SKU comes with an Aluminum Anode Rod. | The ""-403"" indicates that this SKU comes with a Top T&P Location. | [8 empty] | No | Not Applicable | Not Applicable | Residential Water Heating | Water Heating.Electric | 6 | 6 |  |  |  | 238-44422-00 |  |  |  | 238-39699-00 | [6 empty] | Electric | Electric Resistance | 240/208 | 1 |  | Indoor |  | Floor Mounted |  | No | Not Applicable | 150 | Not Applicable |  |  |  | 0.75 | No | [7 empty] | 3.5/2.5 kW |  |  |  | 19 |  | 16/11 | On/Off | Not Applicable | [6 empty] | 65 | 20.5 | 19 | 29.25 | 68 | 222 | 18 | 24.875 |  |  |  |  | 25.8125 | 25.8125 | 25.8125 | 8 |  |  |  |  | 18.9375 | [8 empty] | 1 | 450 | 570 | UL174 | Yes | Yes | Yes | No | Not Applicable | [5 empty] | 10332 | RES ELEC
RE120L6-1NCT | RE120L | Bradford White | 671632551835 | Active | [10 empty] | No | Not Applicable | Not Applicable | Residential Water Heating | Water Heating.Electric | 6 | 6 |  |  |  | 238-44422-00 |  |  |  | 238-39699-00 | [6 empty] | Electric | Electric Resistance | 240/208 | 1 |  | Indoor |  | Floor Mounted |  | No | Not Applicable | 150 | Not Applicable |  |  |  | 0.75 | No | [7 empty] | 4/3 kW |  |  |  | 19 |  | 18/14 | On/Off | Not Applicable | [6 empty] | 65 | 20.5 | 19 | 29.25 | 68 | 222 | 18 | 24.875 |  |  |  |  | 25.8125 | 25.8125 | 25.8125 | 8 |  |  |  |  | 18.9375 | [8 empty] | 1 | 450 | 570 | UL174 | Yes | Yes | Yes | No | Not Applicable | [5 empty] | 10332 | RES ELEC
RE120L6-1NCTT | RE120L | Bradford White | 671632825646 | Active | [10 empty] | No | Not Applicable | Not Applicable | Residential Water Heating | Water Heating.Electric | 6 | 6 |  |  |  | 238-44422-00 |  |  |  | 238-39699-00 | [6 empty] | Electric | Electric Resistance | 240/208 | 1 |  | Indoor |  | Floor Mounted |  | No | Not Applicable | 150 | Not Applicable |  |  |  | 0.75 | No | [7 empty] | 4/3 kW |  |  |  | 19 |  | 18/14 | On/Off | Not Applicable | [6 empty] | 65 | 20.5 | 19 | 29.25 | 68 | 222 | 18 | 24.875 |  |  |  |  | 25.8125 | 25.8125 | 25.8125 | 8 |  |  |  |  | 18.9375 | [8 empty] | 1 | 450 | 570 | UL174 | Yes | Yes | Yes | No | Not Applicable | [5 empty] | 10332 | RES ELEC
RE120L6-1NCTT-403 | RE120L | Bradford White | 671632840519 | Active | The ""-403"" indicates that this SKU comes with a Top T&P Location. | [9 empty] | No | Not Applicable | Not Applicable | Residential Water Heating | Water Heating.Electric | 6 | 6 |  |  |  | 238-44422-00 |  |  |  | 238-39699-00 | [6 empty] | Electric | Electric Resistance | 240/208 | 1 |  | Indoor |  | Floor Mounted |  | No | Not Applicable | 150 | Not Applicable |  |  |  | 0.75 | No | [7 empty] | 4/3 kW |  |  |  | 19 |  | 18/14 | On/Off | Not Applicable | [6 empty] | 65 | 20.5 | 19 | 29.25 | 68 | 222 | 18 | 24.875 |  |  |  |  | 25.8125 | 25.8125 | 25.8125 | 8 |  |  |  |  | 18.9375 | [8 empty] | 1 | 450 | 570 | UL174 | Yes | Yes | Yes | No | Not Applicable | [5 empty] | 10332 | RES ELEC
RE120L6-1NCTT-403-264 | RE120L | Bradford White | 671632320851 | Active | The ""-264"" indicates that this SKU comes with an Aluminum Anode Rod. | The ""-403"" indicates that this SKU comes with a Top T&P Location. | [8 empty] | No | Not Applicable | Not Applicable | Residential Water Heating | Water Heating.Electric | 6 | 6 |  |  |  | 238-44422-00 |  |  |  | 238-39699-00 | [6 empty] | Electric | Electric Resistance | 240/208 | 1 |  | Indoor |  | Floor Mounted |  | No | Not Applicable | 150 | Not Applicable |  |  |  | 0.75 | No | [7 empty] | 4/3 kW |  |  |  | 19 |  | 18/14 | On/Off | Not Applicable | [6 empty] | 65 | 20.5 | 19 | 29.25 | 68 | 222 | 18 | 24.875 |  |  |  |  | 25.8125 | 25.8125 | 25.8125 | 8 |  |  |  |  | 18.9375 | [8 empty] | 1 | 450 | 570 | UL174 | Yes | Yes | Yes | No | Not Applicable | [5 empty] | 10332 | RES ELEC
RE120L6-1NCW | RE120L | Bradford White | 671632854059 | Active | [10 empty] | No | Not Applicable | Not Applicable | Residential Water Heating | Water Heating.Electric | 6 | 6 |  |  |  | 238-44422-00 |  |  |  | 238-39699-00 | [6 empty] | Electric | Electric Resistance | 240/208 | 1 |  | Indoor |  | Floor Mounted |  | No | Not Applicable | 150 | Not Applicable |  |  |  | 0.75 | No | [7 empty] | 4.5/3.5 kW |  |  |  | 19 |  | 21/16 | On/Off | Not Applicable | [6 empty] | 65 | 20.5 | 19 | 29.25 | 68 | 222 | 18 | 24.875 |  |  |  |  | 25.8125 | 25.8125 | 25.8125 | 8 |  |  |  |  | 18.9375 | [8 empty] | 1 | 450 | 570 | UL174 | Yes | Yes | Yes | No | Not Applicable | [5 empty] | 10332 | RES ELEC
RE120L6-1NCW-403 | RE120L | Bradford White | 671632820658 | Active | The ""-403"" indicates that this SKU comes with a Top T&P Location. | [9 empty] | No | Not Applicable | Not Applicable | Residential Water Heating | Water Heating.Electric | 6 | 6 |  |  |  | 238-44422-00 |  |  |  | 238-39699-00 | [6 empty] | Electric | Electric Resistance | 240/208 | 1 |  | Indoor |  | Floor Mounted |  | No | Not Applicable | 150 | Not Applicable |  |  |  | 0.75 | No | [7 empty] | 4.5/3.5 kW |  |  |  | 19 |  | 21/16 | On/Off | Not Applicable | [6 empty] | 65 | 20.5 | 19 | 29.25 | 68 | 222 | 18 | 24.875 |  |  |  |  | 25.8125 | 25.8125 | 25.8125 | 8 |  |  |  |  | 18.9375 | [8 empty] | 1 | 450 | 570 | UL174 | Yes | Yes | Yes | No | Not Applicable | [5 empty] | 10332 | RES ELEC
RE120L6-1NCW-403-264 | RE120L | Bradford White | 671632328666 | Active | The ""-264"" indicates that this SKU comes with an Aluminum Anode Rod. | The ""-403"" indicates that this SKU comes with a Top T&P Location. | [8 empty] | No | Not Applicable | Not Applicable | Residential Water Heating | Water Heating.Electric | 6 | 6 |  |  |  | 238-44422-00 |  |  |  | 238-39699-00 | [6 empty] | Electric | Electric Resistance | 240/208 | 1 |  | Indoor |  | Floor Mounted |  | No | Not Applicable | 150 | Not Applicable |  |  |  | 0.75 | No | [7 empty] | 4.5/3.5 kW |  |  |  | 19 |  | 21/16 | On/Off | Not Applicable | [6 empty] | 65 | 20.5 | 19 | 29.25 | 68 | 222 | 18 | 24.875 |  |  |  |  | 25.8125 | 25.8125 | 25.8125 | 8 |  |  |  |  | 18.9375 | [8 empty] | 1 | 450 | 570 | UL174 | Yes | Yes | Yes | No | Not Applicable | [5 empty] | 10332 | RES ELEC
RE120L6-1NCWW | RE120L | Bradford White | 671632798797 | Active | [10 empty] | No | Not Applicable | Not Applicable | Residential Water Heating | Water Heating.Electric | 6 | 6 |  |  |  | 238-44422-00 |  |  |  | 238-39699-00 | [6 empty] | Electric | Electric Resistance | 240/208 | 1 |  | Indoor |  | Floor Mounted |  | No | Not Applicable | 150 | Not Applicable |  |  |  | 0.75 | No | [7 empty] | 4.5/3.5 kW |  |  |  | 19 |  | 21/16 | On/Off | Not Applicable | [6 empty] | 65 | 20.5 | 19 | 29.25 | 68 | 222 | 18 | 24.875 |  |  |  |  | 25.8125 | 25.8125 | 25.8125 | 8 |  |  |  |  | 18.9375 | [8 empty] | 1 | 450 | 570 | UL174 | Yes | Yes | Yes | No | Not Applicable | [5 empty] | 10332 | RES ELEC
RE120L6-1NCWW-264 | RE120L | Bradford White | 671632807918 | Active | The ""-264"" indicates that this SKU comes with an Aluminum Anode Rod. | [9 empty] | No | Not Applicable | Not Applicable | Residential Water Heating | Water Heating.Electric | 6 | 6 |  |  |  | 238-44422-00 |  |  |  | 238-39699-00 | [6 empty] | Electric | Electric Resistance | 240/208 | 1 |  | Indoor |  | Floor Mounted |  | No | Not Applicable | 150 | Not Applicable |  |  |  | 0.75 | No | [7 empty] | 4.5/3.5 kW |  |  |  | 19 |  | 21/16 | On/Off | Not Applicable | [6 empty] | 65 | 20.5 | 19 | 29.25 | 68 | 222 | 18 | 24.875 |  |  |  |  | 25.8125 | 25.8125 | 25.8125 | 8 |  |  |  |  | 18.9375 | [8 empty] | 1 | 450 | 570 | UL174 | Yes | Yes | Yes | No | Not Applicable | [5 empty] | 10332 | RES ELEC
RE120L6-1NCWW-284 | RE120L | Bradford White | 671632866069 | Active | The ""-284"" indicates that this SKU comes with an Incoloy Element. | [9 empty] | No | Not Applicable | Not Applicable | Residential Water Heating | Water Heating.Electric | 6 | 6 |  |  |  | 238-44422-00 |  |  |  | 238-39699-00 | [6 empty] | Electric | Electric Resistance | 240/208 | 1 |  | Indoor |  | Floor Mounted |  | No | Not Applicable | 150 | Not Applicable |  |  |  | 0.75 | No | [7 empty] | 4.5/3.5 kW |  |  |  | 19 |  | 21/16 | On/Off | Not Applicable | [6 empty] | 65 | 20.5 | 19 | 29.25 | 68 | 222 | 18 | 24.875 |  |  |  |  | 25.8125 | 25.8125 | 25.8125 | 8 |  |  |  |  | 18.9375 | [8 empty] | 1 | 450 | 570 | UL174 | Yes | Yes | Yes | No | Not Applicable | [5 empty] | 10332 | RES ELEC
RE120L6-1NCWW-403 | RE120L | Bradford White | 671632806997 | Active | The ""-403"" indicates that this SKU comes with a Top T&P Location. | [9 empty] | No | Not Applicable | Not Applicable | Residential Water Heating | Water Heating.Electric | 6 | 6 |  |  |  | 238-44422-00 |  |  |  | 238-39699-00 | [6 empty] | Electric | Electric Resistance | 240/208 | 1 |  | Indoor |  | Floor Mounted |  | No | Not Applicable | 150 | Not Applicable |  |  |  | 0.75 | No | [7 empty] | 4.5/3.5 kW |  |  |  | 19 |  | 21/16 | On/Off | Not Applicable | [6 empty] | 65 | 20.5 | 19 | 29.25 | 68 | 222 | 18 | 24.875 |  |  |  |  | 25.8125 | 25.8125 | 25.8125 | 8 |  |  |  |  | 18.9375 | [8 empty] | 1 | 450 | 570 | UL174 | Yes | Yes | Yes | No | Not Applicable | [5 empty] | 10332 | RES ELEC
RE120L6-1NCWW-403-264 | RE120L | Bradford White | 671632813209 | Active | The ""-264"" indicates that this SKU comes with an Aluminum Anode Rod. | The ""-403"" indicates that this SKU comes with a Top T&P Location. | [8 empty] | No | Not Applicable | Not Applicable | Residential Water Heating | Water Heating.Electric | 6 | 6 |  |  |  | 238-44422-00 |  |  |  | 238-39699-00 | [6 empty] | Electric | Electric Resistance | 240/208 | 1 |  | Indoor |  | Floor Mounted |  | No | Not Applicable | 150 | Not Applicable |  |  |  | 0.75 | No | [7 empty] | 4.5/3.5 kW |  |  |  | 19 |  | 21/16 | On/Off | Not Applicable | [6 empty] | 65 | 20.5 | 19 | 29.25 | 68 | 222 | 18 | 24.875 |  |  |  |  | 25.8125 | 25.8125 | 25.8125 | 8 |  |  |  |  | 18.9375 | [8 empty] | 1 | 450 | 570 | UL174 | Yes | Yes | Yes | No | Not Applicable | [5 empty] | 10332 | RES ELEC
RE120L6-1NCWW-403-284 | RE120L | Bradford White | 671632314317 | Active | The ""-284"" indicates that this SKU comes with an Incoloy Element. | The ""-403"" indicates that this SKU comes with a Top T&P Location. | [8 empty] | No | Not Applicable | Not Applicable | Residential Water Heating | Water Heating.Electric | 6 | 6 |  |  |  | 238-44422-00 |  |  |  | 238-39699-00 | [6 empty] | Electric | Electric Resistance | 240/208 | 1 |  | Indoor |  | Floor Mounted |  | No | Not Applicable | 150 | Not Applicable |  |  |  | 0.75 | No | [7 empty] | 4.5/3.5 kW |  |  |  | 19 |  | 21/16 | On/Off | Not Applicable | [6 empty] | 65 | 20.5 | 19 | 29.25 | 68 | 222 | 18 | 24.875 |  |  |  |  | 25.8125 | 25.8125 | 25.8125 | 8 |  |  |  |  | 18.9375 | [8 empty] | 1 | 450 | 570 | UL174 | Yes | Yes | Yes | No | Not Applicable | [5 empty] | 10332 | RES ELEC
RE120L6-1NCXX | RE120L | Bradford White | 671632640539 | Active | [10 empty] | No | Not Applicable | Not Applicable | Residential Water Heating | Water Heating.Electric | 6 | 6 |  |  |  | 238-44422-00 |  |  |  | 238-39699-00 | [6 empty] | Electric | Electric Resistance | 240 | 1 |  | Indoor |  | Floor Mounted |  | No | Not Applicable | 150 | Not Applicable |  |  |  | 0.75 | No | [7 empty] | 5 kW |  |  |  | 19 |  | 23 | On/Off | Not Applicable | [6 empty] | 65 | 20.5 | 19 | 29.25 | 68 | 222 | 18 | 24.875 |  |  |  |  | 25.8125 | 25.8125 | 25.8125 | 8 |  |  |  |  | 18.9375 | [8 empty] | 1 | 450 | 570 | UL1453 | Yes | Yes | Yes | No | Not Applicable | [5 empty] | 10332 | RES ELEC
RE120L6-1NCYY | RE120L | Bradford White | 671632812608 | Active | [10 empty] | No | Not Applicable | Not Applicable | Residential Water Heating | Water Heating.Electric | 6 | 6 |  |  |  | 238-44422-00 |  |  |  | 238-39699-00 | [6 empty] | Electric | Electric Resistance | 240/208 | 1 |  | Indoor |  | Floor Mounted |  | No | Not Applicable | 150 | Not Applicable |  |  |  | 0.75 | No | [7 empty] | 5.5/4 kW |  |  |  | 19 |  | 25/18 | On/Off | Not Applicable | [6 empty] | 65 | 20.5 | 19 | 29.25 | 68 | 222 | 18 | 24.875 |  |  |  |  | 25.8125 | 25.8125 | 25.8125 | 8 |  |  |  |  | 18.9375 | [8 empty] | 1 | 450 | 570 | UL174 | Yes | Yes | Yes | No | Not Applicable | [5 empty] | 10332 | RES ELEC
RE120L6-1NCYY-264 | RE120L | Bradford White | 671632621507 | Active | The ""-264"" indicates that this SKU comes with an Aluminum Anode Rod. | [9 empty] | No | Not Applicable | Not Applicable | Residential Water Heating | Water Heating.Electric | 6 | 6 |  |  |  | 238-44422-00 |  |  |  | 238-39699-00 | [6 empty] | Electric | Electric Resistance | 240/208 | 1 |  | Indoor |  | Floor Mounted |  | No | Not Applicable | 150 | Not Applicable |  |  |  | 0.75 | No | [7 empty] | 5.5/4 kW |  |  |  | 19 |  | 25/18 | On/Off | Not Applicable | [6 empty] | 65 | 20.5 | 19 | 29.25 | 68 | 222 | 18 | 24.875 |  |  |  |  | 25.8125 | 25.8125 | 25.8125 | 8 |  |  |  |  | 18.9375 | [8 empty] | 1 | 450 | 570 | UL1453 | Yes | Yes | Yes | No | Not Applicable | [5 empty] | 10332 | RES ELEC
RE120L6-1NCYY-403 | RE120L | Bradford White | 671632840557 | Active | The ""-403"" indicates that this SKU comes with a Top T&P Location. | [9 empty] | No | Not Applicable | Not Applicable | Residential Water Heating | Water Heating.Electric | 6 | 6 |  |  |  | 238-44422-00 |  |  |  | 238-39699-00 | [6 empty] | Electric | Electric Resistance | 240/208 | 1 |  | Indoor |  | Floor Mounted |  | No | Not Applicable | 150 | Not Applicable |  |  |  | 0.75 | No | [7 empty] | 5.5/4 kW |  |  |  | 19 |  | 25/18 | On/Off | Not Applicable | [6 empty] | 65 | 20.5 | 19 | 29.25 | 68 | 222 | 18 | 24.875 |  |  |  |  | 25.8125 | 25.8125 | 25.8125 | 8 |  |  |  |  | 18.9375 | [8 empty] | 1 | 450 | 570 | UL174 | Yes | Yes | Yes | No | Not Applicable | [5 empty] | 10332 | RES ELEC
RE120L6-1NCZ | RE120L | Bradford White | 671632616435 | Active | [10 empty] | No | Not Applicable | Not Applicable | Residential Water Heating | Water Heating.Electric | 6 | 6 |  |  |  | 238-44422-00 |  |  |  | 238-39699-00 | [6 empty] | Electric | Electric Resistance | 240/208 | 1 |  | Indoor |  | Floor Mounted |  | No | Not Applicable | 150 | Not Applicable |  |  |  | 0.75 | No | [7 empty] | 6/4.5 kW |  |  |  | 19 |  | 28/21 | On/Off | Not Applicable | [6 empty] | 65 | 20.5 | 19 | 29.25 | 68 | 222 | 18 | 24.875 |  |  |  |  | 25.8125 | 25.8125 | 25.8125 | 8 |  |  |  |  | 18.9375 | [8 empty] | 1 | 450 | 570 | UL1453 | Yes | Yes | Yes | No | Not Applicable | [5 empty] | 10332 | RES ELEC
RE120L6-1NCZ-264 | RE120L | Bradford White | 671632616411 | Active | The ""-264"" indicates that this SKU comes with an Aluminum Anode Rod. | [9 empty] | No | Not Applicable | Not Applicable | Residential Water Heating | Water Heating.Electric | 6 | 6 |  |  |  | 238-44422-00 |  |  |  | 238-39699-00 | [6 empty] | Electric | Electric Resistance | 240/208 | 1 |  | Indoor |  | Floor Mounted |  | No | Not Applicable | 150 | Not Applicable |  |  |  | 0.75 | No | [7 empty] | 6/4.5 kW |  |  |  | 19 |  | 28/21 | On/Off | Not Applicable | [6 empty] | 65 | 20.5 | 19 | 29.25 | 68 | 222 | 18 | 24.875 |  |  |  |  | 25.8125 | 25.8125 | 25.8125 | 8 |  |  |  |  | 18.9375 | [8 empty] | 1 | 450 | 570 | UL1453 | Yes | Yes | Yes | No | Not Applicable | [5 empty] | 10332 | RES ELEC
RE120L6-1NCZ-403 | RE120L | Bradford White | 671632616466 | Active | The ""-403"" indicates that this SKU comes with a Top T&P Location. | [9 empty] | No | Not Applicable | Not Applicable | Residential Water Heating | Water Heating.Electric | 6 | 6 |  |  |  | 238-44422-00 |  |  |  | 238-39699-00 | [6 empty] | Electric | Electric Resistance | 240/208 | 1 |  | Indoor |  | Floor Mounted |  | No | Not Applicable | 150 | Not Applicable |  |  |  | 0.75 | No | [7 empty] | 6/4.5 kW |  |  |  | 19 |  | 28/21 | On/Off | Not Applicable | [6 empty] | 65 | 20.5 | 19 | 29.25 | 68 | 222 | 18 | 24.875 |  |  |  |  | 25.8125 | 25.8125 | 25.8125 | 8 |  |  |  |  | 18.9375 | [8 empty] | 1 | 450 | 570 | UL1453 | Yes | Yes | Yes | No | Not Applicable | [5 empty] | 10332 | RES ELEC
RE120L6-1NCZ-403-264 | RE120L | Bradford White | 671632616497 | Active | The ""-264"" indicates that this SKU comes with an Aluminum Anode Rod. | The ""-403"" indicates that this SKU comes with a Top T&P Location. | [8 empty] | No | Not Applicable | Not Applicable | Residential Water Heating | Water Heating.Electric | 6 | 6 |  |  |  | 238-44422-00 |  |  |  | 238-39699-00 | [6 empty] | Electric | Electric Resistance | 240/208 | 1 |  | Indoor |  | Floor Mounted |  | No | Not Applicable | 150 | Not Applicable |  |  |  | 0.75 | No | [7 empty] | 6/4.5 kW |  |  |  | 19 |  | 28/21 | On/Off | Not Applicable | [6 empty] | 65 | 20.5 | 19 | 29.25 | 68 | 222 | 18 | 24.875 |  |  |  |  | 25.8125 | 25.8125 | 25.8125 | 8 |  |  |  |  | 18.9375 | [8 empty] | 1 | 450 | 570 | UL1453 | Yes | Yes | Yes | No | Not Applicable | [5 empty] | 10332 | RES ELEC
RE120L6-1NCZZ | RE120L | Bradford White | 671632815135 | Active | [10 empty] | No | Not Applicable | Not Applicable | Residential Water Heating | Water Heating.Electric | 6 | 6 |  |  |  | 238-44422-00 |  |  |  | 238-39699-00 | [6 empty] | Electric | Electric Resistance | 240/208 | 1 |  | Indoor |  | Floor Mounted |  | No | Not Applicable | 150 | Not Applicable |  |  |  | 0.75 | No | [7 empty] | 6/4.5 kW |  |  |  | 19 |  | 28/21 | On/Off | Not Applicable | [6 empty] | 65 | 20.5 | 19 | 29.25 | 68 | 222 | 18 | 24.875 |  |  |  |  | 25.8125 | 25.8125 | 25.8125 | 8 |  |  |  |  | 18.9375 | [8 empty] | 1 | 450 | 570 | UL174 | Yes | Yes | Yes | No | Not Applicable | [5 empty] | 10332 | RES ELEC
RE120L6-1NCZZ-264 | RE120L | Bradford White | 671632640492 | Active | The ""-264"" indicates that this SKU comes with an Aluminum Anode Rod. | [9 empty] | No | Not Applicable | Not Applicable | Residential Water Heating | Water Heating.Electric | 6 | 6 |  |  |  | 238-44422-00 |  |  |  | 238-39699-00 | [6 empty] | Electric | Electric Resistance | 240/208 | 1 |  | Indoor |  | Floor Mounted |  | No | Not Applicable | 150 | Not Applicable |  |  |  | 0.75 | No | [7 empty] | 6/4.5 kW |  |  |  | 19 |  | 28/21 | On/Off | Not Applicable | [6 empty] | 65 | 20.5 | 19 | 29.25 | 68 | 222 | 18 | 24.875 |  |  |  |  | 25.8125 | 25.8125 | 25.8125 | 8 |  |  |  |  | 18.9375 | [8 empty] | 1 | 450 | 570 | UL1453 | Yes | Yes | Yes | No | Not Applicable | [5 empty] | 10332 | RES ELEC
RE120L6-1NCZZ-284 | RE120L | Bradford White | 671632668663 | Active | The ""-284"" indicates that this SKU comes with an Incoloy Element. | [9 empty] | No | Not Applicable | Not Applicable | Residential Water Heating | Water Heating.Electric | 6 | 6 |  |  |  | 238-44422-00 |  |  |  | 238-39699-00 | [6 empty] | Electric | Electric Resistance | 240/208 | 1 |  | Indoor |  | Floor Mounted |  | No | Not Applicable | 150 | Not Applicable |  |  |  | 0.75 | No | [7 empty] | 6/4.5 kW |  |  |  | 19 |  | 28/21 | On/Off | Not Applicable | [6 empty] | 65 | 20.5 | 19 | 29.25 | 68 | 222 | 18 | 24.875 |  |  |  |  | 25.8125 | 25.8125 | 25.8125 | 8 |  |  |  |  | 18.9375 | [8 empty] | 1 | 450 | 570 | UL1453 | Yes | Yes | Yes | No | Not Applicable | [5 empty] | 10332 | RES ELEC
RE120L6-1NCZZ-403 | RE120L | Bradford White | 671632840526 | Active | The ""-403"" indicates that this SKU comes with a Top T&P Location. | [9 empty] | No | Not Applicable | Not Applicable | Residential Water Heating | Water Heating.Electric | 6 | 6 |  |  |  | 238-44422-00 |  |  |  | 238-39699-00 | [6 empty] | Electric | Electric Resistance | 240/208 | 1 |  | Indoor |  | Floor Mounted |  | No | Not Applicable | 150 | Not Applicable |  |  |  | 0.75 | No | [7 empty] | 6/4.5 kW |  |  |  | 19 |  | 28/21 | On/Off | Not Applicable | [6 empty] | 65 | 20.5 | 19 | 29.25 | 68 | 222 | 18 | 24.875 |  |  |  |  | 25.8125 | 25.8125 | 25.8125 | 8 |  |  |  |  | 18.9375 | [8 empty] | 1 | 450 | 570 | UL174 | Yes | Yes | Yes | No | Not Applicable | [5 empty] | 10332 | RES ELEC
RE120L6-1NCZZ-403-264 | RE120L | Bradford White | 671632329038 | Active | The ""-264"" indicates that this SKU comes with an Aluminum Anode Rod. | The ""-403"" indicates that this SKU comes with a Top T&P Location. | [8 empty] | No | Not Applicable | Not Applicable | Residential Water Heating | Water Heating.Electric | 6 | 6 |  |  |  | 238-44422-00 |  |  |  | 238-39699-00 | [6 empty] | Electric | Electric Resistance | 240/208 | 1 |  | Indoor |  | Floor Mounted |  | No | Not Applicable | 150 | Not Applicable |  |  |  | 0.75 | No | [7 empty] | 6/4.5 kW |  |  |  | 19 |  | 28/21 | On/Off | Not Applicable | [6 empty] | 65 | 20.5 | 19 | 29.25 | 68 | 222 | 18 | 24.875 |  |  |  |  | 25.8125 | 25.8125 | 25.8125 | 8 |  |  |  |  | 18.9375 | [8 empty] | 1 | 450 | 570 | UL174 | Yes | Yes | Yes | No | Not Applicable | [5 empty] | 10332 | RES ELEC
RE120L6-1NELL | RE120L | Bradford White | 671632889907 | Active | [10 empty] | No | Not Applicable | Not Applicable | Residential Water Heating | Water Heating.Electric | 6 | 6 |  |  |  | 238-44422-00 |  |  |  | 238-39699-00 | [6 empty] | Electric | Electric Resistance | 277 | 1 |  | Indoor |  | Floor Mounted |  | No | Not Applicable | 150 | Not Applicable |  |  |  | 0.75 | No | [7 empty] | 1.5 kW |  |  |  | 19 |  | 7 | On/Off | Not Applicable | [6 empty] | 65 | 20.5 | 19 | 29.25 | 68 | 222 | 18 | 24.875 |  |  |  |  | 25.8125 | 25.8125 | 25.8125 | 8 |  |  |  |  | 18.9375 | [8 empty] | 1 | 450 | 570 | UL174 | Yes | Yes | Yes | No | Not Applicable | [5 empty] | 10332 | RES ELEC
RE120L6-1NEMM | RE120L | Bradford White | 671632312269 | Active | [10 empty] | No | Not Applicable | Not Applicable | Residential Water Heating | Water Heating.Electric | 6 | 6 |  |  |  | 238-44422-00 |  |  |  | 238-39699-00 | [6 empty] | Electric | Electric Resistance | 277 | 1 |  | Indoor |  | Floor Mounted |  | No | Not Applicable | 150 | Not Applicable |  |  |  | 0.75 | No | [7 empty] | 2 kW |  |  |  | 19 |  | 9 | On/Off | Not Applicable | [6 empty] | 65 | 20.5 | 19 | 29.25 | 68 | 222 | 18 | 24.875 |  |  |  |  | 25.8125 | 25.8125 | 25.8125 | 8 |  |  |  |  | 18.9375 | [8 empty] | 1 | 450 | 570 | UL174 | Yes | Yes | Yes | No | Not Applicable | [5 empty] | 10332 | RES ELEC
RE120L6-1NENN | RE120L | Bradford White | 671632333097 | Active | [10 empty] | No | Not Applicable | Not Applicable | Residential Water Heating | Water Heating.Electric | 6 | 6 |  |  |  | 238-44422-00 |  |  |  | 238-39699-00 | [6 empty] | Electric | Electric Resistance | 277 | 1 |  | Indoor |  | Floor Mounted |  | No | Not Applicable | 150 | Not Applicable |  |  |  | 0.75 | No | [7 empty] | 2.5 kW |  |  |  | 19 |  | 11 | On/Off | Not Applicable | [6 empty] | 65 | 20.5 | 19 | 29.25 | 68 | 222 | 18 | 24.875 |  |  |  |  | 25.8125 | 25.8125 | 25.8125 | 8 |  |  |  |  | 18.9375 | [8 empty] | 1 | 450 | 570 | UL174 | Yes | Yes | Yes | No | Not Applicable | [5 empty] | 10332 | RES ELEC
RE120L6-1NEPP | RE120L | Bradford White | 671632821990 | Active | [10 empty] | No | Not Applicable | Not Applicable | Residential Water Heating | Water Heating.Electric | 6 | 6 |  |  |  | 238-44422-00 |  |  |  | 238-39699-00 | [6 empty] | Electric | Electric Resistance | 277 | 1 |  | Indoor |  | Floor Mounted |  | No | Not Applicable | 150 | Not Applicable |  |  |  | 0.75 | No | [7 empty] | 3 kW |  |  |  | 19 |  | 14 | On/Off | Not Applicable | [6 empty] | 65 | 20.5 | 19 | 29.25 | 68 | 222 | 18 | 24.875 |  |  |  |  | 25.8125 | 25.8125 | 25.8125 | 8 |  |  |  |  | 18.9375 | [8 empty] | 1 | 450 | 570 | UL174 | Yes | Yes | Yes | No | Not Applicable | [5 empty] | 10332 | RES ELEC
RE120L6-1NETT | RE120L | Bradford White | 671632840236 | Active | [10 empty] | No | Not Applicable | Not Applicable | Residential Water Heating | Water Heating.Electric | 6 | 6 |  |  |  | 238-44422-00 |  |  |  | 238-39699-00 | [6 empty] | Electric | Electric Resistance | 277 | 1 |  | Indoor |  | Floor Mounted |  | No | Not Applicable | 150 | Not Applicable |  |  |  | 0.75 | No | [7 empty] | 4 kW |  |  |  | 19 |  | 18 | On/Off | Not Applicable | [6 empty] | 65 | 20.5 | 19 | 29.25 | 68 | 222 | 18 | 24.875 |  |  |  |  | 25.8125 | 25.8125 | 25.8125 | 8 |  |  |  |  | 18.9375 | [8 empty] | 1 | 450 | 570 | UL174 | Yes | Yes | Yes | No | Not Applicable | [5 empty] | 10332 | RES ELEC
RE120L6-1NEW | RE120L | Bradford White | 671632838295 | Active | [10 empty] | No | Not Applicable | Not Applicable | Residential Water Heating | Water Heating.Electric | 6 | 6 |  |  |  | 238-44422-00 |  |  |  | 238-39699-00 | [6 empty] | Electric | Electric Resistance | 277 | 1 |  | Indoor |  | Floor Mounted |  | No | Not Applicable | 150 | Not Applicable |  |  |  | 0.75 | No | [7 empty] | 4.5 kW |  |  |  | 19 |  | 21 | On/Off | Not Applicable | [6 empty] | 65 | 20.5 | 19 | 29.25 | 68 | 222 | 18 | 24.875 |  |  |  |  | 25.8125 | 25.8125 | 25.8125 | 8 |  |  |  |  | 18.9375 | [8 empty] | 1 | 450 | 570 | UL174 | Yes | Yes | Yes | No | Not Applicable | [5 empty] | 10332 | RES ELEC
RE120L6-1NEWW | RE120L | Bradford White | 671632824434 | Active | [10 empty] | No | Not Applicable | Not Applicable | Residential Water Heating | Water Heating.Electric | 6 | 6 |  |  |  | 238-44422-00 |  |  |  | 238-39699-00 | [6 empty] | Electric | Electric Resistance | 277 | 1 |  | Indoor |  | Floor Mounted |  | No | Not Applicable | 150 | Not Applicable |  |  |  | 0.75 | No | [7 empty] | 4.5 kW |  |  |  | 19 |  | 21 | On/Off | Not Applicable | [6 empty] | 65 | 20.5 | 19 | 29.25 | 68 | 222 | 18 | 24.875 |  |  |  |  | 25.8125 | 25.8125 | 25.8125 | 8 |  |  |  |  | 18.9375 | [8 empty] | 1 | 450 | 570 | UL174 | Yes | Yes | Yes | No | Not Applicable | [5 empty] | 10332 | RES ELEC
RE120L6-1NEXX | RE120L | Bradford White | 671632884520 | Active | [10 empty] | No | Not Applicable | Not Applicable | Residential Water Heating | Water Heating.Electric | 6 | 6 |  |  |  | 238-44422-00 |  |  |  | 238-39699-00 | [6 empty] | Electric | Electric Resistance | 277 | 1 |  | Indoor |  | Floor Mounted |  | No | Not Applicable | 150 | Not Applicable |  |  |  | 0.75 | No | [7 empty] | 5 kW |  |  |  | 19 |  | 23 | On/Off | Not Applicable | [6 empty] | 65 | 20.5 | 19 | 29.25 | 68 | 222 | 18 | 24.875 |  |  |  |  | 25.8125 | 25.8125 | 25.8125 | 8 |  |  |  |  | 18.9375 | [8 empty] | 1 | 450 | 570 | UL174 | Yes | Yes | Yes | No | Not Applicable | [5 empty] | 10332 | RES ELEC
RE120L6-1NEZZ | RE120L | Bradford White | 671632133932 | Active | [10 empty] | No | Not Applicable | Not Applicable | Residential Water Heating | Water Heating.Electric | 6 | 6 |  |  |  | 238-44422-00 |  |  |  | 238-39699-00 | [6 empty] | Electric | Electric Resistance | 277 | 1 |  | Indoor |  | Floor Mounted |  | No | Not Applicable | 150 | Not Applicable |  |  |  | 0.75 | No | [7 empty] | 6 kW |  |  |  | 19 |  | 28 | On/Off | Not Applicable | [6 empty] | 65 | 20.5 | 19 | 29.25 | 68 | 222 | 18 | 24.875 |  |  |  |  | 25.8125 | 25.8125 | 25.8125 | 8 |  |  |  |  | 18.9375 | [8 empty] | 1 | 450 | 570 | UL174 | Yes | Yes | Yes | No | Not Applicable | [5 empty] | 10332 | RES ELEC
RE120L6-1NHLL | RE120L | Bradford White | 671632858903 | Active | [10 empty] | No | Not Applicable | Not Applicable | Residential Water Heating | Water Heating.Electric | 6 | 6 |  |  |  | 238-44422-00 |  |  |  | 238-39699-00 | [6 empty] | Electric | Electric Resistance | 480 | 1 |  | Indoor |  | Floor Mounted |  | No | Not Applicable | 150 | Not Applicable |  |  |  | 0.75 | No | [7 empty] | 1.5 kW |  |  |  | 19 |  | 7 | On/Off | Not Applicable | [6 empty] | 65 | 20.5 | 19 | 29.25 | 68 | 222 | 18 | 24.875 |  |  |  |  | 25.8125 | 25.8125 | 25.8125 | 8 |  |  |  |  | 18.9375 | [8 empty] | 1 | 450 | 570 | UL174 | Yes | Yes | Yes | No | Not Applicable | [5 empty] | 10332 | RES ELEC
RE120L6-1NHMM | RE120L | Bradford White | 671632818167 | Active | [10 empty] | No | Not Applicable | Not Applicable | Residential Water Heating | Water Heating.Electric | 6 | 6 |  |  |  | 238-44422-00 |  |  |  | 238-39699-00 | [6 empty] | Electric | Electric Resistance | 480 | 1 |  | Indoor |  | Floor Mounted |  | No | Not Applicable | 150 | Not Applicable |  |  |  | 0.75 | No | [7 empty] | 2 kW |  |  |  | 19 |  | 9 | On/Off | Not Applicable | [6 empty] | 65 | 20.5 | 19 | 29.25 | 68 | 222 | 18 | 24.875 |  |  |  |  | 25.8125 | 25.8125 | 25.8125 | 8 |  |  |  |  | 18.9375 | [8 empty] | 1 | 450 | 570 | UL174 | Yes | Yes | Yes | No | Not Applicable | [5 empty] | 10332 | RES ELEC
RE120L6-1NHNN | RE120L | Bradford White | 671632904990 | Active | [10 empty] | No | Not Applicable | Not Applicable | Residential Water Heating | Water Heating.Electric | 6 | 6 |  |  |  | 238-44422-00 |  |  |  | 238-39699-00 | [6 empty] | Electric | Electric Resistance | 480 | 1 |  | Indoor |  | Floor Mounted |  | No | Not Applicable | 150 | Not Applicable |  |  |  | 0.75 | No | [7 empty] | 2.5 kW |  |  |  | 19 |  | 11 | On/Off | Not Applicable | [6 empty] | 65 | 20.5 | 19 | 29.25 | 68 | 222 | 18 | 24.875 |  |  |  |  | 25.8125 | 25.8125 | 25.8125 | 8 |  |  |  |  | 18.9375 | [8 empty] | 1 | 450 | 570 | UL174 | Yes | Yes | Yes | No | Not Applicable | [5 empty] | 10332 | RES ELEC
RE120L6-1NHPP | RE120L | Bradford White | 671632999859 | Active | [10 empty] | No | Not Applicable | Not Applicable | Residential Water Heating | Water Heating.Electric | 6 | 6 |  |  |  | 238-44422-00 |  |  |  | 238-39699-00 | [6 empty] | Electric | Electric Resistance | 480 | 1 |  | Indoor |  | Floor Mounted |  | No | Not Applicable | 150 | Not Applicable |  |  |  | 0.75 | No | [7 empty] | 3 kW |  |  |  | 19 |  | 14 | On/Off | Not Applicable | [6 empty] | 65 | 20.5 | 19 | 29.25 | 68 | 222 | 18 | 24.875 |  |  |  |  | 25.8125 | 25.8125 | 25.8125 | 8 |  |  |  |  | 18.9375 | [8 empty] | 1 | 450 | 570 | UL174 | Yes | Yes | Yes | No | Not Applicable | [5 empty] | 10332 | RES ELEC
RE120L6-1NHTT | RE120L | Bradford White | 671632906840 | Active | [10 empty] | No | Not Applicable | Not Applicable | Residential Water Heating | Water Heating.Electric | 6 | 6 |  |  |  | 238-44422-00 |  |  |  | 238-39699-00 | [6 empty] | Electric | Electric Resistance | 480 | 1 |  | Indoor |  | Floor Mounted |  | No | Not Applicable | 150 | Not Applicable |  |  |  | 0.75 | No | [7 empty] | 4 kW |  |  |  | 19 |  | 18 | On/Off | Not Applicable | [6 empty] | 65 | 20.5 | 19 | 29.25 | 68 | 222 | 18 | 24.875 |  |  |  |  | 25.8125 | 25.8125 | 25.8125 | 8 |  |  |  |  | 18.9375 | [8 empty] | 1 | 450 | 570 | UL174 | Yes | Yes | Yes | No | Not Applicable | [5 empty] | 10332 | RES ELEC
RE120L6-1NHWW | RE120L | Bradford White | 671632839339 | Active | [10 empty] | No | Not Applicable | Not Applicable | Residential Water Heating | Water Heating.Electric | 6 | 6 |  |  |  | 238-44422-00 |  |  |  | 238-39699-00 | [6 empty] | Electric | Electric Resistance | 480 | 1 |  | Indoor |  | Floor Mounted |  | No | Not Applicable | 150 | Not Applicable |  |  |  | 0.75 | No | [7 empty] | 4.5 kW |  |  |  | 19 |  | 21 | On/Off | Not Applicable | [6 empty] | 65 | 20.5 | 19 | 29.25 | 68 | 222 | 18 | 24.875 |  |  |  |  | 25.8125 | 25.8125 | 25.8125 | 8 |  |  |  |  | 18.9375 | [8 empty] | 1 | 450 | 570 | UL174 | Yes | Yes | Yes | No | Not Applicable | [5 empty] | 10332 | RES ELEC
RE120L6-1NHZZ | RE120L | Bradford White | 671632130702 | Active | [10 empty] | No | Not Applicable | Not Applicable | Residential Water Heating | Water Heating.Electric | 6 | 6 |  |  |  | 238-44422-00 |  |  |  | 238-39699-00 | [6 empty] | Electric | Electric Resistance | 480 | 1 |  | Indoor |  | Floor Mounted |  | No | Not Applicable | 150 | Not Applicable |  |  |  | 0.75 | No | [7 empty] | 6 kW |  |  |  | 19 |  | 28 | On/Off | Not Applicable | [6 empty] | 65 | 20.5 | 19 | 29.25 | 68 | 222 | 18 | 24.875 |  |  |  |  | 25.8125 | 25.8125 | 25.8125 | 8 |  |  |  |  | 18.9375 | [8 empty] | 1 | 450 | 570 | UL174 | Yes | Yes | Yes | No | Not Applicable | [5 empty] | 10332 | RES ELEC
RE120L6-1NLX | RE120L | Bradford White | 671632824977 | Active | [10 empty] | No | Not Applicable | Not Applicable | Residential Water Heating | Water Heating.Electric | 6 | 6 |  |  |  | 238-44422-00 |  |  |  | 238-39699-00 | [6 empty] | Electric | Electric Resistance | 208 | 1 |  | Indoor |  | Floor Mounted |  | No | Not Applicable | 150 | Not Applicable |  |  |  | 0.75 | No | [7 empty] | 5 kW |  |  |  | 19 |  | 23 | On/Off | Not Applicable | [6 empty] | 65 | 20.5 | 19 | 29.25 | 68 | 222 | 18 | 24.875 |  |  |  |  | 25.8125 | 25.8125 | 25.8125 | 8 |  |  |  |  | 18.9375 | [8 empty] | 1 | 450 | 570 | UL174 | Yes | Yes | Yes | No | Not Applicable | [5 empty] | 10332 | RES ELEC
RE120L6-1NLXX | RE120L | Bradford White | 671632876297 | Active | [10 empty] | No | Not Applicable | Not Applicable | Residential Water Heating | Water Heating.Electric | 6 | 6 |  |  |  | 238-44422-00 |  |  |  | 238-39699-00 | [6 empty] | Electric | Electric Resistance | 208 | 1 |  | Indoor |  | Floor Mounted |  | No | Not Applicable | 150 | Not Applicable |  |  |  | 0.75 | No | [7 empty] | 5 kW |  |  |  | 19 |  | 23 | On/Off | Not Applicable | [6 empty] | 65 | 20.5 | 19 | 29.25 | 68 | 222 | 18 | 24.875 |  |  |  |  | 25.8125 | 25.8125 | 25.8125 | 8 |  |  |  |  | 18.9375 | [8 empty] | 1 | 450 | 570 | UL174 | Yes | Yes | Yes | No | Not Applicable | [5 empty] | 10332 | RES ELEC
RE120L6-1NLXX-403-264 | RE120L | Bradford White | 671632322121 | Active | The ""-264"" indicates that this SKU comes with an Aluminum Anode Rod. | The ""-403"" indicates that this SKU comes with a Top T&P Location. | [8 empty] | No | Not Applicable | Not Applicable | Residential Water Heating | Water Heating.Electric | 6 | 6 |  |  |  | 238-44422-00 |  |  |  | 238-39699-00 | [6 empty] | Electric | Electric Resistance | 208 | 1 |  | Indoor |  | Floor Mounted |  | No | Not Applicable | 150 | Not Applicable |  |  |  | 0.75 | No | [7 empty] | 5 kW |  |  |  | 19 |  | 23 | On/Off | Not Applicable | [6 empty] | 65 | 20.5 | 19 | 29.25 | 68 | 222 | 18 | 24.875 |  |  |  |  | 25.8125 | 25.8125 | 25.8125 | 8 |  |  |  |  | 18.9375 | [8 empty] | 1 | 450 | 570 | UL174 | Yes | Yes | Yes | No | Not Applicable | [5 empty] | 10332 | RES ELEC
RE120L6-1NLYY | RE120L | Bradford White | 671632328642 | Active | [10 empty] | No | Not Applicable | Not Applicable | Residential Water Heating | Water Heating.Electric | 6 | 6 |  |  |  | 238-44422-00 |  |  |  | 238-39699-00 | [6 empty] | Electric | Electric Resistance | 208 | 1 |  | Indoor |  | Floor Mounted |  | No | Not Applicable | 150 | Not Applicable |  |  |  | 0.75 | No | [7 empty] | 5.5 kW |  |  |  | 19 |  | 25 | On/Off | Not Applicable | [6 empty] | 65 | 20.5 | 19 | 29.25 | 68 | 222 | 18 | 24.875 |  |  |  |  | 25.8125 | 25.8125 | 25.8125 | 8 |  |  |  |  | 18.9375 | [8 empty] | 1 | 450 | 570 | UL174 | Yes | Yes | Yes | No | Not Applicable | [5 empty] | 10332 | RES ELEC
RE120L6-1NLZZ | RE120L | Bradford White | 671632815098 | Active | [10 empty] | No | Not Applicable | Not Applicable | Residential Water Heating | Water Heating.Electric | 6 | 6 |  |  |  | 238-44422-00 |  |  |  | 238-39699-00 | [6 empty] | Electric | Electric Resistance | 208 | 1 |  | Indoor |  | Floor Mounted |  | No | Not Applicable | 150 | Not Applicable |  |  |  | 0.75 | No | [7 empty] | 6 kW |  |  |  | 19 |  | 28 | On/Off | Not Applicable | [6 empty] | 65 | 20.5 | 19 | 29.25 | 68 | 222 | 18 | 24.875 |  |  |  |  | 25.8125 | 25.8125 | 25.8125 | 8 |  |  |  |  | 18.9375 | [8 empty] | 1 | 450 | 570 | UL174 | Yes | Yes | Yes | No | Not Applicable | [5 empty] | 10332 | RES ELEC
RE120L6-1SALL | RE120L | Bradford White | 671632145980 | Active | [10 empty] | No | Not Applicable | Not Applicable | Residential Water Heating | Water Heating.Electric | 6 | 6 |  |  |  | 238-44422-00 |  |  |  | 238-39699-00 | [6 empty] | Electric | Electric Resistance | 120 | 1 |  | Indoor |  | Floor Mounted |  | No | Not Applicable | 150 | Not Applicable |  |  |  | 0.75 | No | [7 empty] | 3 kW |  |  |  | 19 |  | 14 | On/Off | Not Applicable | [6 empty] | 65 | 20.5 | 19 | 29.25 | 68 | 222 | 18 | 24.875 |  |  |  |  | 25.8125 | 25.8125 | 25.8125 | 8 |  |  |  |  | 18.9375 | [8 empty] | 1 | 450 | 570 | UL174 | Yes | Yes | Yes | No | Not Applicable | [5 empty] | 10332 | RES ELEC
RE120L6-1SCPP | RE120L | Bradford White | 671632622634 | Active | [10 empty] | No | Not Applicable | Not Applicable | Residential Water Heating | Water Heating.Electric | 6 | 6 |  |  |  | 238-44422-00 |  |  |  | 238-39699-00 | [6 empty] | Electric | Electric Resistance | 240 | 1 |  | Indoor |  | Floor Mounted |  | No | Not Applicable | 150 | Not Applicable |  |  |  | 0.75 | No | [7 empty] | 6 kW |  |  |  | 19 |  | 28 | On/Off | Not Applicable | [6 empty] | 65 | 20.5 | 19 | 29.25 | 68 | 222 | 18 | 24.875 |  |  |  |  | 25.8125 | 25.8125 | 25.8125 | 8 |  |  |  |  | 18.9375 | [8 empty] | 1 | 450 | 570 | UL1453 | Yes | Yes | Yes | No | Not Applicable | [5 empty] | 10332 | RES ELEC
RE120L6-1SCTT | RE120L | Bradford White | 671632899449 | Active | [10 empty] | No | Not Applicable | Not Applicable | Residential Water Heating | Water Heating.Electric | 6 | 6 |  |  |  | 238-44422-00 |  |  |  | 238-39699-00 | [6 empty] | Electric | Electric Resistance | 240/208 | 1 |  | Indoor |  | Floor Mounted |  | No | Not Applicable | 150 | Not Applicable |  |  |  | 0.75 | No | [7 empty] | 8/6 kW |  |  |  | 19 |  | 37/28 | On/Off | Not Applicable | [6 empty] | 65 | 20.5 | 19 | 29.25 | 68 | 222 | 18 | 24.875 |  |  |  |  | 25.8125 | 25.8125 | 25.8125 | 8 |  |  |  |  | 18.9375 | [8 empty] | 1 | 450 | 570 | UL174 | Yes | Yes | Yes | No | Not Applicable | [5 empty] | 10332 | RES ELEC
RE120L6-1SCWW | RE120L | Bradford White | 671632853267 | Active | [10 empty] | No | Not Applicable | Not Applicable | Residential Water Heating | Water Heating.Electric | 6 | 6 |  |  |  | 238-44422-00 |  |  |  | 238-39699-00 | [6 empty] | Electric | Electric Resistance | 240/208 | 1 |  | Indoor |  | Floor Mounted |  | No | Not Applicable | 150 | Not Applicable |  |  |  | 0.75 | No | [7 empty] | 9/7 kW |  |  |  | 19 |  | 41/32 | On/Off | Not Applicable | [6 empty] | 65 | 20.5 | 19 | 29.25 | 68 | 222 | 18 | 24.875 |  |  |  |  | 25.8125 | 25.8125 | 25.8125 | 8 |  |  |  |  | 18.9375 | [8 empty] | 1 | 450 | 570 | UL174 | Yes | Yes | Yes | No | Not Applicable | [5 empty] | 10332 | RES ELEC
RE120L6-1SCWW-264 | RE120L | Bradford White | 671632321650 | Active | The ""-264"" indicates that this SKU comes with an Aluminum Anode Rod. | [9 empty] | No | Not Applicable | Not Applicable | Residential Water Heating | Water Heating.Electric | 6 | 6 |  |  |  | 238-44422-00 |  |  |  | 238-39699-00 | [6 empty] | Electric | Electric Resistance | 240/208 | 1 |  | Indoor |  | Floor Mounted |  | No | Not Applicable | 150 | Not Applicable |  |  |  | 0.75 | No | [7 empty] | 9/7 kW |  |  |  | 19 |  | 41/32 | On/Off | Not Applicable | [6 empty] | 65 | 20.5 | 19 | 29.25 | 68 | 222 | 18 | 24.875 |  |  |  |  | 25.8125 | 25.8125 | 25.8125 | 8 |  |  |  |  | 18.9375 | [8 empty] | 1 | 450 | 570 | UL174 | Yes | Yes | Yes | No | Not Applicable | [5 empty] | 10332 | RES ELEC
RE120L6-1SCYY | RE120L | Bradford White | 671632809585 | Active | [10 empty] | No | Not Applicable | Not Applicable | Residential Water Heating | Water Heating.Electric | 6 | 6 |  |  |  | 238-44422-00 |  |  |  | 238-39699-00 | [6 empty] | Electric | Electric Resistance | 240/208 | 1 |  | Indoor |  | Floor Mounted |  | No | Not Applicable | 150 | Not Applicable |  |  |  | 0.75 | No | [7 empty] | 11/8 kW |  |  |  | 19 |  | 51/37 | On/Off | Not Applicable | [6 empty] | 65 | 20.5 | 19 | 29.25 | 68 | 222 | 18 | 24.875 |  |  |  |  | 25.8125 | 25.8125 | 25.8125 | 8 |  |  |  |  | 18.9375 | [8 empty] | 1 | 450 | 570 | UL174 | Yes | Yes | Yes | No | Not Applicable | [5 empty] | 10332 | RES ELEC
RE120L6-1SELL | RE120L | Bradford White | 671632889808 | Active | [10 empty] | No | Not Applicable | Not Applicable | Residential Water Heating | Water Heating.Electric | 6 | 6 |  |  |  | 238-44422-00 |  |  |  | 238-39699-00 | [6 empty] | Electric | Electric Resistance | 277 | 1 |  | Indoor |  | Floor Mounted |  | No | Not Applicable | 150 | Not Applicable |  |  |  | 0.75 | No | [7 empty] | 3 kW |  |  |  | 19 |  | 14 | On/Off | Not Applicable | [6 empty] | 65 | 20.5 | 19 | 29.25 | 68 | 222 | 18 | 24.875 |  |  |  |  | 25.8125 | 25.8125 | 25.8125 | 8 |  |  |  |  | 18.9375 | [8 empty] | 1 | 450 | 570 | UL174 | Yes | Yes | Yes | No | Not Applicable | [5 empty] | 10332 | RES ELEC
RE120L6-1SETT | RE120L | Bradford White | 671632840359 | Active | [10 empty] | No | Not Applicable | Not Applicable | Residential Water Heating | Water Heating.Electric | 6 | 6 |  |  |  | 238-44422-00 |  |  |  | 238-39699-00 | [6 empty] | Electric | Electric Resistance | 277 | 1 |  | Indoor |  | Floor Mounted |  | No | Not Applicable | 150 | Not Applicable |  |  |  | 0.75 | No | [7 empty] | 8 kW |  |  |  | 19 |  | 37 | On/Off | Not Applicable | [6 empty] | 65 | 20.5 | 19 | 29.25 | 68 | 222 | 18 | 24.875 |  |  |  |  | 25.8125 | 25.8125 | 25.8125 | 8 |  |  |  |  | 18.9375 | [8 empty] | 1 | 450 | 570 | UL174 | Yes | Yes | Yes | No | Not Applicable | [5 empty] | 10332 | RES ELEC
RE120L6-1SEWW | RE120L | Bradford White | 671632823260 | Active | [10 empty] | No | Not Applicable | Not Applicable | Residential Water Heating | Water Heating.Electric | 6 | 6 |  |  |  | 238-44422-00 |  |  |  | 238-39699-00 | [6 empty] | Electric | Electric Resistance | 277 | 1 |  | Indoor |  | Floor Mounted |  | No | Not Applicable | 150 | Not Applicable |  |  |  | 0.75 | No | [7 empty] | 9 kW |  |  |  | 19 |  | 41 | On/Off | Not Applicable | [6 empty] | 65 | 20.5 | 19 | 29.25 | 68 | 222 | 18 | 24.875 |  |  |  |  | 25.8125 | 25.8125 | 25.8125 | 8 |  |  |  |  | 18.9375 | [8 empty] | 1 | 450 | 570 | UL174 | Yes | Yes | Yes | No | Not Applicable | [5 empty] | 10332 | RES ELEC
RE120L6-3NCTT | RE120L | Bradford White | 671632860852 | Active | [10 empty] | No | Not Applicable | Not Applicable | Residential Water Heating | Water Heating.Electric | 6 | 6 |  |  |  | 238-44422-00 |  |  |  | 238-39699-00 | [6 empty] | Electric | Electric Resistance | 240/208 | 3 |  | Indoor |  | Floor Mounted |  | No | Not Applicable | 150 | Not Applicable |  |  |  | 0.75 | No | [7 empty] | 4/3 kW |  |  |  | 19 |  | 18/14 | On/Off | Not Applicable | [6 empty] | 65 | 20.5 | 19 | 29.25 | 68 | 222 | 18 | 24.875 |  |  |  |  | 25.8125 | 25.8125 | 25.8125 | 8 |  |  |  |  | 18.9375 | [8 empty] | 1 | 450 | 570 | UL174 | Yes | Yes | Yes | No | Not Applicable | [5 empty] | 10332 | RES ELEC
RE120L6-3NCWW | RE120L | Bradford White | 671632897254 | Active | [10 empty] | No | Not Applicable | Not Applicable | Residential Water Heating | Water Heating.Electric | 6 | 6 |  |  |  | 238-44422-00 |  |  |  | 238-39699-00 | [6 empty] | Electric | Electric Resistance | 240/208 | 3 |  | Indoor |  | Floor Mounted |  | No | Not Applicable | 150 | Not Applicable |  |  |  | 0.75 | No | [7 empty] | 4.5/3.5 kW |  |  |  | 19 |  | 21/16 | On/Off | Not Applicable | [6 empty] | 65 | 20.5 | 19 | 29.25 | 68 | 222 | 18 | 24.875 |  |  |  |  | 25.8125 | 25.8125 | 25.8125 | 8 |  |  |  |  | 18.9375 | [8 empty] | 1 | 450 | 570 | UL174 | Yes | Yes | Yes | No | Not Applicable | [5 empty] | 10332 | RES ELEC
RE120L6-3NCYY | RE120L | Bradford White | 671632879403 | Active | [10 empty] | No | Not Applicable | Not Applicable | Residential Water Heating | Water Heating.Electric | 6 | 6 |  |  |  | 238-44422-00 |  |  |  | 238-39699-00 | [6 empty] | Electric | Electric Resistance | 240/208 | 3 |  | Indoor |  | Floor Mounted |  | No | Not Applicable | 150 | Not Applicable |  |  |  | 0.75 | No | [7 empty] | 5.5/4 kW |  |  |  | 19 |  | 25/18 | On/Off | Not Applicable | [6 empty] | 65 | 20.5 | 19 | 29.25 | 68 | 222 | 18 | 24.875 |  |  |  |  | 25.8125 | 25.8125 | 25.8125 | 8 |  |  |  |  | 18.9375 | [8 empty] | 1 | 450 | 570 | UL174 | Yes | Yes | Yes | No | Not Applicable | [5 empty] | 10332 | RES ELEC
RE120L6-3NCZZ | RE120L | Bradford White | 671632841103 | Active | [10 empty] | No | Not Applicable | Not Applicable | Residential Water Heating | Water Heating.Electric | 6 | 6 |  |  |  | 238-44422-00 |  |  |  | 238-39699-00 | [6 empty] | Electric | Electric Resistance | 240/208 | 3 |  | Indoor |  | Floor Mounted |  | No | Not Applicable | 150 | Not Applicable |  |  |  | 0.75 | No | [7 empty] | 6/4.5 kW |  |  |  | 19 |  | 28/21 | On/Off | Not Applicable | [6 empty] | 65 | 20.5 | 19 | 29.25 | 68 | 222 | 18 | 24.875 |  |  |  |  | 25.8125 | 25.8125 | 25.8125 | 8 |  |  |  |  | 18.9375 | [8 empty] | 1 | 450 | 570 | UL174 | Yes | Yes | Yes | No | Not Applicable | [5 empty] | 10332 | RES ELEC
RE120L6-3NCZZ-264 | RE120L | Bradford White | 671632910816 | Active | The ""-264"" indicates that this SKU comes with an Aluminum Anode Rod. | [9 empty] | No | Not Applicable | Not Applicable | Residential Water Heating | Water Heating.Electric | 6 | 6 |  |  |  | 238-44422-00 |  |  |  | 238-39699-00 | [6 empty] | Electric | Electric Resistance | 240/208 | 3 |  | Indoor |  | Floor Mounted |  | No | Not Applicable | 150 | Not Applicable |  |  |  | 0.75 | No | [7 empty] | 6/4.5 kW |  |  |  | 19 |  | 28/21 | On/Off | Not Applicable | [6 empty] | 65 | 20.5 | 19 | 29.25 | 68 | 222 | 18 | 24.875 |  |  |  |  | 25.8125 | 25.8125 | 25.8125 | 8 |  |  |  |  | 18.9375 | [8 empty] | 1 | 450 | 570 | UL174 | Yes | Yes | Yes | No | Not Applicable | [5 empty] | 10332 | RES ELEC
RE120L6-3NHLL | RE120L | Bradford White | 671632325412 | Active | [10 empty] | No | Not Applicable | Not Applicable | Residential Water Heating | Water Heating.Electric | 6 | 6 |  |  |  | 238-44422-00 |  |  |  | 238-39699-00 | [6 empty] | Electric | Electric Resistance | 480 | 3 |  | Indoor |  | Floor Mounted |  | No | Not Applicable | 150 | Not Applicable |  |  |  | 0.75 | No | [7 empty] | 1.5 kW |  |  |  | 19 |  | 7 | On/Off | Not Applicable | [6 empty] | 65 | 20.5 | 19 | 29.25 | 68 | 222 | 18 | 24.875 |  |  |  |  | 25.8125 | 25.8125 | 25.8125 | 8 |  |  |  |  | 18.9375 | [8 empty] | 1 | 450 | 570 | UL174 | Yes | Yes | Yes | No | Not Applicable | [5 empty] | 10332 | RES ELEC
RE120L6-3NHNN | RE120L | Bradford White | 671632131099 | Active | [10 empty] | No | Not Applicable | Not Applicable | Residential Water Heating | Water Heating.Electric | 6 | 6 |  |  |  | 238-44422-00 |  |  |  | 238-39699-00 | [6 empty] | Electric | Electric Resistance | 480 | 3 |  | Indoor |  | Floor Mounted |  | No | Not Applicable | 150 | Not Applicable |  |  |  | 0.75 | No | [7 empty] | 2.5 kW |  |  |  | 19 |  | 11 | On/Off | Not Applicable | [6 empty] | 65 | 20.5 | 19 | 29.25 | 68 | 222 | 18 | 24.875 |  |  |  |  | 25.8125 | 25.8125 | 25.8125 | 8 |  |  |  |  | 18.9375 | [8 empty] | 1 | 450 | 570 | UL174 | Yes | Yes | Yes | No | Not Applicable | [5 empty] | 10332 | RES ELEC
RE120L6-3NHPP | RE120L | Bradford White | 671632824847 | Active | [10 empty] | No | Not Applicable | Not Applicable | Residential Water Heating | Water Heating.Electric | 6 | 6 |  |  |  | 238-44422-00 |  |  |  | 238-39699-00 | [6 empty] | Electric | Electric Resistance | 480 | 3 |  | Indoor |  | Floor Mounted |  | No | Not Applicable | 150 | Not Applicable |  |  |  | 0.75 | No | [7 empty] | 3 kW |  |  |  | 19 |  | 14 | On/Off | Not Applicable | [6 empty] | 65 | 20.5 | 19 | 29.25 | 68 | 222 | 18 | 24.875 |  |  |  |  | 25.8125 | 25.8125 | 25.8125 | 8 |  |  |  |  | 18.9375 | [8 empty] | 1 | 450 | 570 | UL174 | Yes | Yes | Yes | No | Not Applicable | [5 empty] | 10332 | RES ELEC
RE120L6-3NHTT | RE120L | Bradford White | 671632878567 | Active | [10 empty] | No | Not Applicable | Not Applicable | Residential Water Heating | Water Heating.Electric | 6 | 6 |  |  |  | 238-44422-00 |  |  |  | 238-39699-00 | [6 empty] | Electric | Electric Resistance | 480 | 3 |  | Indoor |  | Floor Mounted |  | No | Not Applicable | 150 | Not Applicable |  |  |  | 0.75 | No | [7 empty] | 4 kW |  |  |  | 19 |  | 18 | On/Off | Not Applicable | [6 empty] | 65 | 20.5 | 19 | 29.25 | 68 | 222 | 18 | 24.875 |  |  |  |  | 25.8125 | 25.8125 | 25.8125 | 8 |  |  |  |  | 18.9375 | [8 empty] | 1 | 450 | 570 | UL174 | Yes | Yes | Yes | No | Not Applicable | [5 empty] | 10332 | RES ELEC
RE120L6-3NHWW | RE120L | Bradford White | 671632814015 | Active | [10 empty] | No | Not Applicable | Not Applicable | Residential Water Heating | Water Heating.Electric | 6 | 6 |  |  |  | 238-44422-00 |  |  |  | 238-39699-00 | [6 empty] | Electric | Electric Resistance | 480 | 3 |  | Indoor |  | Floor Mounted |  | No | Not Applicable | 150 | Not Applicable |  |  |  | 0.75 | No | [7 empty] | 4.5 kW |  |  |  | 19 |  | 21 | On/Off | Not Applicable | [6 empty] | 65 | 20.5 | 19 | 29.25 | 68 | 222 | 18 | 24.875 |  |  |  |  | 25.8125 | 25.8125 | 25.8125 | 8 |  |  |  |  | 18.9375 | [8 empty] | 1 | 450 | 570 | UL174 | Yes | Yes | Yes | No | Not Applicable | [5 empty] | 10332 | RES ELEC
RE120L6-3NHXX | RE120L | Bradford White | 671632854370 | Active | [10 empty] | No | Not Applicable | Not Applicable | Residential Water Heating | Water Heating.Electric | 6 | 6 |  |  |  | 238-44422-00 |  |  |  | 238-39699-00 | [6 empty] | Electric | Electric Resistance | 480 | 3 |  | Indoor |  | Floor Mounted |  | No | Not Applicable | 150 | Not Applicable |  |  |  | 0.75 | No | [7 empty] | 5 kW |  |  |  | 19 |  | 23 | On/Off | Not Applicable | [6 empty] | 65 | 20.5 | 19 | 29.25 | 68 | 222 | 18 | 24.875 |  |  |  |  | 25.8125 | 25.8125 | 25.8125 | 8 |  |  |  |  | 18.9375 | [8 empty] | 1 | 450 | 570 | UL174 | Yes | Yes | Yes | No | Not Applicable | [5 empty] | 10332 | RES ELEC
RE120L6-3NHZZ | RE120L | Bradford White | 671632333981 | Active | [10 empty] | No | Not Applicable | Not Applicable | Residential Water Heating | Water Heating.Electric | 6 | 6 |  |  |  | 238-44422-00 |  |  |  | 238-39699-00 | [6 empty] | Electric | Electric Resistance | 480 | 3 |  | Indoor |  | Floor Mounted |  | No | Not Applicable | 150 | Not Applicable |  |  |  | 0.75 | No | [7 empty] | 6 kW |  |  |  | 19 |  | 28 | On/Off | Not Applicable | [6 empty] | 65 | 20.5 | 19 | 29.25 | 68 | 222 | 18 | 24.875 |  |  |  |  | 25.8125 | 25.8125 | 25.8125 | 8 |  |  |  |  | 18.9375 | [8 empty] | 1 | 450 | 570 | UL174 | Yes | Yes | Yes | No | Not Applicable | [5 empty] | 10332 | RES ELEC
RE120L6-3NLXX | RE120L | Bradford White | 671632656134 | Active | [10 empty] | No | Not Applicable | Not Applicable | Residential Water Heating | Water Heating.Electric | 6 | 6 |  |  |  | 238-44422-00 |  |  |  | 238-39699-00 | [6 empty] | Electric | Electric Resistance | 208 | 3 |  | Indoor |  | Floor Mounted |  | No | Not Applicable | 150 | Not Applicable |  |  |  | 0.75 | No | [7 empty] | 5 kW |  |  |  | 19 |  | 23 | On/Off | Not Applicable | [6 empty] | 65 | 20.5 | 19 | 29.25 | 68 | 222 | 18 | 24.875 |  |  |  |  | 25.8125 | 25.8125 | 25.8125 | 8 |  |  |  |  | 18.9375 | [8 empty] | 1 | 450 | 570 | UL1453 | Yes | Yes | Yes | No | Not Applicable | [5 empty] | 10332 | RES ELEC
RE120L6-3NLYY | RE120L | Bradford White | 671632572984 | Active | [10 empty] | No | Not Applicable | Not Applicable | Residential Water Heating | Water Heating.Electric | 6 | 6 |  |  |  | 238-44422-00 |  |  |  | 238-39699-00 | [6 empty] | Electric | Electric Resistance | 208 | 3 |  | Indoor |  | Floor Mounted |  | No | Not Applicable | 150 | Not Applicable |  |  |  | 0.75 | No | [7 empty] | 5.5 kW |  |  |  | 19 |  | 25 | On/Off | Not Applicable | [6 empty] | 65 | 20.5 | 19 | 29.25 | 68 | 222 | 18 | 24.875 |  |  |  |  | 25.8125 | 25.8125 | 25.8125 | 8 |  |  |  |  | 18.9375 | [8 empty] | 1 | 450 | 570 | UL1453 | Yes | Yes | Yes | No | Not Applicable | [5 empty] | 10332 | RES ELEC
RE120L6-3NLZZ | RE120L | Bradford White | 671632889587 | Active | [10 empty] | No | Not Applicable | Not Applicable | Residential Water Heating | Water Heating.Electric | 6 | 6 |  |  |  | 238-44422-00 |  |  |  | 238-39699-00 | [6 empty] | Electric | Electric Resistance | 208 | 3 |  | Indoor |  | Floor Mounted |  | No | Not Applicable | 150 | Not Applicable |  |  |  | 0.75 | No | [7 empty] | 6 kW |  |  |  | 19 |  | 28 | On/Off | Not Applicable | [6 empty] | 65 | 20.5 | 19 | 29.25 | 68 | 222 | 18 | 24.875 |  |  |  |  | 25.8125 | 25.8125 | 25.8125 | 8 |  |  |  |  | 18.9375 | [8 empty] | 1 | 450 | 570 | UL174 | Yes | Yes | Yes | No | Not Applicable | [5 empty] | 10332 | RES ELEC
RE120L6-3SCXX | RE120L | Bradford White | 671632860180 | Active | [10 empty] | No | Not Applicable | Not Applicable | Residential Water Heating | Water Heating.Electric | 6 | 6 |  |  |  | 238-44422-00 |  |  |  | 238-39699-00 | [6 empty] | Electric | Electric Resistance | 240 | 3 |  | Indoor |  | Floor Mounted |  | No | Not Applicable | 150 | Not Applicable |  |  |  | 0.75 | No | [7 empty] | 10 kW |  |  |  | 19 |  | 46 | On/Off | Not Applicable | [6 empty] | 65 | 20.5 | 19 | 29.25 | 68 | 222 | 18 | 24.875 |  |  |  |  | 25.8125 | 25.8125 | 25.8125 | 8 |  |  |  |  | 18.9375 | [8 empty] | 1 | 450 | 570 | UL174 | Yes | Yes | Yes | No | Not Applicable | [5 empty] | 10332 | RES ELEC
RE120L6-3SCYY | RE120L | Bradford White | 671632879762 | Active | [10 empty] | No | Not Applicable | Not Applicable | Residential Water Heating | Water Heating.Electric | 6 | 6 |  |  |  | 238-44422-00 |  |  |  | 238-39699-00 | [6 empty] | Electric | Electric Resistance | 240/208 | 3 |  | Indoor |  | Floor Mounted |  | No | Not Applicable | 150 | Not Applicable |  |  |  | 0.75 | No | [7 empty] | 11/8 kW |  |  |  | 19 |  | 51/37 | On/Off | Not Applicable | [6 empty] | 65 | 20.5 | 19 | 29.25 | 68 | 222 | 18 | 24.875 |  |  |  |  | 25.8125 | 25.8125 | 25.8125 | 8 |  |  |  |  | 18.9375 | [8 empty] | 1 | 450 | 570 | UL174 | Yes | Yes | Yes | No | Not Applicable | [5 empty] | 10332 | RES ELEC
RE120L6-3SHWW | RE120L | Bradford White | 671632869695 | Active | [10 empty] | No | Not Applicable | Not Applicable | Residential Water Heating | Water Heating.Electric | 6 | 6 |  |  |  | 238-44422-00 |  |  |  | 238-39699-00 | [6 empty] | Electric | Electric Resistance | 480 | 3 |  | Indoor |  | Floor Mounted |  | No | Not Applicable | 150 | Not Applicable |  |  |  | 0.75 | No | [7 empty] | 9 kW |  |  |  | 19 |  | 41 | On/Off | Not Applicable | [6 empty] | 65 | 20.5 | 19 | 29.25 | 68 | 222 | 18 | 24.875 |  |  |  |  | 25.8125 | 25.8125 | 25.8125 | 8 |  |  |  |  | 18.9375 | [8 empty] | 1 | 450 | 570 | UL174 | Yes | Yes | Yes | No | Not Applicable | [5 empty] | 10332 | RES ELEC
RE120L6-3SHZZ | RE120L | Bradford White | 671632621842 | Active | [10 empty] | No | Not Applicable | Not Applicable | Residential Water Heating | Water Heating.Electric | 6 | 6 |  |  |  | 238-44422-00 |  |  |  | 238-39699-00 | [6 empty] | Electric | Electric Resistance | 480 | 3 |  | Indoor |  | Floor Mounted |  | No | Not Applicable | 150 | Not Applicable |  |  |  | 0.75 | No | [7 empty] | 12 kW |  |  |  | 19 |  | 55 | On/Off | Not Applicable | [6 empty] | 65 | 20.5 | 19 | 29.25 | 68 | 222 | 18 | 24.875 |  |  |  |  | 25.8125 | 25.8125 | 25.8125 | 8 |  |  |  |  | 18.9375 | [8 empty] | 1 | 450 | 570 | UL1453 | Yes | Yes | Yes | No | Not Applicable | [5 empty] | 10332 | RES ELEC
RE120L6-3SHZZ-264 | RE120L | Bradford White | 671632647620 | Active | The ""-264"" indicates that this SKU comes with an Aluminum Anode Rod. | [9 empty] | No | Not Applicable | Not Applicable | Residential Water Heating | Water Heating.Electric | 6 | 6 |  |  |  | 238-44422-00 |  |  |  | 238-39699-00 | [6 empty] | Electric | Electric Resistance | 480 | 3 |  | Indoor |  | Floor Mounted |  | No | Not Applicable | 150 | Not Applicable |  |  |  | 0.75 | No | [7 empty] | 12 kW |  |  |  | 19 |  | 55 | On/Off | Not Applicable | [6 empty] | 65 | 20.5 | 19 | 29.25 | 68 | 222 | 18 | 24.875 |  |  |  |  | 25.8125 | 25.8125 | 25.8125 | 8 |  |  |  |  | 18.9375 | [8 empty] | 1 | 450 | 570 | UL1453 | Yes | Yes | Yes | No | Not Applicable | [5 empty] | 10332 | RES ELEC
RE120L6-3SHZZ-403 | RE120L | Bradford White | 671632819904 | Active | The ""-403"" indicates that this SKU comes with a Top T&P Location. | [9 empty] | No | Not Applicable | Not Applicable | Residential Water Heating | Water Heating.Electric | 6 | 6 |  |  |  | 238-44422-00 |  |  |  | 238-39699-00 | [6 empty] | Electric | Electric Resistance | 480 | 3 |  | Indoor |  | Floor Mounted |  | No | Not Applicable | 150 | Not Applicable |  |  |  | 0.75 | No | [7 empty] | 12 kW |  |  |  | 19 |  | 55 | On/Off | Not Applicable | [6 empty] | 65 | 20.5 | 19 | 29.25 | 68 | 222 | 18 | 24.875 |  |  |  |  | 25.8125 | 25.8125 | 25.8125 | 8 |  |  |  |  | 18.9375 | [8 empty] | 1 | 450 | 570 | UL174 | Yes | Yes | Yes | No | Not Applicable | [5 empty] | 10332 | RES ELEC
RE120L6-3SLWW | RE120L | Bradford White | 671632856183 | Active | [10 empty] | No | Not Applicable | Not Applicable | Residential Water Heating | Water Heating.Electric | 6 | 6 |  |  |  | 238-44422-00 |  |  |  | 238-39699-00 | [6 empty] | Electric | Electric Resistance | 208 | 3 |  | Indoor |  | Floor Mounted |  | No | Not Applicable | 150 | Not Applicable |  |  |  | 0.75 | No | [7 empty] | 9 kW |  |  |  | 19 |  | 41 | On/Off | Not Applicable | [6 empty] | 65 | 20.5 | 19 | 29.25 | 68 | 222 | 18 | 24.875 |  |  |  |  | 25.8125 | 25.8125 | 25.8125 | 8 |  |  |  |  | 18.9375 | [8 empty] | 1 | 450 | 570 | UL174 | Yes | Yes | Yes | No | Not Applicable | [5 empty] | 10332 | RES ELEC
RE120L6-3SLXX | RE120L | Bradford White | 671632860210 | Active | [10 empty] | No | Not Applicable | Not Applicable | Residential Water Heating | Water Heating.Electric | 6 | 6 |  |  |  | 238-44422-00 |  |  |  | 238-39699-00 | [6 empty] | Electric | Electric Resistance | 208 | 3 |  | Indoor |  | Floor Mounted |  | No | Not Applicable | 150 | Not Applicable |  |  |  | 0.75 | No | [7 empty] | 10 kW |  |  |  | 19 |  | 46 | On/Off | Not Applicable | [6 empty] | 65 | 20.5 | 19 | 29.25 | 68 | 222 | 18 | 24.875 |  |  |  |  | 25.8125 | 25.8125 | 25.8125 | 8 |  |  |  |  | 18.9375 | [8 empty] | 1 | 450 | 570 | UL174 | Yes | Yes | Yes | No | Not Applicable | [5 empty] | 10332 | RES ELEC
RE120U10-1NAL | RE120U | Bradford White | 671632902057 | Active | [10 empty] | No | Not Applicable | Not Applicable | Residential Water Heating | Water Heating.Electric | 10 | 6 |  |  |  | 238-44422-00 |  |  |  | 238-39699-00 | [6 empty] | Electric | Electric Resistance | 120 | 1 |  | Indoor |  | Floor Mounted |  | No | Not Applicable | 150 | Not Applicable |  |  |  | 0.75 | No | [7 empty] | 1.5 kW |  |  |  | 19 |  | 7 | On/Off | Not Applicable | [6 empty] | 65 | 20.5 | 19 | 26.25 | 68 | 222 | 18 | 24.875 | [5 empty] | 3.125 | 18.5 | [5 empty] | 18.1875 | [5 empty] | 24.4375 |  |  | 1 | 600 | 600 | UL174 | Yes | Yes | Yes | No | Not Applicable | [5 empty] | 10332 | RES ELEC
RE120U10-1NCW | RE120U | Bradford White | 671632131624 | Active | [10 empty] | No | Not Applicable | Not Applicable | Residential Water Heating | Water Heating.Electric | 10 | 6 |  |  |  | 238-44422-00 |  |  |  | 238-39699-00 | [6 empty] | Electric | Electric Resistance | 240/208 | 1 |  | Indoor |  | Floor Mounted |  | No | Not Applicable | 150 | Not Applicable |  |  |  | 0.75 | No | [7 empty] | 4.5/3.5 kW |  |  |  | 19 |  | 21/16 | On/Off | Not Applicable | [6 empty] | 65 | 20.5 | 19 | 26.25 | 68 | 222 | 18 | 24.875 | [5 empty] | 3.125 | 18.5 | [5 empty] | 18.1875 | [5 empty] | 24.4375 |  |  | 1 | 600 | 600 | UL174 | Yes | Yes | Yes | No | Not Applicable | [5 empty] | 10332 | RES ELEC
RE120U6-1NAL | RE120U | Bradford White | 671632798780 | Active | [10 empty] | No | Not Applicable | Not Applicable | Residential Water Heating | Water Heating.Electric | 6 | 6 |  |  |  | 238-44422-00 |  |  |  | 238-39699-00 | [6 empty] | Electric | Electric Resistance | 120 | 1 |  | Indoor |  | Floor Mounted |  | No | Not Applicable | 150 | Not Applicable |  |  |  | 0.75 | No | [7 empty] | 1.5 kW |  |  |  | 19 |  | 7 | On/Off | Not Applicable | [6 empty] | 65 | 20.5 | 19 | 26.25 | 68 | 222 | 18 | 24.875 | [5 empty] | 3.125 | 18.5 | [5 empty] | 18.1875 | [5 empty] | 24.4375 |  |  | 1 | 600 | 600 | UL174 | Yes | Yes | Yes | No | Not Applicable | [5 empty] | 10332 | RES ELEC
RE120U6-1NAL-264 | RE120U | Bradford White | 671632805945 | Active | The ""-264"" indicates that this SKU comes with an Aluminum Anode Rod. | [9 empty] | No | Not Applicable | Not Applicable | Residential Water Heating | Water Heating.Electric | 6 | 6 |  |  |  | 238-44422-00 |  |  |  | 238-39699-00 | [6 empty] | Electric | Electric Resistance | 120 | 1 |  | Indoor |  | Floor Mounted |  | No | Not Applicable | 150 | Not Applicable |  |  |  | 0.75 | No | [7 empty] | 1.5 kW |  |  |  | 19 |  | 7 | On/Off | Not Applicable | [6 empty] | 65 | 20.5 | 19 | 26.25 | 68 | 222 | 18 | 24.875 | [5 empty] | 3.125 | 18.5 | [5 empty] | 18.1875 | [5 empty] | 24.4375 |  |  | 1 | 600 | 600 | UL174 | Yes | Yes | Yes | No | Not Applicable | [5 empty] | 10332 | RES ELEC
RE120U6-1NAL-264-284 | RE120U | Bradford White | 671632815753 | Active | The ""-264"" indicates that this SKU comes with an Aluminum Anode Rod. | The ""-284"" indicates that this SKU comes with an Incoloy Element. | [8 empty] | No | Not Applicable | Not Applicable | Residential Water Heating | Water Heating.Electric | 6 | 6 |  |  |  | 238-44422-00 |  |  |  | 238-39699-00 | [6 empty] | Electric | Electric Resistance | 120 | 1 |  | Indoor |  | Floor Mounted |  | No | Not Applicable | 150 | Not Applicable |  |  |  | 0.75 | No | [7 empty] | 1.5 kW |  |  |  | 19 |  | 7 | On/Off | Not Applicable | [6 empty] | 65 | 20.5 | 19 | 26.25 | 68 | 222 | 18 | 24.875 | [5 empty] | 3.125 | 18.5 | [5 empty] | 18.1875 | [5 empty] | 24.4375 |  |  | 1 | 600 | 600 | UL174 | Yes | Yes | Yes | No | Not Applicable | [5 empty] | 10332 | RES ELEC
RE120U6-1NAL-284 | RE120U | Bradford White | 671632853670 | Active | The ""-284"" indicates that this SKU comes with an Incoloy Element. | [9 empty] | No | Not Applicable | Not Applicable | Residential Water Heating | Water Heating.Electric | 6 | 6 |  |  |  | 238-44422-00 |  |  |  | 238-39699-00 | [6 empty] | Electric | Electric Resistance | 120 | 1 |  | Indoor |  | Floor Mounted |  | No | Not Applicable | 150 | Not Applicable |  |  |  | 0.75 | No | [7 empty] | 1.5 kW |  |  |  | 19 |  | 7 | On/Off | Not Applicable | [6 empty] | 65 | 20.5 | 19 | 26.25 | 68 | 222 | 18 | 24.875 | [5 empty] | 3.125 | 18.5 | [5 empty] | 18.1875 | [5 empty] | 24.4375 |  |  | 1 | 600 | 600 | UL174 | Yes | Yes | Yes | No | Not Applicable | [5 empty] | 10332 | RES ELEC
RE120U6-1NAL-315 | RE120U | Bradford White | 671632828401 | Active | The ""-315"" indicates that this SKU comes with a Low Watt Density Heating Element, lower location only. | [9 empty] | No | Not Applicable | Not Applicable | Residential Water Heating | Water Heating.Electric | 6 | 6 |  |  |  | 238-44422-00 |  |  |  | 238-39699-00 | [6 empty] | Electric | Electric Resistance | 120 | 1 |  | Indoor |  | Floor Mounted |  | No | Not Applicable | 150 | Not Applicable |  |  |  | 0.75 | No | [7 empty] | 1.5 kW |  |  |  | 19 |  | 7 | On/Off | Not Applicable | [6 empty] | 65 | 20.5 | 19 | 26.25 | 68 | 222 | 18 | 24.875 | [5 empty] | 3.125 | 18.5 | [5 empty] | 18.1875 | [5 empty] | 24.4375 |  |  | 1 | 600 | 600 | UL174 | Yes | Yes | Yes | No | Not Applicable | [5 empty] | 10332 | RES ELEC
RE120U6-1NAL-506 | RE120U | Bradford White | 671632807826 | Active | The ""-506"" indicates that this SKU comes with an A420 Aluminum Anode Rod. | [9 empty] | No | Not Applicable | Not Applicable | Residential Water Heating | Water Heating.Electric | 6 | 6 |  |  |  | 238-44422-00 |  |  |  | 238-39699-00 | [6 empty] | Electric | Electric Resistance | 120 | 1 |  | Indoor |  | Floor Mounted |  | No | Not Applicable | 150 | Not Applicable |  |  |  | 0.75 | No | [7 empty] | 1.5 kW |  |  |  | 19 |  | 7 | On/Off | Not Applicable | [6 empty] | 65 | 20.5 | 19 | 26.25 | 68 | 222 | 18 | 24.875 | [5 empty] | 3.125 | 18.5 | [5 empty] | 18.1875 | [5 empty] | 24.4375 |  |  | 1 | 600 | 600 | UL174 | Yes | Yes | Yes | No | Not Applicable | [5 empty] | 10332 | RES ELEC
RE120U6-1NAL-506-284 | RE120U | Bradford White | 671632815760 | Active | The ""-284"" indicates that this SKU comes with an Incoloy Element. | The ""-506"" indicates that this SKU comes with an A420 Aluminum Anode Rod. | [8 empty] | No | Not Applicable | Not Applicable | Residential Water Heating | Water Heating.Electric | 6 | 6 |  |  |  | 238-44422-00 |  |  |  | 238-39699-00 | [6 empty] | Electric | Electric Resistance | 120 | 1 |  | Indoor |  | Floor Mounted |  | No | Not Applicable | 150 | Not Applicable |  |  |  | 0.75 | No | [7 empty] | 1.5 kW |  |  |  | 19 |  | 7 | On/Off | Not Applicable | [6 empty] | 65 | 20.5 | 19 | 26.25 | 68 | 222 | 18 | 24.875 | [5 empty] | 3.125 | 18.5 | [5 empty] | 18.1875 | [5 empty] | 24.4375 |  |  | 1 | 600 | 600 | UL174 | Yes | Yes | Yes | No | Not Applicable | [5 empty] | 10332 | RES ELEC
RE120U6-1NAM | RE120U | Bradford White | 671632806201 | Active | [10 empty] | No | Not Applicable | Not Applicable | Residential Water Heating | Water Heating.Electric | 6 | 6 |  |  |  | 238-44422-00 |  |  |  | 238-39699-00 | [6 empty] | Electric | Electric Resistance | 120 | 1 |  | Indoor |  | Floor Mounted |  | No | Not Applicable | 150 | Not Applicable |  |  |  | 0.75 | No | [7 empty] | 2 kW |  |  |  | 19 |  | 9 | On/Off | Not Applicable | [6 empty] | 65 | 20.5 | 19 | 26.25 | 68 | 222 | 18 | 24.875 | [5 empty] | 3.125 | 18.5 | [5 empty] | 18.1875 | [5 empty] | 24.4375 |  |  | 1 | 600 | 600 | UL174 | Yes | Yes | Yes | No | Not Applicable | [5 empty] | 10332 | RES ELEC
RE120U6-1NAM-264 | RE120U | Bradford White | 671632811595 | Active | The ""-264"" indicates that this SKU comes with an Aluminum Anode Rod. | [9 empty] | No | Not Applicable | Not Applicable | Residential Water Heating | Water Heating.Electric | 6 | 6 |  |  |  | 238-44422-00 |  |  |  | 238-39699-00 | [6 empty] | Electric | Electric Resistance | 120 | 1 |  | Indoor |  | Floor Mounted |  | No | Not Applicable | 150 | Not Applicable |  |  |  | 0.75 | No | [7 empty] | 2 kW |  |  |  | 19 |  | 9 | On/Off | Not Applicable | [6 empty] | 65 | 20.5 | 19 | 26.25 | 68 | 222 | 18 | 24.875 | [5 empty] | 3.125 | 18.5 | [5 empty] | 18.1875 | [5 empty] | 24.4375 |  |  | 1 | 600 | 600 | UL174 | Yes | Yes | Yes | No | Not Applicable | [5 empty] | 10332 | RES ELEC
RE120U6-1NAN | RE120U | Bradford White | 671632806218 | Active | [10 empty] | No | Not Applicable | Not Applicable | Residential Water Heating | Water Heating.Electric | 6 | 6 |  |  |  | 238-44422-00 |  |  |  | 238-39699-00 | [6 empty] | Electric | Electric Resistance | 120 | 1 |  | Indoor |  | Floor Mounted |  | No | Not Applicable | 150 | Not Applicable |  |  |  | 0.75 | No | [7 empty] | 2.5 kW |  |  |  | 19 |  | 11 | On/Off | Not Applicable | [6 empty] | 65 | 20.5 | 19 | 26.25 | 68 | 222 | 18 | 24.875 | [5 empty] | 3.125 | 18.5 | [5 empty] | 18.1875 | [5 empty] | 24.4375 |  |  | 1 | 600 | 600 | UL174 | Yes | Yes | Yes | No | Not Applicable | [5 empty] | 10332 | RES ELEC
RE120U6-1NAN-264 | RE120U | Bradford White | 671632807277 | Active | The ""-264"" indicates that this SKU comes with an Aluminum Anode Rod. | [9 empty] | No | Not Applicable | Not Applicable | Residential Water Heating | Water Heating.Electric | 6 | 6 |  |  |  | 238-44422-00 |  |  |  | 238-39699-00 | [6 empty] | Electric | Electric Resistance | 120 | 1 |  | Indoor |  | Floor Mounted |  | No | Not Applicable | 150 | Not Applicable |  |  |  | 0.75 | No | [7 empty] | 2.5 kW |  |  |  | 19 |  | 11 | On/Off | Not Applicable | [6 empty] | 65 | 20.5 | 19 | 26.25 | 68 | 222 | 18 | 24.875 | [5 empty] | 3.125 | 18.5 | [5 empty] | 18.1875 | [5 empty] | 24.4375 |  |  | 1 | 600 | 600 | UL174 | Yes | Yes | Yes | No | Not Applicable | [5 empty] | 10332 | RES ELEC
RE120U6-1NAN-506 | RE120U | Bradford White | 671632914340 | Active | The ""-506"" indicates that this SKU comes with an A420 Aluminum Anode Rod. | [9 empty] | No | Not Applicable | Not Applicable | Residential Water Heating | Water Heating.Electric | 6 | 6 |  |  |  | 238-44422-00 |  |  |  | 238-39699-00 | [6 empty] | Electric | Electric Resistance | 120 | 1 |  | Indoor |  | Floor Mounted |  | No | Not Applicable | 150 | Not Applicable |  |  |  | 0.75 | No | [7 empty] | 2.5 kW |  |  |  | 19 |  | 11 | On/Off | Not Applicable | [6 empty] | 65 | 20.5 | 19 | 26.25 | 68 | 222 | 18 | 24.875 | [5 empty] | 3.125 | 18.5 | [5 empty] | 18.1875 | [5 empty] | 24.4375 |  |  | 1 | 600 | 600 | UL174 | Yes | Yes | Yes | No | Not Applicable | [5 empty] | 10332 | RES ELEC
RE120U6-1NAP | RE120U | Bradford White | 671632808137 | Active | [10 empty] | No | Not Applicable | Not Applicable | Residential Water Heating | Water Heating.Electric | 6 | 6 |  |  |  | 238-44422-00 |  |  |  | 238-39699-00 | [6 empty] | Electric | Electric Resistance | 120 | 1 |  | Indoor |  | Floor Mounted |  | No | Not Applicable | 150 | Not Applicable |  |  |  | 0.75 | No | [7 empty] | 3 kW |  |  |  | 19 |  | 14 | On/Off | Not Applicable | [6 empty] | 65 | 20.5 | 19 | 26.25 | 68 | 222 | 18 | 24.875 | [5 empty] | 3.125 | 18.5 | [5 empty] | 18.1875 | [5 empty] | 24.4375 |  |  | 1 | 600 | 600 | UL174 | Yes | Yes | Yes | No | Not Applicable | [5 empty] | 10332 | RES ELEC
RE120U6-1NAP-264 | RE120U | Bradford White | 671632816781 | Active | The ""-264"" indicates that this SKU comes with an Aluminum Anode Rod. | [9 empty] | No | Not Applicable | Not Applicable | Residential Water Heating | Water Heating.Electric | 6 | 6 |  |  |  | 238-44422-00 |  |  |  | 238-39699-00 | [6 empty] | Electric | Electric Resistance | 120 | 1 |  | Indoor |  | Floor Mounted |  | No | Not Applicable | 150 | Not Applicable |  |  |  | 0.75 | No | [7 empty] | 3 kW |  |  |  | 19 |  | 14 | On/Off | Not Applicable | [6 empty] | 65 | 20.5 | 19 | 26.25 | 68 | 222 | 18 | 24.875 | [5 empty] | 3.125 | 18.5 | [5 empty] | 18.1875 | [5 empty] | 24.4375 |  |  | 1 | 600 | 600 | UL174 | Yes | Yes | Yes | No | Not Applicable | [5 empty] | 10332 | RES ELEC
RE120U6-1NCL | RE120U | Bradford White | 671632806232 | Active | [10 empty] | No | Not Applicable | Not Applicable | Residential Water Heating | Water Heating.Electric | 6 | 6 |  |  |  | 238-44422-00 |  |  |  | 238-39699-00 | [6 empty] | Electric | Electric Resistance | 240/208 | 1 |  | Indoor |  | Floor Mounted |  | No | Not Applicable | 150 | Not Applicable |  |  |  | 0.75 | No | [7 empty] | 1.5/1 kW |  |  |  | 19 |  | 7/5 | On/Off | Not Applicable | [6 empty] | 65 | 20.5 | 19 | 26.25 | 68 | 222 | 18 | 24.875 | [5 empty] | 3.125 | 18.5 | [5 empty] | 18.1875 | [5 empty] | 24.4375 |  |  | 1 | 600 | 600 | UL174 | Yes | Yes | Yes | No | Not Applicable | [5 empty] | 10332 | RES ELEC
RE120U6-1NCL-264 | RE120U | Bradford White | 671632842018 | Active | The ""-264"" indicates that this SKU comes with an Aluminum Anode Rod. | [9 empty] | No | Not Applicable | Not Applicable | Residential Water Heating | Water Heating.Electric | 6 | 6 |  |  |  | 238-44422-00 |  |  |  | 238-39699-00 | [6 empty] | Electric | Electric Resistance | 240/208 | 1 |  | Indoor |  | Floor Mounted |  | No | Not Applicable | 150 | Not Applicable |  |  |  | 0.75 | No | [7 empty] | 1.5/1 kW |  |  |  | 19 |  | 7/5 | On/Off | Not Applicable | [6 empty] | 65 | 20.5 | 19 | 26.25 | 68 | 222 | 18 | 24.875 | [5 empty] | 3.125 | 18.5 | [5 empty] | 18.1875 | [5 empty] | 24.4375 |  |  | 1 | 600 | 600 | UL174 | Yes | Yes | Yes | No | Not Applicable | [5 empty] | 10332 | RES ELEC
RE120U6-1NCL-264-284 | RE120U | Bradford White | 671632898602 | Active | The ""-264"" indicates that this SKU comes with an Aluminum Anode Rod. | The ""-284"" indicates that this SKU comes with an Incoloy Element. | [8 empty] | No | Not Applicable | Not Applicable | Residential Water Heating | Water Heating.Electric | 6 | 6 |  |  |  | 238-44422-00 |  |  |  | 238-39699-00 | [6 empty] | Electric | Electric Resistance | 240/208 | 1 |  | Indoor |  | Floor Mounted |  | No | Not Applicable | 150 | Not Applicable |  |  |  | 0.75 | No | [7 empty] | 1.5/1 kW |  |  |  | 19 |  | 7/5 | On/Off | Not Applicable | [6 empty] | 65 | 20.5 | 19 | 26.25 | 68 | 222 | 18 | 24.875 | [5 empty] | 3.125 | 18.5 | [5 empty] | 18.1875 | [5 empty] | 24.4375 |  |  | 1 | 600 | 600 | UL174 | Yes | Yes | Yes | No | Not Applicable | [5 empty] | 10332 | RES ELEC
RE120U6-1NCL-284 | RE120U | Bradford White | 671632129850 | Active | The ""-284"" indicates that this SKU comes with an Incoloy Element. | [9 empty] | No | Not Applicable | Not Applicable | Residential Water Heating | Water Heating.Electric | 6 | 6 |  |  |  | 238-44422-00 |  |  |  | 238-39699-00 | [6 empty] | Electric | Electric Resistance | 240/208 | 1 |  | Indoor |  | Floor Mounted |  | No | Not Applicable | 150 | Not Applicable |  |  |  | 0.75 | No | [7 empty] | 1.5/1 kW |  |  |  | 19 |  | 7/5 | On/Off | Not Applicable | [6 empty] | 65 | 20.5 | 19 | 26.25 | 68 | 222 | 18 | 24.875 | [5 empty] | 3.125 | 18.5 | [5 empty] | 18.1875 | [5 empty] | 24.4375 |  |  | 1 | 600 | 600 | UL174 | Yes | Yes | Yes | No | Not Applicable | [5 empty] | 10332 | RES ELEC
RE120U6-1NCL-315 | RE120U | Bradford White | 671632889877 | Active | The ""-315"" indicates that this SKU comes with a Low Watt Density Heating Element, lower location only. | [9 empty] | No | Not Applicable | Not Applicable | Residential Water Heating | Water Heating.Electric | 6 | 6 |  |  |  | 238-44422-00 |  |  |  | 238-39699-00 | [6 empty] | Electric | Electric Resistance | 240/208 | 1 |  | Indoor |  | Floor Mounted |  | No | Not Applicable | 150 | Not Applicable |  |  |  | 0.75 | No | [7 empty] | 1.5/1 kW |  |  |  | 19 |  | 7/5 | On/Off | Not Applicable | [6 empty] | 65 | 20.5 | 19 | 26.25 | 68 | 222 | 18 | 24.875 | [5 empty] | 3.125 | 18.5 | [5 empty] | 18.1875 | [5 empty] | 24.4375 |  |  | 1 | 600 | 600 | UL174 | Yes | Yes | Yes | No | Not Applicable | [5 empty] | 10332 | RES ELEC
RE120U6-1NCL-506 | RE120U | Bradford White | 671632899999 | Active | The ""-506"" indicates that this SKU comes with an A420 Aluminum Anode Rod. | [9 empty] | No | Not Applicable | Not Applicable | Residential Water Heating | Water Heating.Electric | 6 | 6 |  |  |  | 238-44422-00 |  |  |  | 238-39699-00 | [6 empty] | Electric | Electric Resistance | 240/208 | 1 |  | Indoor |  | Floor Mounted |  | No | Not Applicable | 150 | Not Applicable |  |  |  | 0.75 | No | [7 empty] | 1.5/1 kW |  |  |  | 19 |  | 7/5 | On/Off | Not Applicable | [6 empty] | 65 | 20.5 | 19 | 26.25 | 68 | 222 | 18 | 24.875 | [5 empty] | 3.125 | 18.5 | [5 empty] | 18.1875 | [5 empty] | 24.4375 |  |  | 1 | 600 | 600 | UL174 | Yes | Yes | Yes | No | Not Applicable | [5 empty] | 10332 | RES ELEC
RE120U6-1NCL-506-284 | RE120U | Bradford White | 671632891306 | Active | The ""-284"" indicates that this SKU comes with an Incoloy Element. | The ""-506"" indicates that this SKU comes with an A420 Aluminum Anode Rod. | [8 empty] | No | Not Applicable | Not Applicable | Residential Water Heating | Water Heating.Electric | 6 | 6 |  |  |  | 238-44422-00 |  |  |  | 238-39699-00 | [6 empty] | Electric | Electric Resistance | 240/208 | 1 |  | Indoor |  | Floor Mounted |  | No | Not Applicable | 150 | Not Applicable |  |  |  | 0.75 | No | [7 empty] | 1.5/1 kW |  |  |  | 19 |  | 7/5 | On/Off | Not Applicable | [6 empty] | 65 | 20.5 | 19 | 26.25 | 68 | 222 | 18 | 24.875 | [5 empty] | 3.125 | 18.5 | [5 empty] | 18.1875 | [5 empty] | 24.4375 |  |  | 1 | 600 | 600 | UL174 | Yes | Yes | Yes | No | Not Applicable | [5 empty] | 10332 | RES ELEC
RE120U6-1NCM | RE120U | Bradford White | 671632816545 | Active | [10 empty] | No | Not Applicable | Not Applicable | Residential Water Heating | Water Heating.Electric | 6 | 6 |  |  |  | 238-44422-00 |  |  |  | 238-39699-00 | [6 empty] | Electric | Electric Resistance | 240/208 | 1 |  | Indoor |  | Floor Mounted |  | No | Not Applicable | 150 | Not Applicable |  |  |  | 0.75 | No | [7 empty] | 2/1.5 kW |  |  |  | 19 |  | 9/7 | On/Off | Not Applicable | [6 empty] | 65 | 20.5 | 19 | 26.25 | 68 | 222 | 18 | 24.875 | [5 empty] | 3.125 | 18.5 | [5 empty] | 18.1875 | [5 empty] | 24.4375 |  |  | 1 | 600 | 600 | UL174 | Yes | Yes | Yes | No | Not Applicable | [5 empty] | 10332 | RES ELEC
RE120U6-1NCM-264 | RE120U | Bradford White | 671632849567 | Active | The ""-264"" indicates that this SKU comes with an Aluminum Anode Rod. | [9 empty] | No | Not Applicable | Not Applicable | Residential Water Heating | Water Heating.Electric | 6 | 6 |  |  |  | 238-44422-00 |  |  |  | 238-39699-00 | [6 empty] | Electric | Electric Resistance | 240/208 | 1 |  | Indoor |  | Floor Mounted |  | No | Not Applicable | 150 | Not Applicable |  |  |  | 0.75 | No | [7 empty] | 2/1.5 kW |  |  |  | 19 |  | 9/7 | On/Off | Not Applicable | [6 empty] | 65 | 20.5 | 19 | 26.25 | 68 | 222 | 18 | 24.875 | [5 empty] | 3.125 | 18.5 | [5 empty] | 18.1875 | [5 empty] | 24.4375 |  |  | 1 | 600 | 600 | UL174 | Yes | Yes | Yes | No | Not Applicable | [5 empty] | 10332 | RES ELEC
RE120U6-1NCN | RE120U | Bradford White | 671632806249 | Active | [10 empty] | No | Not Applicable | Not Applicable | Residential Water Heating | Water Heating.Electric | 6 | 6 |  |  |  | 238-44422-00 |  |  |  | 238-39699-00 | [6 empty] | Electric | Electric Resistance | 240/208 | 1 |  | Indoor |  | Floor Mounted |  | No | Not Applicable | 150 | Not Applicable |  |  |  | 0.75 | No | [7 empty] | 2.5/2 kW |  |  |  | 19 |  | 11/9 | On/Off | Not Applicable | [6 empty] | 65 | 20.5 | 19 | 26.25 | 68 | 222 | 18 | 24.875 | [5 empty] | 3.125 | 18.5 | [5 empty] | 18.1875 | [5 empty] | 24.4375 |  |  | 1 | 600 | 600 | UL174 | Yes | Yes | Yes | No | Not Applicable | [5 empty] | 10332 | RES ELEC
RE120U6-1NCN-264 | RE120U | Bradford White | 671632807284 | Active | The ""-264"" indicates that this SKU comes with an Aluminum Anode Rod. | [9 empty] | No | Not Applicable | Not Applicable | Residential Water Heating | Water Heating.Electric | 6 | 6 |  |  |  | 238-44422-00 |  |  |  | 238-39699-00 | [6 empty] | Electric | Electric Resistance | 240/208 | 1 |  | Indoor |  | Floor Mounted |  | No | Not Applicable | 150 | Not Applicable |  |  |  | 0.75 | No | [7 empty] | 2.5/2 kW |  |  |  | 19 |  | 11/9 | On/Off | Not Applicable | [6 empty] | 65 | 20.5 | 19 | 26.25 | 68 | 222 | 18 | 24.875 | [5 empty] | 3.125 | 18.5 | [5 empty] | 18.1875 | [5 empty] | 24.4375 |  |  | 1 | 600 | 600 | UL174 | Yes | Yes | Yes | No | Not Applicable | [5 empty] | 10332 | RES ELEC
RE120U6-1NCN-284 | RE120U | Bradford White | 671632854387 | Active | The ""-284"" indicates that this SKU comes with an Incoloy Element. | [9 empty] | No | Not Applicable | Not Applicable | Residential Water Heating | Water Heating.Electric | 6 | 6 |  |  |  | 238-44422-00 |  |  |  | 238-39699-00 | [6 empty] | Electric | Electric Resistance | 240/208 | 1 |  | Indoor |  | Floor Mounted |  | No | Not Applicable | 150 | Not Applicable |  |  |  | 0.75 | No | [7 empty] | 2.5/2 kW |  |  |  | 19 |  | 11/9 | On/Off | Not Applicable | [6 empty] | 65 | 20.5 | 19 | 26.25 | 68 | 222 | 18 | 24.875 | [5 empty] | 3.125 | 18.5 | [5 empty] | 18.1875 | [5 empty] | 24.4375 |  |  | 1 | 600 | 600 | UL174 | Yes | Yes | Yes | No | Not Applicable | [5 empty] | 10332 | RES ELEC
RE120U6-1NCN-506 | RE120U | Bradford White | 671632640348 | Active | The ""-506"" indicates that this SKU comes with an A420 Aluminum Anode Rod. | [9 empty] | No | Not Applicable | Not Applicable | Residential Water Heating | Water Heating.Electric | 6 | 6 |  |  |  | 238-44422-00 |  |  |  | 238-39699-00 | [6 empty] | Electric | Electric Resistance | 240/208 | 1 |  | Indoor |  | Floor Mounted |  | No | Not Applicable | 150 | Not Applicable |  |  |  | 0.75 | No | [7 empty] | 2.5/2 kW |  |  |  | 19 |  | 11/9 | On/Off | Not Applicable | [6 empty] | 65 | 20.5 | 19 | 26.25 | 68 | 222 | 18 | 24.875 | [5 empty] | 3.125 | 18.5 | [5 empty] | 18.1875 | [5 empty] | 24.4375 |  |  | 1 | 600 | 600 | UL1453 | Yes | Yes | Yes | No | Not Applicable | [5 empty] | 10332 | RES ELEC
RE120U6-1NCN-506-284 | RE120U | Bradford White | 671632856190 | Active | The ""-284"" indicates that this SKU comes with an Incoloy Element. | The ""-506"" indicates that this SKU comes with an A420 Aluminum Anode Rod. | [8 empty] | No | Not Applicable | Not Applicable | Residential Water Heating | Water Heating.Electric | 6 | 6 |  |  |  | 238-44422-00 |  |  |  | 238-39699-00 | [6 empty] | Electric | Electric Resistance | 240/208 | 1 |  | Indoor |  | Floor Mounted |  | No | Not Applicable | 150 | Not Applicable |  |  |  | 0.75 | No | [7 empty] | 2.5/2 kW |  |  |  | 19 |  | 11/9 | On/Off | Not Applicable | [6 empty] | 65 | 20.5 | 19 | 26.25 | 68 | 222 | 18 | 24.875 | [5 empty] | 3.125 | 18.5 | [5 empty] | 18.1875 | [5 empty] | 24.4375 |  |  | 1 | 600 | 600 | UL174 | Yes | Yes | Yes | No | Not Applicable | [5 empty] | 10332 | RES ELEC
RE120U6-1NCP | RE120U | Bradford White | 671632814138 | Active | [10 empty] | No | Not Applicable | Not Applicable | Residential Water Heating | Water Heating.Electric | 6 | 6 |  |  |  | 238-44422-00 |  |  |  | 238-39699-00 | [6 empty] | Electric | Electric Resistance | 240 | 1 |  | Indoor |  | Floor Mounted |  | No | Not Applicable | 150 | Not Applicable |  |  |  | 0.75 | No | [7 empty] | 3 kW |  |  |  | 19 |  | 14 | On/Off | Not Applicable | [6 empty] | 65 | 20.5 | 19 | 26.25 | 68 | 222 | 18 | 24.875 | [5 empty] | 3.125 | 18.5 | [5 empty] | 18.1875 | [5 empty] | 24.4375 |  |  | 1 | 600 | 600 | UL174 | Yes | Yes | Yes | No | Not Applicable | [5 empty] | 10332 | RES ELEC
RE120U6-1NCP-264 | RE120U | Bradford White | 671632857050 | Active | The ""-264"" indicates that this SKU comes with an Aluminum Anode Rod. | [9 empty] | No | Not Applicable | Not Applicable | Residential Water Heating | Water Heating.Electric | 6 | 6 |  |  |  | 238-44422-00 |  |  |  | 238-39699-00 | [6 empty] | Electric | Electric Resistance | 240 | 1 |  | Indoor |  | Floor Mounted |  | No | Not Applicable | 150 | Not Applicable |  |  |  | 0.75 | No | [7 empty] | 3 kW |  |  |  | 19 |  | 14 | On/Off | Not Applicable | [6 empty] | 65 | 20.5 | 19 | 26.25 | 68 | 222 | 18 | 24.875 | [5 empty] | 3.125 | 18.5 | [5 empty] | 18.1875 | [5 empty] | 24.4375 |  |  | 1 | 600 | 600 | UL174 | Yes | Yes | Yes | No | Not Applicable | [5 empty] | 10332 | RES ELEC
RE120U6-1NCR | RE120U | Bradford White | 671632807109 | Active | [10 empty] | No | Not Applicable | Not Applicable | Residential Water Heating | Water Heating.Electric | 6 | 6 |  |  |  | 238-44422-00 |  |  |  | 238-39699-00 | [6 empty] | Electric | Electric Resistance | 240/208 | 1 |  | Indoor |  | Floor Mounted |  | No | Not Applicable | 150 | Not Applicable |  |  |  | 0.75 | No | [7 empty] | 3.5/2.5 kW |  |  |  | 19 |  | 16/11 | On/Off | Not Applicable | [6 empty] | 65 | 20.5 | 19 | 26.25 | 68 | 222 | 18 | 24.875 | [5 empty] | 3.125 | 18.5 | [5 empty] | 18.1875 | [5 empty] | 24.4375 |  |  | 1 | 600 | 600 | UL174 | Yes | Yes | Yes | No | Not Applicable | [5 empty] | 10332 | RES ELEC
RE120U6-1NCR-264 | RE120U | Bradford White | 671632878819 | Active | The ""-264"" indicates that this SKU comes with an Aluminum Anode Rod. | [9 empty] | No | Not Applicable | Not Applicable | Residential Water Heating | Water Heating.Electric | 6 | 6 |  |  |  | 238-44422-00 |  |  |  | 238-39699-00 | [6 empty] | Electric | Electric Resistance | 240/208 | 1 |  | Indoor |  | Floor Mounted |  | No | Not Applicable | 150 | Not Applicable |  |  |  | 0.75 | No | [7 empty] | 3.5/2.5 kW |  |  |  | 19 |  | 16/11 | On/Off | Not Applicable | [6 empty] | 65 | 20.5 | 19 | 26.25 | 68 | 222 | 18 | 24.875 | [5 empty] | 3.125 | 18.5 | [5 empty] | 18.1875 | [5 empty] | 24.4375 |  |  | 1 | 600 | 600 | UL174 | Yes | Yes | Yes | No | Not Applicable | [5 empty] | 10332 | RES ELEC
RE120U6-1NCR-284 | RE120U | Bradford White | 671632860920 | Active | The ""-284"" indicates that this SKU comes with an Incoloy Element. | [9 empty] | No | Not Applicable | Not Applicable | Residential Water Heating | Water Heating.Electric | 6 | 6 |  |  |  | 238-44422-00 |  |  |  | 238-39699-00 | [6 empty] | Electric | Electric Resistance | 240/208 | 1 |  | Indoor |  | Floor Mounted |  | No | Not Applicable | 150 | Not Applicable |  |  |  | 0.75 | No | [7 empty] | 3.5/2.5 kW |  |  |  | 19 |  | 16/11 | On/Off | Not Applicable | [6 empty] | 65 | 20.5 | 19 | 26.25 | 68 | 222 | 18 | 24.875 | [5 empty] | 3.125 | 18.5 | [5 empty] | 18.1875 | [5 empty] | 24.4375 |  |  | 1 | 600 | 600 | UL174 | Yes | Yes | Yes | No | Not Applicable | [5 empty] | 10332 | RES ELEC
RE120U6-1NCT | RE120U | Bradford White | 671632813193 | Active | [10 empty] | No | Not Applicable | Not Applicable | Residential Water Heating | Water Heating.Electric | 6 | 6 |  |  |  | 238-44422-00 |  |  |  | 238-39699-00 | [6 empty] | Electric | Electric Resistance | 240/208 | 1 |  | Indoor |  | Floor Mounted |  | No | Not Applicable | 150 | Not Applicable |  |  |  | 0.75 | No | [7 empty] | 4/3 kW |  |  |  | 19 |  | 18/14 | On/Off | Not Applicable | [6 empty] | 65 | 20.5 | 19 | 26.25 | 68 | 222 | 18 | 24.875 | [5 empty] | 3.125 | 18.5 | [5 empty] | 18.1875 | [5 empty] | 24.4375 |  |  | 1 | 600 | 600 | UL174 | Yes | Yes | Yes | No | Not Applicable | [5 empty] | 10332 | RES ELEC
RE120U6-1NCT-264 | RE120U | Bradford White | 671632820870 | Active | The ""-264"" indicates that this SKU comes with an Aluminum Anode Rod. | [9 empty] | No | Not Applicable | Not Applicable | Residential Water Heating | Water Heating.Electric | 6 | 6 |  |  |  | 238-44422-00 |  |  |  | 238-39699-00 | [6 empty] | Electric | Electric Resistance | 240/208 | 1 |  | Indoor |  | Floor Mounted |  | No | Not Applicable | 150 | Not Applicable |  |  |  | 0.75 | No | [7 empty] | 4/3 kW |  |  |  | 19 |  | 18/14 | On/Off | Not Applicable | [6 empty] | 65 | 20.5 | 19 | 26.25 | 68 | 222 | 18 | 24.875 | [5 empty] | 3.125 | 18.5 | [5 empty] | 18.1875 | [5 empty] | 24.4375 |  |  | 1 | 600 | 600 | UL174 | Yes | Yes | Yes | No | Not Applicable | [5 empty] | 10332 | RES ELEC
RE120U6-1NCT-284 | RE120U | Bradford White | 671632554461 | Active | The ""-284"" indicates that this SKU comes with an Incoloy Element. | [9 empty] | No | Not Applicable | Not Applicable | Residential Water Heating | Water Heating.Electric | 6 | 6 |  |  |  | 238-44422-00 |  |  |  | 238-39699-00 | [6 empty] | Electric | Electric Resistance | 240/208 | 1 |  | Indoor |  | Floor Mounted |  | No | Not Applicable | 150 | Not Applicable |  |  |  | 0.75 | No | [7 empty] | 4/3 kW |  |  |  | 19 |  | 18/14 | On/Off | Not Applicable | [6 empty] | 65 | 20.5 | 19 | 26.25 | 68 | 222 | 18 | 24.875 | [5 empty] | 3.125 | 18.5 | [5 empty] | 18.1875 | [5 empty] | 24.4375 |  |  | 1 | 600 | 600 | UL1453 | Yes | Yes | Yes | No | Not Applicable | [5 empty] | 10332 | RES ELEC
RE120U6-1NCW | RE120U | Bradford White | 671632806256 | Active | [10 empty] | No | Not Applicable | Not Applicable | Residential Water Heating | Water Heating.Electric | 6 | 6 |  |  |  | 238-44422-00 |  |  |  | 238-39699-00 | [6 empty] | Electric | Electric Resistance | 240/208 | 1 |  | Indoor |  | Floor Mounted |  | No | Not Applicable | 150 | Not Applicable |  |  |  | 0.75 | No | [7 empty] | 4.5/3.5 kW |  |  |  | 19 |  | 21/16 | On/Off | Not Applicable | [6 empty] | 65 | 20.5 | 19 | 26.25 | 68 | 222 | 18 | 24.875 | [5 empty] | 3.125 | 18.5 | [5 empty] | 18.1875 | [5 empty] | 24.4375 |  |  | 1 | 600 | 600 | UL174 | Yes | Yes | Yes | No | Not Applicable | [5 empty] | 10332 | RES ELEC
RE120U6-1NCW-264 | RE120U | Bradford White | 671632824786 | Active | The ""-264"" indicates that this SKU comes with an Aluminum Anode Rod. | [9 empty] | No | Not Applicable | Not Applicable | Residential Water Heating | Water Heating.Electric | 6 | 6 |  |  |  | 238-44422-00 |  |  |  | 238-39699-00 | [6 empty] | Electric | Electric Resistance | 240/208 | 1 |  | Indoor |  | Floor Mounted |  | No | Not Applicable | 150 | Not Applicable |  |  |  | 0.75 | No | [7 empty] | 4.5/3.5 kW |  |  |  | 19 |  | 21/16 | On/Off | Not Applicable | [6 empty] | 65 | 20.5 | 19 | 26.25 | 68 | 222 | 18 | 24.875 | [5 empty] | 3.125 | 18.5 | [5 empty] | 18.1875 | [5 empty] | 24.4375 |  |  | 1 | 600 | 600 | UL174 | Yes | Yes | Yes | No | Not Applicable | [5 empty] | 10332 | RES ELEC
RE120U6-1NCW-264-284 | RE120U | Bradford White | 671632924905 | Active | The ""-264"" indicates that this SKU comes with an Aluminum Anode Rod. | The ""-284"" indicates that this SKU comes with an Incoloy Element. | [8 empty] | No | Not Applicable | Not Applicable | Residential Water Heating | Water Heating.Electric | 6 | 6 |  |  |  | 238-44422-00 |  |  |  | 238-39699-00 | [6 empty] | Electric | Electric Resistance | 240/208 | 1 |  | Indoor |  | Floor Mounted |  | No | Not Applicable | 150 | Not Applicable |  |  |  | 0.75 | No | [7 empty] | 4.5/3.5 kW |  |  |  | 19 |  | 21/16 | On/Off | Not Applicable | [6 empty] | 65 | 20.5 | 19 | 26.25 | 68 | 222 | 18 | 24.875 | [5 empty] | 3.125 | 18.5 | [5 empty] | 18.1875 | [5 empty] | 24.4375 |  |  | 1 | 600 | 600 | UL174 | Yes | Yes | Yes | No | Not Applicable | [5 empty] | 10332 | RES ELEC
RE120U6-1NCW-284 | RE120U | Bradford White | 671632130658 | Active | The ""-284"" indicates that this SKU comes with an Incoloy Element. | [9 empty] | No | Not Applicable | Not Applicable | Residential Water Heating | Water Heating.Electric | 6 | 6 |  |  |  | 238-44422-00 |  |  |  | 238-39699-00 | [6 empty] | Electric | Electric Resistance | 240/208 | 1 |  | Indoor |  | Floor Mounted |  | No | Not Applicable | 150 | Not Applicable |  |  |  | 0.75 | No | [7 empty] | 4.5/3.5 kW |  |  |  | 19 |  | 21/16 | On/Off | Not Applicable | [6 empty] | 65 | 20.5 | 19 | 26.25 | 68 | 222 | 18 | 24.875 | [5 empty] | 3.125 | 18.5 | [5 empty] | 18.1875 | [5 empty] | 24.4375 |  |  | 1 | 600 | 600 | UL174 | Yes | Yes | Yes | No | Not Applicable | [5 empty] | 10332 | RES ELEC
RE120U6-1NCW-506-284 | RE120U | Bradford White | 671632335602 | Active | The ""-284"" indicates that this SKU comes with an Incoloy Element. | The ""-506"" indicates that this SKU comes with an A420 Aluminum Anode Rod. | [8 empty] | No | Not Applicable | Not Applicable | Residential Water Heating | Water Heating.Electric | 6 | 6 |  |  |  | 238-44422-00 |  |  |  | 238-39699-00 | [6 empty] | Electric | Electric Resistance | 240/208 | 1 |  | Indoor |  | Floor Mounted |  | No | Not Applicable | 150 | Not Applicable |  |  |  | 0.75 | No | [7 empty] | 4.5/3.5 kW |  |  |  | 19 |  | 21/16 | On/Off | Not Applicable | [6 empty] | 65 | 20.5 | 19 | 26.25 | 68 | 222 | 18 | 24.875 | [5 empty] | 3.125 | 18.5 | [5 empty] | 18.1875 | [5 empty] | 24.4375 |  |  | 1 | 600 | 600 | UL174 | Yes | Yes | Yes | No | Not Applicable | [5 empty] | 10332 | RES ELEC
RE120U6-1NCY | RE120U | Bradford White | 671632839360 | Active | [10 empty] | No | Not Applicable | Not Applicable | Residential Water Heating | Water Heating.Electric | 6 | 6 |  |  |  | 238-44422-00 |  |  |  | 238-39699-00 | [6 empty] | Electric | Electric Resistance | 240/208 | 1 |  | Indoor |  | Floor Mounted |  | No | Not Applicable | 150 | Not Applicable |  |  |  | 0.75 | No | [7 empty] | 5.5/4 kW |  |  |  | 19 |  | 25/18 | On/Off | Not Applicable | [6 empty] | 65 | 20.5 | 19 | 26.25 | 68 | 222 | 18 | 24.875 | [5 empty] | 3.125 | 18.5 | [5 empty] | 18.1875 | [5 empty] | 24.4375 |  |  | 1 | 600 | 600 | UL174 | Yes | Yes | Yes | No | Not Applicable | [5 empty] | 10332 | RES ELEC
RE120U6-1NCZ | RE120U | Bradford White | 671632813834 | Active | [10 empty] | No | Not Applicable | Not Applicable | Residential Water Heating | Water Heating.Electric | 6 | 6 |  |  |  | 238-44422-00 |  |  |  | 238-39699-00 | [6 empty] | Electric | Electric Resistance | 240/208 | 1 |  | Indoor |  | Floor Mounted |  | No | Not Applicable | 150 | Not Applicable |  |  |  | 0.75 | No | [7 empty] | 6/4.5 kW |  |  |  | 19 |  | 28/21 | On/Off | Not Applicable | [6 empty] | 65 | 20.5 | 19 | 26.25 | 68 | 222 | 18 | 24.875 | [5 empty] | 3.125 | 18.5 | [5 empty] | 18.1875 | [5 empty] | 24.4375 |  |  | 1 | 600 | 600 | UL174 | Yes | Yes | Yes | No | Not Applicable | [5 empty] | 10332 | RES ELEC
RE120U6-1NCZ-264 | RE120U | Bradford White | 671632867448 | Active | The ""-264"" indicates that this SKU comes with an Aluminum Anode Rod. | [9 empty] | No | Not Applicable | Not Applicable | Residential Water Heating | Water Heating.Electric | 6 | 6 |  |  |  | 238-44422-00 |  |  |  | 238-39699-00 | [6 empty] | Electric | Electric Resistance | 240/208 | 1 |  | Indoor |  | Floor Mounted |  | No | Not Applicable | 150 | Not Applicable |  |  |  | 0.75 | No | [7 empty] | 6/4.5 kW |  |  |  | 19 |  | 28/21 | On/Off | Not Applicable | [6 empty] | 65 | 20.5 | 19 | 26.25 | 68 | 222 | 18 | 24.875 | [5 empty] | 3.125 | 18.5 | [5 empty] | 18.1875 | [5 empty] | 24.4375 |  |  | 1 | 600 | 600 | UL174 | Yes | Yes | Yes | No | Not Applicable | [5 empty] | 10332 | RES ELEC
RE120U6-1NCZ-284 | RE120U | Bradford White | 671632536030 | Active | The ""-284"" indicates that this SKU comes with an Incoloy Element. | [9 empty] | No | Not Applicable | Not Applicable | Residential Water Heating | Water Heating.Electric | 6 | 6 |  |  |  | 238-44422-00 |  |  |  | 238-39699-00 | [6 empty] | Electric | Electric Resistance | 240/208 | 1 |  | Indoor |  | Floor Mounted |  | No | Not Applicable | 150 | Not Applicable |  |  |  | 0.75 | No | [7 empty] | 6/4.5 kW |  |  |  | 19 |  | 28/21 | On/Off | Not Applicable | [6 empty] | 65 | 20.5 | 19 | 26.25 | 68 | 222 | 18 | 24.875 | [5 empty] | 3.125 | 18.5 | [5 empty] | 18.1875 | [5 empty] | 24.4375 |  |  | 1 | 600 | 600 | UL174 | Yes | Yes | Yes | No | Not Applicable | [5 empty] | 10332 | RES ELEC
RE120U6-1NCZ-506 | RE120U | Bradford White | 671632569557 | Active | The ""-506"" indicates that this SKU comes with an A420 Aluminum Anode Rod. | [9 empty] | No | Not Applicable | Not Applicable | Residential Water Heating | Water Heating.Electric | 6 | 6 |  |  |  | 238-44422-00 |  |  |  | 238-39699-00 | [6 empty] | Electric | Electric Resistance | 240/208 | 1 |  | Indoor |  | Floor Mounted |  | No | Not Applicable | 150 | Not Applicable |  |  |  | 0.75 | No | [7 empty] | 6/4.5 kW |  |  |  | 19 |  | 28/21 | On/Off | Not Applicable | [6 empty] | 65 | 20.5 | 19 | 26.25 | 68 | 222 | 18 | 24.875 | [5 empty] | 3.125 | 18.5 | [5 empty] | 18.1875 | [5 empty] | 24.4375 |  |  | 1 | 600 | 600 | UL1453 | Yes | Yes | Yes | No | Not Applicable | [5 empty] | 10332 | RES ELEC
RE120U6-1NEL | RE120U | Bradford White | 671632814633 | Active | [10 empty] | No | Not Applicable | Not Applicable | Residential Water Heating | Water Heating.Electric | 6 | 6 |  |  |  | 238-44422-00 |  |  |  | 238-39699-00 | [6 empty] | Electric | Electric Resistance | 277 | 1 |  | Indoor |  | Floor Mounted |  | No | Not Applicable | 150 | Not Applicable |  |  |  | 0.75 | No | [7 empty] | 1.5 kW |  |  |  | 19 |  | 7 | On/Off | Not Applicable | [6 empty] | 65 | 20.5 | 19 | 26.25 | 68 | 222 | 18 | 24.875 | [5 empty] | 3.125 | 18.5 | [5 empty] | 18.1875 | [5 empty] | 24.4375 |  |  | 1 | 600 | 600 | UL174 | Yes | Yes | Yes | No | Not Applicable | [5 empty] | 10332 | RES ELEC
RE120U6-1NEM | RE120U | Bradford White | 671632818617 | Active | [10 empty] | No | Not Applicable | Not Applicable | Residential Water Heating | Water Heating.Electric | 6 | 6 |  |  |  | 238-44422-00 |  |  |  | 238-39699-00 | [6 empty] | Electric | Electric Resistance | 277 | 1 |  | Indoor |  | Floor Mounted |  | No | Not Applicable | 150 | Not Applicable |  |  |  | 0.75 | No | [7 empty] | 2 kW |  |  |  | 19 |  | 9 | On/Off | Not Applicable | [6 empty] | 65 | 20.5 | 19 | 26.25 | 68 | 222 | 18 | 24.875 | [5 empty] | 3.125 | 18.5 | [5 empty] | 18.1875 | [5 empty] | 24.4375 |  |  | 1 | 600 | 600 | UL174 | Yes | Yes | Yes | No | Not Applicable | [5 empty] | 10332 | RES ELEC
RE120U6-1NEN | RE120U | Bradford White | 671632828432 | Active | [10 empty] | No | Not Applicable | Not Applicable | Residential Water Heating | Water Heating.Electric | 6 | 6 |  |  |  | 238-44422-00 |  |  |  | 238-39699-00 | [6 empty] | Electric | Electric Resistance | 277 | 1 |  | Indoor |  | Floor Mounted |  | No | Not Applicable | 150 | Not Applicable |  |  |  | 0.75 | No | [7 empty] | 2.5 kW |  |  |  | 19 |  | 11 | On/Off | Not Applicable | [6 empty] | 65 | 20.5 | 19 | 26.25 | 68 | 222 | 18 | 24.875 | [5 empty] | 3.125 | 18.5 | [5 empty] | 18.1875 | [5 empty] | 24.4375 |  |  | 1 | 600 | 600 | UL174 | Yes | Yes | Yes | No | Not Applicable | [5 empty] | 10332 | RES ELEC
RE120U6-1NEN-506 | RE120U | Bradford White | 671632999170 | Active | The ""-506"" indicates that this SKU comes with an A420 Aluminum Anode Rod. | [9 empty] | No | Not Applicable | Not Applicable | Residential Water Heating | Water Heating.Electric | 6 | 6 |  |  |  | 238-44422-00 |  |  |  | 238-39699-00 | [6 empty] | Electric | Electric Resistance | 277 | 1 |  | Indoor |  | Floor Mounted |  | No | Not Applicable | 150 | Not Applicable |  |  |  | 0.75 | No | [7 empty] | 2.5 kW |  |  |  | 19 |  | 11 | On/Off | Not Applicable | [6 empty] | 65 | 20.5 | 19 | 26.25 | 68 | 222 | 18 | 24.875 | [5 empty] | 3.125 | 18.5 | [5 empty] | 18.1875 | [5 empty] | 24.4375 |  |  | 1 | 600 | 600 | UL174 | Yes | Yes | Yes | No | Not Applicable | [5 empty] | 10332 | RES ELEC
RE120U6-1NEP | RE120U | Bradford White | 671632816163 | Active | [10 empty] | No | Not Applicable | Not Applicable | Residential Water Heating | Water Heating.Electric | 6 | 6 |  |  |  | 238-44422-00 |  |  |  | 238-39699-00 | [6 empty] | Electric | Electric Resistance | 277 | 1 |  | Indoor |  | Floor Mounted |  | No | Not Applicable | 150 | Not Applicable |  |  |  | 0.75 | No | [7 empty] | 3 kW |  |  |  | 19 |  | 14 | On/Off | Not Applicable | [6 empty] | 65 | 20.5 | 19 | 26.25 | 68 | 222 | 18 | 24.875 | [5 empty] | 3.125 | 18.5 | [5 empty] | 18.1875 | [5 empty] | 24.4375 |  |  | 1 | 600 | 600 | UL174 | Yes | Yes | Yes | No | Not Applicable | [5 empty] | 10332 | RES ELEC
RE120U6-1NEP-264 | RE120U | Bradford White | 671632638420 | Active | The ""-264"" indicates that this SKU comes with an Aluminum Anode Rod. | [9 empty] | No | Not Applicable | Not Applicable | Residential Water Heating | Water Heating.Electric | 6 | 6 |  |  |  | 238-44422-00 |  |  |  | 238-39699-00 | [6 empty] | Electric | Electric Resistance | 277 | 1 |  | Indoor |  | Floor Mounted |  | No | Not Applicable | 150 | Not Applicable |  |  |  | 0.75 | No | [7 empty] | 3 kW |  |  |  | 19 |  | 14 | On/Off | Not Applicable | [6 empty] | 65 | 20.5 | 19 | 26.25 | 68 | 222 | 18 | 24.875 | [5 empty] | 3.125 | 18.5 | [5 empty] | 18.1875 | [5 empty] | 24.4375 |  |  | 1 | 600 | 600 | UL1453 | Yes | Yes | Yes | No | Not Applicable | [5 empty] | 10332 | RES ELEC
RE120U6-1NET | RE120U | Bradford White | 671632820375 | Active | [10 empty] | No | Not Applicable | Not Applicable | Residential Water Heating | Water Heating.Electric | 6 | 6 |  |  |  | 238-44422-00 |  |  |  | 238-39699-00 | [6 empty] | Electric | Electric Resistance | 277 | 1 |  | Indoor |  | Floor Mounted |  | No | Not Applicable | 150 | Not Applicable |  |  |  | 0.75 | No | [7 empty] | 4 kW |  |  |  | 19 |  | 18 | On/Off | Not Applicable | [6 empty] | 65 | 20.5 | 19 | 26.25 | 68 | 222 | 18 | 24.875 | [5 empty] | 3.125 | 18.5 | [5 empty] | 18.1875 | [5 empty] | 24.4375 |  |  | 1 | 600 | 600 | UL174 | Yes | Yes | Yes | No | Not Applicable | [5 empty] | 10332 | RES ELEC
RE120U6-1NEW | RE120U | Bradford White | 671632827480 | Active | [10 empty] | No | Not Applicable | Not Applicable | Residential Water Heating | Water Heating.Electric | 6 | 6 |  |  |  | 238-44422-00 |  |  |  | 238-39699-00 | [6 empty] | Electric | Electric Resistance | 277 | 1 |  | Indoor |  | Floor Mounted |  | No | Not Applicable | 150 | Not Applicable |  |  |  | 0.75 | No | [7 empty] | 4.5 kW |  |  |  | 19 |  | 21 | On/Off | Not Applicable | [6 empty] | 65 | 20.5 | 19 | 26.25 | 68 | 222 | 18 | 24.875 | [5 empty] | 3.125 | 18.5 | [5 empty] | 18.1875 | [5 empty] | 24.4375 |  |  | 1 | 600 | 600 | UL174 | Yes | Yes | Yes | No | Not Applicable | [5 empty] | 10332 | RES ELEC
RE120U6-1NEW-264 | RE120U | Bradford White | 671632827510 | Active | The ""-264"" indicates that this SKU comes with an Aluminum Anode Rod. | [9 empty] | No | Not Applicable | Not Applicable | Residential Water Heating | Water Heating.Electric | 6 | 6 |  |  |  | 238-44422-00 |  |  |  | 238-39699-00 | [6 empty] | Electric | Electric Resistance | 277 | 1 |  | Indoor |  | Floor Mounted |  | No | Not Applicable | 150 | Not Applicable |  |  |  | 0.75 | No | [7 empty] | 4.5 kW |  |  |  | 19 |  | 21 | On/Off | Not Applicable | [6 empty] | 65 | 20.5 | 19 | 26.25 | 68 | 222 | 18 | 24.875 | [5 empty] | 3.125 | 18.5 | [5 empty] | 18.1875 | [5 empty] | 24.4375 |  |  | 1 | 600 | 600 | UL174 | Yes | Yes | Yes | No | Not Applicable | [5 empty] | 10332 | RES ELEC
RE120U6-1NEX | RE120U | Bradford White | 671632322640 | Active | [10 empty] | No | Not Applicable | Not Applicable | Residential Water Heating | Water Heating.Electric | 6 | 6 |  |  |  | 238-44422-00 |  |  |  | 238-39699-00 | [6 empty] | Electric | Electric Resistance | 277 | 1 |  | Indoor |  | Floor Mounted |  | No | Not Applicable | 150 | Not Applicable |  |  |  | 0.75 | No | [7 empty] | 5 kW |  |  |  | 19 |  | 23 | On/Off | Not Applicable | [6 empty] | 65 | 20.5 | 19 | 26.25 | 68 | 222 | 18 | 24.875 | [5 empty] | 3.125 | 18.5 | [5 empty] | 18.1875 | [5 empty] | 24.4375 |  |  | 1 | 600 | 600 | UL174 | Yes | Yes | Yes | No | Not Applicable | [5 empty] | 10332 | RES ELEC
RE120U6-1NEZ | RE120U | Bradford White | 671632870547 | Active | [10 empty] | No | Not Applicable | Not Applicable | Residential Water Heating | Water Heating.Electric | 6 | 6 |  |  |  | 238-44422-00 |  |  |  | 238-39699-00 | [6 empty] | Electric | Electric Resistance | 277 | 1 |  | Indoor |  | Floor Mounted |  | No | Not Applicable | 150 | Not Applicable |  |  |  | 0.75 | No | [7 empty] | 6 kW |  |  |  | 19 |  | 28 | On/Off | Not Applicable | [6 empty] | 65 | 20.5 | 19 | 26.25 | 68 | 222 | 18 | 24.875 | [5 empty] | 3.125 | 18.5 | [5 empty] | 18.1875 | [5 empty] | 24.4375 |  |  | 1 | 600 | 600 | UL174 | Yes | Yes | Yes | No | Not Applicable | [5 empty] | 10332 | RES ELEC
RE120U6-1NHL | RE120U | Bradford White | 671632814206 | Active | [10 empty] | No | Not Applicable | Not Applicable | Residential Water Heating | Water Heating.Electric | 6 | 6 |  |  |  | 238-44422-00 |  |  |  | 238-39699-00 | [6 empty] | Electric | Electric Resistance | 480 | 1 |  | Indoor |  | Floor Mounted |  | No | Not Applicable | 150 | Not Applicable |  |  |  | 0.75 | No | [7 empty] | 1.5 kW |  |  |  | 19 |  | 7 | On/Off | Not Applicable | [6 empty] | 65 | 20.5 | 19 | 26.25 | 68 | 222 | 18 | 24.875 | [5 empty] | 3.125 | 18.5 | [5 empty] | 18.1875 | [5 empty] | 24.4375 |  |  | 1 | 600 | 600 | UL174 | Yes | Yes | Yes | No | Not Applicable | [5 empty] | 10332 | RES ELEC
RE120U6-1NHM-506 | RE120U | Bradford White | 671632314133 | Active | The ""-506"" indicates that this SKU comes with an A420 Aluminum Anode Rod. | [9 empty] | No | Not Applicable | Not Applicable | Residential Water Heating | Water Heating.Electric | 6 | 6 |  |  |  | 238-44422-00 |  |  |  | 238-39699-00 | [6 empty] | Electric | Electric Resistance | 480 | 1 |  | Indoor |  | Floor Mounted |  | No | Not Applicable | 150 | Not Applicable |  |  |  | 0.75 | No | [7 empty] | 2 kW |  |  |  | 19 |  | 9 | On/Off | Not Applicable | [6 empty] | 65 | 20.5 | 19 | 26.25 | 68 | 222 | 18 | 24.875 | [5 empty] | 3.125 | 18.5 | [5 empty] | 18.1875 | [5 empty] | 24.4375 |  |  | 1 | 600 | 600 | UL174 | Yes | Yes | Yes | No | Not Applicable | [5 empty] | 10332 | RES ELEC
RE120U6-1NHN | RE120U | Bradford White | 671632321766 | Active | [10 empty] | No | Not Applicable | Not Applicable | Residential Water Heating | Water Heating.Electric | 6 | 6 |  |  |  | 238-44422-00 |  |  |  | 238-39699-00 | [6 empty] | Electric | Electric Resistance | 480 | 1 |  | Indoor |  | Floor Mounted |  | No | Not Applicable | 150 | Not Applicable |  |  |  | 0.75 | No | [7 empty] | 2.5 kW |  |  |  | 19 |  | 11 | On/Off | Not Applicable | [6 empty] | 65 | 20.5 | 19 | 26.25 | 68 | 222 | 18 | 24.875 | [5 empty] | 3.125 | 18.5 | [5 empty] | 18.1875 | [5 empty] | 24.4375 |  |  | 1 | 600 | 600 | UL174 | Yes | Yes | Yes | No | Not Applicable | [5 empty] | 10332 | RES ELEC
RE120U6-1NHP | RE120U | Bradford White | 671632816644 | Active | [10 empty] | No | Not Applicable | Not Applicable | Residential Water Heating | Water Heating.Electric | 6 | 6 |  |  |  | 238-44422-00 |  |  |  | 238-39699-00 | [6 empty] | Electric | Electric Resistance | 480 | 1 |  | Indoor |  | Floor Mounted |  | No | Not Applicable | 150 | Not Applicable |  |  |  | 0.75 | No | [7 empty] | 3 kW |  |  |  | 19 |  | 14 | On/Off | Not Applicable | [6 empty] | 65 | 20.5 | 19 | 26.25 | 68 | 222 | 18 | 24.875 | [5 empty] | 3.125 | 18.5 | [5 empty] | 18.1875 | [5 empty] | 24.4375 |  |  | 1 | 600 | 600 | UL174 | Yes | Yes | Yes | No | Not Applicable | [5 empty] | 10332 | RES ELEC
RE120U6-1NHT | RE120U | Bradford White | 671632906468 | Active | [10 empty] | No | Not Applicable | Not Applicable | Residential Water Heating | Water Heating.Electric | 6 | 6 |  |  |  | 238-44422-00 |  |  |  | 238-39699-00 | [6 empty] | Electric | Electric Resistance | 480 | 1 |  | Indoor |  | Floor Mounted |  | No | Not Applicable | 150 | Not Applicable |  |  |  | 0.75 | No | [7 empty] | 4 kW |  |  |  | 19 |  | 18 | On/Off | Not Applicable | [6 empty] | 65 | 20.5 | 19 | 26.25 | 68 | 222 | 18 | 24.875 | [5 empty] | 3.125 | 18.5 | [5 empty] | 18.1875 | [5 empty] | 24.4375 |  |  | 1 | 600 | 600 | UL174 | Yes | Yes | Yes | No | Not Applicable | [5 empty] | 10332 | RES ELEC
RE120U6-1NHW | RE120U | Bradford White | 671632560790 | Active | [10 empty] | No | Not Applicable | Not Applicable | Residential Water Heating | Water Heating.Electric | 6 | 6 |  |  |  | 238-44422-00 |  |  |  | 238-39699-00 | [6 empty] | Electric | Electric Resistance | 480 | 1 |  | Indoor |  | Floor Mounted |  | No | Not Applicable | 150 | Not Applicable |  |  |  | 0.75 | No | [7 empty] | 4.5 kW |  |  |  | 19 |  | 21 | On/Off | Not Applicable | [6 empty] | 65 | 20.5 | 19 | 26.25 | 68 | 222 | 18 | 24.875 | [5 empty] | 3.125 | 18.5 | [5 empty] | 18.1875 | [5 empty] | 24.4375 |  |  | 1 | 600 | 600 | UL1453 | Yes | Yes | Yes | No | Not Applicable | [5 empty] | 10332 | RES ELEC
RE120U6-1NHX | RE120U | Bradford White | 671632843459 | Active | [10 empty] | No | Not Applicable | Not Applicable | Residential Water Heating | Water Heating.Electric | 6 | 6 |  |  |  | 238-44422-00 |  |  |  | 238-39699-00 | [6 empty] | Electric | Electric Resistance | 480 | 1 |  | Indoor |  | Floor Mounted |  | No | Not Applicable | 150 | Not Applicable |  |  |  | 0.75 | No | [7 empty] | 5 kW |  |  |  | 19 |  | 23 | On/Off | Not Applicable | [6 empty] | 65 | 20.5 | 19 | 26.25 | 68 | 222 | 18 | 24.875 | [5 empty] | 3.125 | 18.5 | [5 empty] | 18.1875 | [5 empty] | 24.4375 |  |  | 1 | 600 | 600 | UL174 | Yes | Yes | Yes | No | Not Applicable | [5 empty] | 10332 | RES ELEC
RE120U6-1NHZ | RE120U | Bradford White | 671632818228 | Active | [10 empty] | No | Not Applicable | Not Applicable | Residential Water Heating | Water Heating.Electric | 6 | 6 |  |  |  | 238-44422-00 |  |  |  | 238-39699-00 | [6 empty] | Electric | Electric Resistance | 480 | 1 |  | Indoor |  | Floor Mounted |  | No | Not Applicable | 150 | Not Applicable |  |  |  | 0.75 | No | [7 empty] | 6 kW |  |  |  | 19 |  | 28 | On/Off | Not Applicable | [6 empty] | 65 | 20.5 | 19 | 26.25 | 68 | 222 | 18 | 24.875 | [5 empty] | 3.125 | 18.5 | [5 empty] | 18.1875 | [5 empty] | 24.4375 |  |  | 1 | 600 | 600 | UL174 | Yes | Yes | Yes | No | Not Applicable | [5 empty] | 10332 | RES ELEC
RE120U6-1NLX | RE120U | Bradford White | 671632824984 | Active | [10 empty] | No | Not Applicable | Not Applicable | Residential Water Heating | Water Heating.Electric | 6 | 6 |  |  |  | 238-44422-00 |  |  |  | 238-39699-00 | [6 empty] | Electric | Electric Resistance | 208 | 1 |  | Indoor |  | Floor Mounted |  | No | Not Applicable | 150 | Not Applicable |  |  |  | 0.75 | No | [7 empty] | 5 kW |  |  |  | 19 |  | 23 | On/Off | Not Applicable | [6 empty] | 65 | 20.5 | 19 | 26.25 | 68 | 222 | 18 | 24.875 | [5 empty] | 3.125 | 18.5 | [5 empty] | 18.1875 | [5 empty] | 24.4375 |  |  | 1 | 600 | 600 | UL174 | Yes | Yes | Yes | No | Not Applicable | [5 empty] | 10332 | RES ELEC
RE120U6-1NLX-264 | RE120U | Bradford White | 671632144013 | Active | The ""-264"" indicates that this SKU comes with an Aluminum Anode Rod. | [9 empty] | No | Not Applicable | Not Applicable | Residential Water Heating | Water Heating.Electric | 6 | 6 |  |  |  | 238-44422-00 |  |  |  | 238-39699-00 | [6 empty] | Electric | Electric Resistance | 208 | 1 |  | Indoor |  | Floor Mounted |  | No | Not Applicable | 150 | Not Applicable |  |  |  | 0.75 | No | [7 empty] | 5 kW |  |  |  | 19 |  | 23 | On/Off | Not Applicable | [6 empty] | 65 | 20.5 | 19 | 26.25 | 68 | 222 | 18 | 24.875 | [5 empty] | 3.125 | 18.5 | [5 empty] | 18.1875 | [5 empty] | 24.4375 |  |  | 1 | 600 | 600 | UL174 | Yes | Yes | Yes | No | Not Applicable | [5 empty] | 10332 | RES ELEC
RE120U6-1NLY | RE120U | Bradford White | 671632557943 | Active | [10 empty] | No | Not Applicable | Not Applicable | Residential Water Heating | Water Heating.Electric | 6 | 6 |  |  |  | 238-44422-00 |  |  |  | 238-39699-00 | [6 empty] | Electric | Electric Resistance | 208 | 1 |  | Indoor |  | Floor Mounted |  | No | Not Applicable | 150 | Not Applicable |  |  |  | 0.75 | No | [7 empty] | 5.5 kW |  |  |  | 19 |  | 25 | On/Off | Not Applicable | [6 empty] | 65 | 20.5 | 19 | 26.25 | 68 | 222 | 18 | 24.875 | [5 empty] | 3.125 | 18.5 | [5 empty] | 18.1875 | [5 empty] | 24.4375 |  |  | 1 | 600 | 600 | UL1453 | Yes | Yes | Yes | No | Not Applicable | [5 empty] | 10332 | RES ELEC
RE120U6-1NLZ | RE120U | Bradford White | 671632827886 | Active | [10 empty] | No | Not Applicable | Not Applicable | Residential Water Heating | Water Heating.Electric | 6 | 6 |  |  |  | 238-44422-00 |  |  |  | 238-39699-00 | [6 empty] | Electric | Electric Resistance | 208 | 1 |  | Indoor |  | Floor Mounted |  | No | Not Applicable | 150 | Not Applicable |  |  |  | 0.75 | No | [7 empty] | 6 kW |  |  |  | 19 |  | 28 | On/Off | Not Applicable | [6 empty] | 65 | 20.5 | 19 | 26.25 | 68 | 222 | 18 | 24.875 | [5 empty] | 3.125 | 18.5 | [5 empty] | 18.1875 | [5 empty] | 24.4375 |  |  | 1 | 600 | 600 | UL174 | Yes | Yes | Yes | No | Not Applicable | [5 empty] | 10332 | RES ELEC
RE120U6-1NLZ-264 | RE120U | Bradford White | 671632560615 | Active | The ""-264"" indicates that this SKU comes with an Aluminum Anode Rod. | [9 empty] | No | Not Applicable | Not Applicable | Residential Water Heating | Water Heating.Electric | 6 | 6 |  |  |  | 238-44422-00 |  |  |  | 238-39699-00 | [6 empty] | Electric | Electric Resistance | 208 | 1 |  | Indoor |  | Floor Mounted |  | No | Not Applicable | 150 | Not Applicable |  |  |  | 0.75 | No | [7 empty] | 6 kW |  |  |  | 19 |  | 28 | On/Off | Not Applicable | [6 empty] | 65 | 20.5 | 19 | 26.25 | 68 | 222 | 18 | 24.875 | [5 empty] | 3.125 | 18.5 | [5 empty] | 18.1875 | [5 empty] | 24.4375 |  |  | 1 | 600 | 600 | UL1453 | Yes | Yes | Yes | No | Not Applicable | [5 empty] | 10332 | RES ELEC
RE120WV6-1NAL | RE120WV | Bradford White | 671632798728 | Phase Out | [10 empty] | No | Not Applicable |  | Residential Water Heating | Water Heating.Electric | 6 | 6 |  |  |  | 238-40080-00 |  |  |  | 238-39699-00 | [6 empty] | Electric | Electric Resistance | 120 | 1 |  | Indoor |  | Wall Hung |  | No | Not Applicable | 150 | Not Applicable |  |  |  | 0.75 | No | [7 empty] | 1.5 kW |  |  |  | 19 |  | 7 | On/Off | Not Applicable | [6 empty] | 67 | 20.5 | 19 | 28.375 | 70 | 224 | 18 | [8 empty] | 8 | [6 empty] | 19.25 |  | 18.25 | 20.9375 |  |  |  | 1 | 450 | 570 | UL174 | Yes | No | Yes | No | Not Applicable
RE12U6-1NAL | RE12U | Bradford White | 671632806515 | Active | [10 empty] | No | Not Applicable | Not Applicable | Residential Water Heating | Water Heating.Electric | 6 | 6 |  |  |  | 238-44933-00 |  |  |  | 238-39699-00 | [6 empty] | Electric | Electric Resistance | 120 | 1 |  | Indoor |  | Floor Mounted |  | No | Not Applicable | 150 | Not Applicable |  |  |  | 0.75 | No | [7 empty] | 1.5 kW |  |  |  | 2 |  | 7 | On/Off | Not Applicable | [6 empty] | 13 | 12.25 | 10.88 | 15.56 | 14 | 29 | 9.9375 | 12 |  |  |  |  | 12.625 | 12.625 | 12.625 | 2.625 | [13 empty] | 1 | 3213 | 3150 | UL174 | Not Applicable | Yes | Yes | No | Not Applicable | [5 empty] | 10332 | RES ELEC
RE12U6-1NAL-264 | RE12U | Bradford White | 671632806638 | Active | The ""-264"" indicates that this SKU comes with an Aluminum Anode Rod. | [9 empty] | No | Not Applicable | Not Applicable | Residential Water Heating | Water Heating.Electric | 6 | 6 |  |  |  | 238-44933-00 |  |  |  | 238-39699-00 | [6 empty] | Electric | Electric Resistance | 120 | 1 |  | Indoor |  | Floor Mounted |  | No | Not Applicable | 150 | Not Applicable |  |  |  | 0.75 | No | [7 empty] | 1.5 kW |  |  |  | 2 |  | 7 | On/Off | Not Applicable | [6 empty] | 13 | 12.25 | 10.88 | 15.56 | 14 | 29 | 9.9375 | 12 |  |  |  |  | 12.625 | 12.625 | 12.625 | 2.625 | [13 empty] | 1 | 3213 | 3150 | UL174 | Not Applicable | Yes | Yes | No | Not Applicable | [5 empty] | 10332 | RES ELEC
RE12U6-1NAL-458 | RE12U | Bradford White | 671632883806 | Active | The ""-458"" indicates that this SKU was designed and certified for Installation in Canada. | [9 empty] | No | Not Applicable | Not Applicable | Residential Water Heating | Water Heating.Electric | 6 | 6 |  |  |  | 238-44933-00 |  |  |  | 238-39699-00 | [6 empty] | Electric | Electric Resistance | 120 | 1 |  | Indoor |  | Floor Mounted |  | No | Not Applicable | 150 | Not Applicable |  |  |  | 0.75 | No | [7 empty] | 1.5 kW |  |  |  | 2 |  | 7 | On/Off | Not Applicable | [6 empty] | 13 | 12.25 | 10.88 | 15.56 | 14 | 29 | 9.9375 | 12 |  |  |  |  | 12.625 | 12.625 | 12.625 | 2.625 | [13 empty] | 1 | 3213 | 3150 | UL1453 | Not Applicable | No | Yes | No | Not Applicable | 238-49864-00 |  |  |  | 238-45684-00 | 10332 | RES ELEC
RE12U6-1NAL-506 | RE12U | Bradford White | 671632852987 | Active | The ""-506"" indicates that this SKU comes with an A420 Aluminum Anode Rod. | [9 empty] | No | Not Applicable | Not Applicable | Residential Water Heating | Water Heating.Electric | 6 | 6 |  |  |  | 238-44933-00 |  |  |  | 238-39699-00 | [6 empty] | Electric | Electric Resistance | 120 | 1 |  | Indoor |  | Floor Mounted |  | No | Not Applicable | 150 | Not Applicable |  |  |  | 0.75 | No | [7 empty] | 1.5 kW |  |  |  | 2 |  | 7 | On/Off | Not Applicable | [6 empty] | 13 | 12.25 | 10.88 | 15.56 | 14 | 29 | 9.9375 | 12 |  |  |  |  | 12.625 | 12.625 | 12.625 | 2.625 | [13 empty] | 1 | 3213 | 3150 | UL174 | Not Applicable | Yes | Yes | No | Not Applicable | [5 empty] | 10332 | RES ELEC
RE130L10-1NCPP-403-264 | RE130L | Bradford White | 671632561278 | Active | The ""-264"" indicates that this SKU comes with an Aluminum Anode Rod. | The ""-403"" indicates that this SKU comes with a Top T&P Location. | [8 empty] | No | Not Applicable | Not Applicable | Residential Water Heating | Water Heating.Electric | 10 | 6 |  |  |  | 238-44422-00 |  |  |  | 238-39699-00 |  | 238-51237-00 |  |  |  |  | Electric | Electric Resistance | 240 | 1 |  | Indoor |  | Floor Mounted |  | No | Not Applicable | 150 | Not Applicable |  |  |  | 0.75 | No | [7 empty] | 3 kW |  | 42 | 0.92 | 28 | 26 | 14 | On/Off | Not Applicable | [6 empty] | 86 | 21 | 21 | 45 | 89 | 300 | 20 | 30 |  |  |  |  | 31.125 | 31.125 | 31.125 | 8 |  |  |  |  | 23.5625 | [8 empty] | 1 | 232 | 232 | UL1453 | Yes | Yes | Yes | No | Not Applicable | [5 empty] | 10332 | RES ELEC | 10197152
RE130L10-1NCPP-403-506 | RE130L | Bradford White | 671632645350 | Active | The ""-403"" indicates that this SKU comes with a Top T&P Location. | The ""-506"" indicates that this SKU comes with an A420 Aluminum Anode Rod. | [8 empty] | No | Not Applicable | Not Applicable | Residential Water Heating | Water Heating.Electric | 10 | 6 |  |  |  | 238-44422-00 |  |  |  | 238-39699-00 |  | 238-51237-00 |  |  |  |  | Electric | Electric Resistance | 240 | 1 |  | Indoor |  | Floor Mounted |  | No | Not Applicable | 150 | Not Applicable |  |  |  | 0.75 | No | [7 empty] | 3 kW |  | 42 | 0.92 | 28 | 26 | 14 | On/Off | Not Applicable | [6 empty] | 86 | 21 | 21 | 45 | 89 | 300 | 20 | 30 |  |  |  |  | 31.125 | 31.125 | 31.125 | 8 |  |  |  |  | 23.5625 | [8 empty] | 1 | 232 | 232 | UL1453 | Yes | Yes | Yes | No | Not Applicable | [5 empty] | 10332 | RES ELEC | 10197152
RE130L10-1NCWW | RE130L | Bradford White | 671632560776 | Active | [10 empty] | No | Not Applicable | Not Applicable | Residential Water Heating | Water Heating.Electric | 10 | 6 |  |  |  | 238-44422-00 |  |  |  | 238-39699-00 |  | 238-51237-00 |  |  |  |  | Electric | Electric Resistance | 240/208 | 1 |  | Indoor |  | Floor Mounted |  | No | Not Applicable | 150 | Not Applicable |  |  |  | 0.75 | No | [7 empty] | 4.5/3.5 kW |  | 42 | 0.92 | 28 | 26 | 21/16 | On/Off | Not Applicable | [6 empty] | 86 | 21 | 21 | 45 | 89 | 300 | 20 | 30 |  |  |  |  | 31.125 | 31.125 | 31.125 | 8 |  |  |  |  | 23.5625 | [8 empty] | 1 | 232 | 232 | UL1453 | Yes | Yes | Yes | No | Not Applicable | [5 empty] | 10332 | RES ELEC | 10197152
RE130L10-1NHWW | RE130L | Bradford White | 671632621163 | Active | [10 empty] | No | Not Applicable | Not Applicable | Residential Water Heating | Water Heating.Electric | 10 | 6 |  |  |  | 238-44422-00 |  |  |  | 238-39699-00 |  | 238-51237-00 |  |  |  |  | Electric | Electric Resistance | 480 | 1 |  | Indoor |  | Floor Mounted |  | No | Not Applicable | 150 | Not Applicable |  |  |  | 0.75 | No | [7 empty] | 4.5 kW |  | 42 | 0.92 | 28 | 26 | 21 | On/Off | Not Applicable | [6 empty] | 86 | 21 | 21 | 45 | 89 | 300 | 20 | 30 |  |  |  |  | 31.125 | 31.125 | 31.125 | 8 |  |  |  |  | 23.5625 | [8 empty] | 1 | 232 | 232 | UL1453 | Yes | Yes | Yes | No | Not Applicable | [5 empty] | 10332 | RES ELEC | 10197152
RE130L6-1NAJJ | RE130L | Bradford White | 671632907236 | Active | [10 empty] | No | Not Applicable | Not Applicable | Residential Water Heating | Water Heating.Electric | 6 | 6 |  |  |  | 238-44422-00 |  |  |  | 238-39699-00 |  | 238-51237-00 |  |  |  |  | Electric | Electric Resistance | 120 | 1 |  | Indoor |  | Floor Mounted |  | No | Not Applicable | 150 | Not Applicable |  |  |  | 0.75 | No | [7 empty] | 1 kW |  | 42 | 0.92 | 28 | 26 | 5 | On/Off | Not Applicable | [6 empty] | 86 | 21 | 21 | 45 | 89 | 300 | 20 | 30 |  |  |  |  | 31.125 | 31.125 | 31.125 | 8 |  |  |  |  | 23.5625 | [8 empty] | 1 | 232 | 232 | UL174 | Yes | Yes | Yes | No | Not Applicable | [5 empty] | 10332 | RES ELEC | 10197152
RE130L6-1NALL | RE130L | Bradford White | 671632887552 | Active | [10 empty] | No | Not Applicable | Not Applicable | Residential Water Heating | Water Heating.Electric | 6 | 6 |  |  |  | 238-44422-00 |  |  |  | 238-39699-00 |  | 238-51237-00 |  |  |  |  | Electric | Electric Resistance | 120 | 1 |  | Indoor |  | Floor Mounted |  | No | Not Applicable | 150 | Not Applicable |  |  |  | 0.75 | No | [7 empty] | 1.5 kW |  | 42 | 0.92 | 28 | 26 | 7 | On/Off | Not Applicable | [6 empty] | 86 | 21 | 21 | 45 | 89 | 300 | 20 | 30 |  |  |  |  | 31.125 | 31.125 | 31.125 | 8 |  |  |  |  | 23.5625 | [8 empty] | 1 | 232 | 232 | UL174 | Yes | Yes | Yes | No | Not Applicable | [5 empty] | 10332 | RES ELEC | 10197152
RE130L6-1NAMM | RE130L | Bradford White | 671632129447 | Active | [10 empty] | No | Not Applicable | Not Applicable | Residential Water Heating | Water Heating.Electric | 6 | 6 |  |  |  | 238-44422-00 |  |  |  | 238-39699-00 |  | 238-51237-00 |  |  |  |  | Electric | Electric Resistance | 120 | 1 |  | Indoor |  | Floor Mounted |  | No | Not Applicable | 150 | Not Applicable |  |  |  | 0.75 | No | [7 empty] | 2 kW |  | 42 | 0.92 | 28 | 26 | 9 | On/Off | Not Applicable | [6 empty] | 86 | 21 | 21 | 45 | 89 | 300 | 20 | 30 |  |  |  |  | 31.125 | 31.125 | 31.125 | 8 |  |  |  |  | 23.5625 | [8 empty] | 1 | 232 | 232 | UL174 | Yes | Yes | Yes | No | Not Applicable | [5 empty] | 10332 | RES ELEC | 10197152
RE130L6-1NAMM-403-264 | RE130L | Bradford White | 671632558681 | Active | The ""-264"" indicates that this SKU comes with an Aluminum Anode Rod. | The ""-403"" indicates that this SKU comes with a Top T&P Location. | [8 empty] | No | Not Applicable | Not Applicable | Residential Water Heating | Water Heating.Electric | 6 | 6 |  |  |  | 238-44422-00 |  |  |  | 238-39699-00 |  | 238-51237-00 |  |  |  |  | Electric | Electric Resistance | 120 | 1 |  | Indoor |  | Floor Mounted |  | No | Not Applicable | 150 | Not Applicable |  |  |  | 0.75 | No | [7 empty] | 2 kW |  | 42 | 0.92 | 28 | 26 | 9 | On/Off | Not Applicable | [6 empty] | 86 | 21 | 21 | 45 | 89 | 300 | 20 | 30 |  |  |  |  | 31.125 | 31.125 | 31.125 | 8 |  |  |  |  | 23.5625 | [8 empty] | 1 | 232 | 232 | UL1453 | Yes | Yes | Yes | No | Not Applicable | [5 empty] | 10332 | RES ELEC | 10197152
RE130L6-1NAPP | RE130L | Bradford White | 671632903481 | Active | [10 empty] | No | Not Applicable | Not Applicable | Residential Water Heating | Water Heating.Electric | 6 | 6 |  |  |  | 238-44422-00 |  |  |  | 238-39699-00 |  | 238-51237-00 |  |  |  |  | Electric | Electric Resistance | 120 | 1 |  | Indoor |  | Floor Mounted |  | No | Not Applicable | 150 | Not Applicable |  |  |  | 0.75 | No | [7 empty] | 3 kW |  | 42 | 0.92 | 28 | 26 | 14 | On/Off | Not Applicable | [6 empty] | 86 | 21 | 21 | 45 | 89 | 300 | 20 | 30 |  |  |  |  | 31.125 | 31.125 | 31.125 | 8 |  |  |  |  | 23.5625 | [8 empty] | 1 | 232 | 232 | UL174 | Yes | Yes | Yes | No | Not Applicable | [5 empty] | 10332 | RES ELEC | 10197152
RE130L6-1NCLL-315 | RE130L | Bradford White | 671632873982 | Active | The ""-315"" indicates that this SKU comes with a Low Watt Density Heating Element, lower location only. | [9 empty] | No | Not Applicable | Not Applicable | Residential Water Heating | Water Heating.Electric | 6 | 6 |  |  |  | 238-44422-00 |  |  |  | 238-39699-00 |  | 238-51237-00 |  |  |  |  | Electric | Electric Resistance | 240/208 | 1 |  | Indoor |  | Floor Mounted |  | No | Not Applicable | 150 | Not Applicable |  |  |  | 0.75 | No | [7 empty] | 1.5/1 kW |  | 42 | 0.92 | 28 | 26 | 7/5 | On/Off | Not Applicable | [6 empty] | 86 | 21 | 21 | 45 | 89 | 300 | 20 | 30 |  |  |  |  | 31.125 | 31.125 | 31.125 | 8 |  |  |  |  | 23.5625 | [8 empty] | 1 | 232 | 232 | UL174 | Yes | Yes | Yes | No | Not Applicable | [5 empty] | 10332 | RES ELEC | 10197152
RE130L6-1NCMM | RE130L | Bradford White | 671632331420 | Active | [10 empty] | No | Not Applicable | Not Applicable | Residential Water Heating | Water Heating.Electric | 6 | 6 |  |  |  | 238-44422-00 |  |  |  | 238-39699-00 |  | 238-51237-00 |  |  |  |  | Electric | Electric Resistance | 240/208 | 1 |  | Indoor |  | Floor Mounted |  | No | Not Applicable | 150 | Not Applicable |  |  |  | 0.75 | No | [7 empty] | 2/1.5 kW |  | 42 | 0.92 | 28 | 26 | 9/7 | On/Off | Not Applicable | [6 empty] | 86 | 21 | 21 | 45 | 89 | 300 | 20 | 30 |  |  |  |  | 31.125 | 31.125 | 31.125 | 8 |  |  |  |  | 23.5625 | [8 empty] | 1 | 232 | 232 | UL174 | Yes | Yes | Yes | No | Not Applicable | [5 empty] | 10332 | RES ELEC | 10197152
RE130L6-1NCMM-403 | RE130L | Bradford White | 671632128570 | Active | The ""-403"" indicates that this SKU comes with a Top T&P Location. | [9 empty] | No | Not Applicable | Not Applicable | Residential Water Heating | Water Heating.Electric | 6 | 6 |  |  |  | 238-44422-00 |  |  |  | 238-39699-00 |  | 238-51237-00 |  |  |  |  | Electric | Electric Resistance | 240/208 | 1 |  | Indoor |  | Floor Mounted |  | No | Not Applicable | 150 | Not Applicable |  |  |  | 0.75 | No | [7 empty] | 2/1.5 kW |  | 42 | 0.92 | 28 | 26 | 9/7 | On/Off | Not Applicable | [6 empty] | 86 | 21 | 21 | 45 | 89 | 300 | 20 | 30 |  |  |  |  | 31.125 | 31.125 | 31.125 | 8 |  |  |  |  | 23.5625 | [8 empty] | 1 | 232 | 232 | UL174 | Yes | Yes | Yes | No | Not Applicable | [5 empty] | 10332 | RES ELEC | 10197152
RE130L6-1NCMM-403-264 | RE130L | Bradford White | 671632568222 | Active | The ""-264"" indicates that this SKU comes with an Aluminum Anode Rod. | The ""-403"" indicates that this SKU comes with a Top T&P Location. | [8 empty] | No | Not Applicable | Not Applicable | Residential Water Heating | Water Heating.Electric | 6 | 6 |  |  |  | 238-44422-00 |  |  |  | 238-39699-00 |  | 238-51237-00 |  |  |  |  | Electric | Electric Resistance | 240/208 | 1 |  | Indoor |  | Floor Mounted |  | No | Not Applicable | 150 | Not Applicable |  |  |  | 0.75 | No | [7 empty] | 2/1.5 kW |  | 42 | 0.92 | 28 | 26 | 9/7 | On/Off | Not Applicable | [6 empty] | 86 | 21 | 21 | 45 | 89 | 300 | 20 | 30 |  |  |  |  | 31.125 | 31.125 | 31.125 | 8 |  |  |  |  | 23.5625 | [8 empty] | 1 | 232 | 232 | UL1453 | Yes | Yes | Yes | No | Not Applicable | [5 empty] | 10332 | RES ELEC | 10197152
RE130L6-1NCNN | RE130L | Bradford White | 671632632343 | Active | [10 empty] | No | Not Applicable | Not Applicable | Residential Water Heating | Water Heating.Electric | 6 | 6 |  |  |  | 238-44422-00 |  |  |  | 238-39699-00 |  | 238-51237-00 |  |  |  |  | Electric | Electric Resistance | 240/208 | 1 |  | Indoor |  | Floor Mounted |  | No | Not Applicable | 150 | Not Applicable |  |  |  | 0.75 | No | [7 empty] | 2.5/2 kW |  | 42 | 0.92 | 28 | 26 | 11/9 | On/Off | Not Applicable | [6 empty] | 86 | 21 | 21 | 45 | 89 | 300 | 20 | 30 |  |  |  |  | 31.125 | 31.125 | 31.125 | 8 |  |  |  |  | 23.5625 | [8 empty] | 1 | 232 | 232 | UL1453 | Yes | Yes | Yes | No | Not Applicable | [5 empty] | 10332 | RES ELEC | 10197152
RE130L6-1NCNN-264 | RE130L | Bradford White | 671632552436 | Active | The ""-264"" indicates that this SKU comes with an Aluminum Anode Rod. | [9 empty] | No | Not Applicable | Not Applicable | Residential Water Heating | Water Heating.Electric | 6 | 6 |  |  |  | 238-44422-00 |  |  |  | 238-39699-00 |  | 238-51237-00 |  |  |  |  | Electric | Electric Resistance | 240/208 | 1 |  | Indoor |  | Floor Mounted |  | No | Not Applicable | 150 | Not Applicable |  |  |  | 0.75 | No | [7 empty] | 2.5/2 kW |  | 42 | 0.92 | 28 | 26 | 11/9 | On/Off | Not Applicable | [6 empty] | 86 | 21 | 21 | 45 | 89 | 300 | 20 | 30 |  |  |  |  | 31.125 | 31.125 | 31.125 | 8 |  |  |  |  | 23.5625 | [8 empty] | 1 | 232 | 232 | UL174 | Yes | Yes | Yes | No | Not Applicable | [5 empty] | 10332 | RES ELEC | 10197152
RE130L6-1NCRR | RE130L | Bradford White | 671632336395 | Active | [10 empty] | No | Not Applicable | Not Applicable | Residential Water Heating | Water Heating.Electric | 6 | 6 |  |  |  | 238-44422-00 |  |  |  | 238-39699-00 |  | 238-51237-00 |  |  |  |  | Electric | Electric Resistance | 240/208 | 1 |  | Indoor |  | Floor Mounted |  | No | Not Applicable | 150 | Not Applicable |  |  |  | 0.75 | No | [7 empty] | 3.5/2.5 kW |  | 42 | 0.92 | 28 | 26 | 16/11 | On/Off | Not Applicable | [6 empty] | 86 | 21 | 21 | 45 | 89 | 300 | 20 | 30 |  |  |  |  | 31.125 | 31.125 | 31.125 | 8 |  |  |  |  | 23.5625 | [8 empty] | 1 | 232 | 232 | UL174 | Yes | Yes | Yes | No | Not Applicable | [5 empty] | 10332 | RES ELEC | 10197152
RE130L6-1NCRR-403 | RE130L | Bradford White | 671632876549 | Active | The ""-403"" indicates that this SKU comes with a Top T&P Location. | [9 empty] | No | Not Applicable | Not Applicable | Residential Water Heating | Water Heating.Electric | 6 | 6 |  |  |  | 238-44422-00 |  |  |  | 238-39699-00 |  | 238-51237-00 |  |  |  |  | Electric | Electric Resistance | 240/208 | 1 |  | Indoor |  | Floor Mounted |  | No | Not Applicable | 150 | Not Applicable |  |  |  | 0.75 | No | [7 empty] | 3.5/2.5 kW |  | 42 | 0.92 | 28 | 26 | 16/11 | On/Off | Not Applicable | [6 empty] | 86 | 21 | 21 | 45 | 89 | 300 | 20 | 30 |  |  |  |  | 31.125 | 31.125 | 31.125 | 8 |  |  |  |  | 23.5625 | [8 empty] | 1 | 232 | 232 | UL174 | Yes | Yes | Yes | No | Not Applicable | [5 empty] | 10332 | RES ELEC | 10197152
RE130L6-1NCRR-403-264 | RE130L | Bradford White | 671632877508 | Active | The ""-264"" indicates that this SKU comes with an Aluminum Anode Rod. | The ""-403"" indicates that this SKU comes with a Top T&P Location. | [8 empty] | No | Not Applicable | Not Applicable | Residential Water Heating | Water Heating.Electric | 6 | 6 |  |  |  | 238-44422-00 |  |  |  | 238-39699-00 |  | 238-51237-00 |  |  |  |  | Electric | Electric Resistance | 240/208 | 1 |  | Indoor |  | Floor Mounted |  | No | Not Applicable | 150 | Not Applicable |  |  |  | 0.75 | No | [7 empty] | 3.5/2.5 kW |  | 42 | 0.92 | 28 | 26 | 16/11 | On/Off | Not Applicable | [6 empty] | 86 | 21 | 21 | 45 | 89 | 300 | 20 | 30 |  |  |  |  | 31.125 | 31.125 | 31.125 | 8 |  |  |  |  | 23.5625 | [8 empty] | 1 | 232 | 232 | UL174 | Yes | Yes | Yes | No | Not Applicable | [5 empty] | 10332 | RES ELEC | 10197152
RE130L6-1NCTT | RE130L | Bradford White | 671632889853 | Active | [10 empty] | No | Not Applicable | Not Applicable | Residential Water Heating | Water Heating.Electric | 6 | 6 |  |  |  | 238-44422-00 |  |  |  | 238-39699-00 |  | 238-51237-00 |  |  |  |  | Electric | Electric Resistance | 240/208 | 1 |  | Indoor |  | Floor Mounted |  | No | Not Applicable | 150 | Not Applicable |  |  |  | 0.75 | No | [7 empty] | 4/3 kW |  | 42 | 0.92 | 28 | 26 | 18/14 | On/Off | Not Applicable | [6 empty] | 86 | 21 | 21 | 45 | 89 | 300 | 20 | 30 |  |  |  |  | 31.125 | 31.125 | 31.125 | 8 |  |  |  |  | 23.5625 | [8 empty] | 1 | 232 | 232 | UL174 | Yes | Yes | Yes | No | Not Applicable | [5 empty] | 10332 | RES ELEC | 10197152
RE130L6-1NCTT-264 | RE130L | Bradford White | 671632324361 | Active | The ""-264"" indicates that this SKU comes with an Aluminum Anode Rod. | [9 empty] | No | Not Applicable | Not Applicable | Residential Water Heating | Water Heating.Electric | 6 | 6 |  |  |  | 238-44422-00 |  |  |  | 238-39699-00 |  | 238-51237-00 |  |  |  |  | Electric | Electric Resistance | 240/208 | 1 |  | Indoor |  | Floor Mounted |  | No | Not Applicable | 150 | Not Applicable |  |  |  | 0.75 | No | [7 empty] | 4/3 kW |  | 42 | 0.92 | 28 | 26 | 18/14 | On/Off | Not Applicable | [6 empty] | 66 | 21 | 21 | 45 | 69 | 280 | 20 | 30 |  |  |  |  | 31.125 | 31.125 | 31.125 | 8 |  |  |  |  | 23.5625 | [8 empty] | 1 | 232 | 232 | UL174 | Yes | Yes | Yes | No | Not Applicable | [5 empty] | 10332 | RES ELEC | 10197152
RE130L6-1NCWW | RE130L | Bradford White | 671632869244 | Active | [10 empty] | No | Not Applicable | Not Applicable | Residential Water Heating | Water Heating.Electric | 6 | 6 |  |  |  | 238-44422-00 |  |  |  | 238-39699-00 |  | 238-51237-00 |  |  |  |  | Electric | Electric Resistance | 240/208 | 1 |  | Indoor |  | Floor Mounted |  | No | Not Applicable | 150 | Not Applicable |  |  |  | 0.75 | No | [7 empty] | 4.5/3.5 kW |  | 42 | 0.92 | 28 | 26 | 21/16 | On/Off | Not Applicable | [6 empty] | 86 | 21 | 21 | 45 | 89 | 300 | 20 | 30 |  |  |  |  | 31.125 | 31.125 | 31.125 | 8 |  |  |  |  | 23.5625 | [8 empty] | 1 | 232 | 232 | UL174 | Yes | Yes | Yes | No | Not Applicable | [5 empty] | 10332 | RES ELEC | 10197152
RE130L6-1NCWW-264 | RE130L | Bradford White | 671632873906 | Active | The ""-264"" indicates that this SKU comes with an Aluminum Anode Rod. | [9 empty] | No | Not Applicable | Not Applicable | Residential Water Heating | Water Heating.Electric | 6 | 6 |  |  |  | 238-44422-00 |  |  |  | 238-39699-00 |  | 238-51237-00 |  |  |  |  | Electric | Electric Resistance | 240/208 | 1 |  | Indoor |  | Floor Mounted |  | No | Not Applicable | 150 | Not Applicable |  |  |  | 0.75 | No | [7 empty] | 4.5/3.5 kW |  | 42 | 0.92 | 28 | 26 | 21/16 | On/Off | Not Applicable | [6 empty] | 86 | 21 | 21 | 45 | 89 | 300 | 20 | 30 |  |  |  |  | 31.125 | 31.125 | 31.125 | 8 |  |  |  |  | 23.5625 | [8 empty] | 1 | 232 | 232 | UL174 | Yes | Yes | Yes | No | Not Applicable | [5 empty] | 10332 | RES ELEC | 10197152
RE130L6-1NCWW-284 | RE130L | Bradford White | 671632873913 | Active | The ""-284"" indicates that this SKU comes with an Incoloy Element. | [9 empty] | No | Not Applicable | Not Applicable | Residential Water Heating | Water Heating.Electric | 6 | 6 |  |  |  | 238-44422-00 |  |  |  | 238-39699-00 |  | 238-51237-00 |  |  |  |  | Electric | Electric Resistance | 240/208 | 1 |  | Indoor |  | Floor Mounted |  | No | Not Applicable | 150 | Not Applicable |  |  |  | 0.75 | No | [7 empty] | 4.5/3.5 kW |  | 42 | 0.92 | 28 | 26 | 21/16 | On/Off | Not Applicable | [6 empty] | 86 | 21 | 21 | 45 | 89 | 300 | 20 | 30 |  |  |  |  | 31.125 | 31.125 | 31.125 | 8 |  |  |  |  | 23.5625 | [8 empty] | 1 | 232 | 232 | UL174 | Yes | Yes | Yes | No | Not Applicable | [5 empty] | 10332 | RES ELEC | 10197152
RE130L6-1NCWW-403 | RE130L | Bradford White | 671632873937 | Active | The ""-403"" indicates that this SKU comes with a Top T&P Location. | [9 empty] | No | Not Applicable | Not Applicable | Residential Water Heating | Water Heating.Electric | 6 | 6 |  |  |  | 238-44422-00 |  |  |  | 238-39699-00 |  | 238-51237-00 |  |  |  |  | Electric | Electric Resistance | 240/208 | 1 |  | Indoor |  | Floor Mounted |  | No | Not Applicable | 150 | Not Applicable |  |  |  | 0.75 | No | [7 empty] | 4.5/3.5 kW |  | 42 | 0.92 | 28 | 26 | 21/16 | On/Off | Not Applicable | [6 empty] | 86 | 21 | 21 | 45 | 89 | 300 | 20 | 30 |  |  |  |  | 31.125 | 31.125 | 31.125 | 8 |  |  |  |  | 23.5625 | [8 empty] | 1 | 232 | 232 | UL174 | Yes | Yes | Yes | No | Not Applicable | [5 empty] | 10332 | RES ELEC | 10197152
RE130L6-1NCWW-403-264 | RE130L | Bradford White | 671632876105 | Active | The ""-264"" indicates that this SKU comes with an Aluminum Anode Rod. | The ""-403"" indicates that this SKU comes with a Top T&P Location. | [8 empty] | No | Not Applicable | Not Applicable | Residential Water Heating | Water Heating.Electric | 6 | 6 |  |  |  | 238-44422-00 |  |  |  | 238-39699-00 |  | 238-51237-00 |  |  |  |  | Electric | Electric Resistance | 240/208 | 1 |  | Indoor |  | Floor Mounted |  | No | Not Applicable | 150 | Not Applicable |  |  |  | 0.75 | No | [7 empty] | 4.5/3.5 kW |  | 42 | 0.92 | 28 | 26 | 21/16 | On/Off | Not Applicable | [6 empty] | 86 | 21 | 21 | 45 | 89 | 300 | 20 | 30 |  |  |  |  | 31.125 | 31.125 | 31.125 | 8 |  |  |  |  | 23.5625 | [8 empty] | 1 | 232 | 232 | UL174 | Yes | Yes | Yes | No | Not Applicable | [5 empty] | 10332 | RES ELEC | 10197152
RE130L6-1NCWW-403-506-284 | RE130L | Bradford White | 671632323005 | Active | The ""-284"" indicates that this SKU comes with an Incoloy Element. | The ""-403"" indicates that this SKU comes with a Top T&P Location. | The ""-506"" indicates that this SKU comes with an A420 Aluminum Anode Rod. | [7 empty] | No | Not Applicable | Not Applicable | Residential Water Heating | Water Heating.Electric | 6 | 6 |  |  |  | 238-44422-00 |  |  |  | 238-39699-00 |  | 238-51237-00 |  |  |  |  | Electric | Electric Resistance | 240/208 | 1 |  | Indoor |  | Floor Mounted |  | No | Not Applicable | 150 | Not Applicable |  |  |  | 0.75 | No | [7 empty] | 4.5/3.5 kW |  | 42 | 0.92 | 28 | 26 | 21/16 | On/Off | Not Applicable | [6 empty] | 86 | 21 | 21 | 45 | 89 | 300 | 20 | 30 |  |  |  |  | 31.125 | 31.125 | 31.125 | 8 |  |  |  |  | 23.5625 | [8 empty] | 1 | 232 | 232 | UL174 | Yes | Yes | Yes | No | Not Applicable | [5 empty] | 10332 | RES ELEC | 10197152
RE130L6-1NCWW-506 | RE130L | Bradford White | 671632873944 | Active | The ""-506"" indicates that this SKU comes with an A420 Aluminum Anode Rod. | [9 empty] | No | Not Applicable | Not Applicable | Residential Water Heating | Water Heating.Electric | 6 | 6 |  |  |  | 238-44422-00 |  |  |  | 238-39699-00 |  | 238-51237-00 |  |  |  |  | Electric | Electric Resistance | 240/208 | 1 |  | Indoor |  | Floor Mounted |  | No | Not Applicable | 150 | Not Applicable |  |  |  | 0.75 | No | [7 empty] | 4.5/3.5 kW |  | 42 | 0.92 | 28 | 26 | 21/16 | On/Off | Not Applicable | [6 empty] | 86 | 21 | 21 | 45 | 89 | 300 | 20 | 30 |  |  |  |  | 31.125 | 31.125 | 31.125 | 8 |  |  |  |  | 23.5625 | [8 empty] | 1 | 232 | 232 | UL174 | Yes | Yes | Yes | No | Not Applicable | [5 empty] | 10332 | RES ELEC | 10197152
RE130L6-1NCXX | RE130L | Bradford White | 671632905676 | Active | [10 empty] | No | Not Applicable | Not Applicable | Residential Water Heating | Water Heating.Electric | 6 | 6 |  |  |  | 238-44422-00 |  |  |  | 238-39699-00 |  | 238-51237-00 |  |  |  |  | Electric | Electric Resistance | 240 | 1 |  | Indoor |  | Floor Mounted |  | No | Not Applicable | 150 | Not Applicable |  |  |  | 0.75 | No | [7 empty] | 5 kW |  | 42 | 0.92 | 28 | 26 | 23 | On/Off | Not Applicable | [6 empty] | 86 | 21 | 21 | 45 | 89 | 300 | 20 | 30 |  |  |  |  | 31.125 | 31.125 | 31.125 | 8 |  |  |  |  | 23.5625 | [8 empty] | 1 | 232 | 232 | UL174 | Yes | Yes | Yes | No | Not Applicable | [5 empty] | 10332 | RES ELEC | 10197152
RE130L6-1NCYY | RE130L | Bradford White | 671632322763 | Active | [10 empty] | No | Not Applicable | Not Applicable | Residential Water Heating | Water Heating.Electric | 6 | 6 |  |  |  | 238-44422-00 |  |  |  | 238-39699-00 |  | 238-51237-00 |  |  |  |  | Electric | Electric Resistance | 240/208 | 1 |  | Indoor |  | Floor Mounted |  | No | Not Applicable | 150 | Not Applicable |  |  |  | 0.75 | No | [7 empty] | 5.5/4 kW |  | 42 | 0.92 | 28 | 26 | 25/18 | On/Off | Not Applicable | [6 empty] | 86 | 21 | 21 | 45 | 89 | 300 | 20 | 30 |  |  |  |  | 31.125 | 31.125 | 31.125 | 8 |  |  |  |  | 23.5625 | [8 empty] | 1 | 232 | 232 | UL174 | Yes | Yes | Yes | No | Not Applicable | [5 empty] | 10332 | RES ELEC | 10197152
RE130L6-1NCZZ | RE130L | Bradford White | 671632553426 | Active | [10 empty] | No | Not Applicable | Not Applicable | Residential Water Heating | Water Heating.Electric | 6 | 6 |  |  |  | 238-44422-00 |  |  |  | 238-39699-00 |  | 238-51237-00 |  |  |  |  | Electric | Electric Resistance | 240/208 | 1 |  | Indoor |  | Floor Mounted |  | No | Not Applicable | 150 | Not Applicable |  |  |  | 0.75 | No | [7 empty] | 6/4.5 kW |  | 42 | 0.92 | 28 | 26 | 28/21 | On/Off | Not Applicable | [6 empty] | 86 | 21 | 21 | 45 | 89 | 300 | 20 | 30 |  |  |  |  | 31.125 | 31.125 | 31.125 | 8 |  |  |  |  | 23.5625 | [8 empty] | 1 | 232 | 232 | UL174 | Yes | Yes | Yes | No | Not Applicable | [5 empty] | 10332 | RES ELEC | 10197152
RE130L6-1NCZZ-403-264 | RE130L | Bradford White | 671632615872 | Active | The ""-264"" indicates that this SKU comes with an Aluminum Anode Rod. | The ""-403"" indicates that this SKU comes with a Top T&P Location. | [8 empty] | No | Not Applicable | Not Applicable | Residential Water Heating | Water Heating.Electric | 6 | 6 |  |  |  | 238-44422-00 |  |  |  | 238-39699-00 |  | 238-51237-00 |  |  |  |  | Electric | Electric Resistance | 240/208 | 1 |  | Indoor |  | Floor Mounted |  | No | Not Applicable | 150 | Not Applicable |  |  |  | 0.75 | No | [7 empty] | 6/4.5 kW |  | 42 | 0.92 | 28 | 26 | 28/21 | On/Off | Not Applicable | [6 empty] | 86 | 21 | 21 | 45 | 89 | 300 | 20 | 30 |  |  |  |  | 31.125 | 31.125 | 31.125 | 8 |  |  |  |  | 23.5625 | [8 empty] | 1 | 232 | 232 | UL1453 | Yes | Yes | Yes | No | Not Applicable | [5 empty] | 10332 | RES ELEC | 10197152
RE130L6-1NEPP | RE130L | Bradford White | 671632140763 | Active | [10 empty] | No | Not Applicable | Not Applicable | Residential Water Heating | Water Heating.Electric | 6 | 6 |  |  |  | 238-44422-00 |  |  |  | 238-39699-00 |  | 238-51237-00 |  |  |  |  | Electric | Electric Resistance | 277 | 1 |  | Indoor |  | Floor Mounted |  | No | Not Applicable | 150 | Not Applicable |  |  |  | 0.75 | No | [7 empty] | 3 kW |  | 42 | 0.92 | 28 | 26 | 14 | On/Off | Not Applicable | [6 empty] | 86 | 21 | 21 | 45 | 89 | 300 | 20 | 30 |  |  |  |  | 31.125 | 31.125 | 31.125 | 8 |  |  |  |  | 23.5625 | [8 empty] | 1 | 232 | 232 | UL174 | Yes | Yes | Yes | No | Not Applicable | [5 empty] | 10332 | RES ELEC | 10197152
RE130L6-1NEPP-403 | RE130L | Bradford White | 671632888757 | Active | The ""-403"" indicates that this SKU comes with a Top T&P Location. | [9 empty] | No | Not Applicable | Not Applicable | Residential Water Heating | Water Heating.Electric | 6 | 6 |  |  |  | 238-44422-00 |  |  |  | 238-39699-00 |  | 238-51237-00 |  |  |  |  | Electric | Electric Resistance | 277 | 1 |  | Indoor |  | Floor Mounted |  | No | Not Applicable | 150 | Not Applicable |  |  |  | 0.75 | No | [7 empty] | 3 kW |  | 42 | 0.92 | 28 | 26 | 14 | On/Off | Not Applicable | [6 empty] | 86 | 21 | 21 | 45 | 89 | 300 | 20 | 30 |  |  |  |  | 31.125 | 31.125 | 31.125 | 8 |  |  |  |  | 23.5625 | [8 empty] | 1 | 232 | 232 | UL174 | Yes | Yes | Yes | No | Not Applicable | [5 empty] | 10332 | RES ELEC | 10197152
RE130L6-1NEPP-403-264 | RE130L | Bradford White | 671632888764 | Active | The ""-264"" indicates that this SKU comes with an Aluminum Anode Rod. | The ""-403"" indicates that this SKU comes with a Top T&P Location. | [8 empty] | No | Not Applicable | Not Applicable | Residential Water Heating | Water Heating.Electric | 6 | 6 |  |  |  | 238-44422-00 |  |  |  | 238-39699-00 |  | 238-51237-00 |  |  |  |  | Electric | Electric Resistance | 277 | 1 |  | Indoor |  | Floor Mounted |  | No | Not Applicable | 150 | Not Applicable |  |  |  | 0.75 | No | [7 empty] | 3 kW |  | 42 | 0.92 | 28 | 26 | 14 | On/Off | Not Applicable | [6 empty] | 86 | 21 | 21 | 45 | 89 | 300 | 20 | 30 |  |  |  |  | 31.125 | 31.125 | 31.125 | 8 |  |  |  |  | 23.5625 | [8 empty] | 1 | 232 | 232 | UL174 | Yes | Yes | Yes | No | Not Applicable | [5 empty] | 10332 | RES ELEC | 10197152
RE130L6-1NETT | RE130L | Bradford White | 671632634040 | Active | [10 empty] | No | Not Applicable | Not Applicable | Residential Water Heating | Water Heating.Electric | 6 | 6 |  |  |  | 238-44422-00 |  |  |  | 238-39699-00 |  | 238-51237-00 |  |  |  |  | Electric | Electric Resistance | 277 | 1 |  | Indoor |  | Floor Mounted |  | No | Not Applicable | 150 | Not Applicable |  |  |  | 0.75 | No | [7 empty] | 4 kW |  | 42 | 0.92 | 28 | 26 | 18 | On/Off | Not Applicable | [6 empty] | 86 | 21 | 21 | 45 | 89 | 300 | 20 | 30 |  |  |  |  | 31.125 | 31.125 | 31.125 | 8 |  |  |  |  | 23.5625 | [8 empty] | 1 | 232 | 232 | UL1453 | Yes | Yes | Yes | No | Not Applicable | [5 empty] | 10332 | RES ELEC | 10197152
RE130L6-1NEWW | RE130L | Bradford White | 671632127740 | Active | [10 empty] | No | Not Applicable | Not Applicable | Residential Water Heating | Water Heating.Electric | 6 | 6 |  |  |  | 238-44422-00 |  |  |  | 238-39699-00 |  | 238-51237-00 |  |  |  |  | Electric | Electric Resistance | 277 | 1 |  | Indoor |  | Floor Mounted |  | No | Not Applicable | 150 | Not Applicable |  |  |  | 0.75 | No | [7 empty] | 4.5 kW |  | 42 | 0.92 | 28 | 26 | 21 | On/Off | Not Applicable | [6 empty] | 86 | 21 | 21 | 45 | 89 | 300 | 20 | 30 |  |  |  |  | 31.125 | 31.125 | 31.125 | 8 |  |  |  |  | 23.5625 | [8 empty] | 1 | 232 | 232 | UL174 | Yes | Yes | Yes | No | Not Applicable | [5 empty] | 10332 | RES ELEC | 10197152
RE130L6-1NHWW | RE130L | Bradford White | 671632325801 | Active | [10 empty] | No | Not Applicable | Not Applicable | Residential Water Heating | Water Heating.Electric | 6 | 6 |  |  |  | 238-44422-00 |  |  |  | 238-39699-00 |  | 238-51237-00 |  |  |  |  | Electric | Electric Resistance | 480 | 1 |  | Indoor |  | Floor Mounted |  | No | Not Applicable | 150 | Not Applicable |  |  |  | 0.75 | No | [7 empty] | 4.5 kW |  | 42 | 0.92 | 28 | 26 | 21 | On/Off | Not Applicable | [6 empty] | 86 | 21 | 21 | 45 | 89 | 300 | 20 | 30 |  |  |  |  | 31.125 | 31.125 | 31.125 | 8 |  |  |  |  | 23.5625 | [8 empty] | 1 | 232 | 232 | UL174 | Yes | Yes | Yes | No | Not Applicable | [5 empty] | 10332 | RES ELEC | 10197152
RE130L6-1NHZZ | RE130L | Bradford White | 671632329663 | Active | [10 empty] | No | Not Applicable | Not Applicable | Residential Water Heating | Water Heating.Electric | 6 | 6 |  |  |  | 238-44422-00 |  |  |  | 238-39699-00 |  | 238-51237-00 |  |  |  |  | Electric | Electric Resistance | 480 | 1 |  | Indoor |  | Floor Mounted |  | No | Not Applicable | 150 | Not Applicable |  |  |  | 0.75 | No | [7 empty] | 6 kW |  | 42 | 0.92 | 28 | 26 | 28 | On/Off | Not Applicable | [6 empty] | 86 | 21 | 21 | 45 | 89 | 300 | 20 | 30 |  |  |  |  | 31.125 | 31.125 | 31.125 | 8 |  |  |  |  | 23.5625 | [8 empty] | 1 | 232 | 232 | UL174 | Yes | Yes | Yes | No | Not Applicable | [5 empty] | 10332 | RES ELEC | 10197152
RE130L6-1NLWW | RE130L | Bradford White | 671632894338 | Active | [10 empty] | No | Not Applicable | Not Applicable | Residential Water Heating | Water Heating.Electric | 6 | 6 |  |  |  | 238-44422-00 |  |  |  | 238-39699-00 |  | 238-51237-00 |  |  |  |  | Electric | Electric Resistance | 208 | 1 |  | Indoor |  | Floor Mounted |  | No | Not Applicable | 150 | Not Applicable |  |  |  | 0.75 | No | [7 empty] | 4.5 kW |  | 42 | 0.92 | 28 | 26 | 21 | On/Off | Not Applicable | [6 empty] | 86 | 21 | 21 | 45 | 89 | 300 | 20 | 30 |  |  |  |  | 31.125 | 31.125 | 31.125 | 8 |  |  |  |  | 23.5625 | [8 empty] | 1 | 232 | 232 | UL174 | Yes | Yes | Yes | No | Not Applicable | [5 empty] | 10332 | RES ELEC | 10197152
RE130L6-1NLWW-264 | RE130L | Bradford White | 671632615766 | Active | The ""-264"" indicates that this SKU comes with an Aluminum Anode Rod. | [9 empty] | No | Not Applicable | Not Applicable | Residential Water Heating | Water Heating.Electric | 6 | 6 |  |  |  | 238-44422-00 |  |  |  | 238-39699-00 |  | 238-51237-00 |  |  |  |  | Electric | Electric Resistance | 208 | 1 |  | Indoor |  | Floor Mounted |  | No | Not Applicable | 150 | Not Applicable |  |  |  | 0.75 | No | [7 empty] | 4.5 kW |  | 42 | 0.92 | 28 | 26 | 21 | On/Off | Not Applicable | [6 empty] | 86 | 21 | 21 | 45 | 89 | 300 | 20 | 30 |  |  |  |  | 31.125 | 31.125 | 31.125 | 8 |  |  |  |  | 23.5625 | [8 empty] | 1 | 232 | 232 | UL1453 | Yes | Yes | Yes | No | Not Applicable | [5 empty] | 10332 | RES ELEC | 10197152
RE130L6-1NLXX | RE130L | Bradford White | 671632140787 | Active | [10 empty] | No | Not Applicable | Not Applicable | Residential Water Heating | Water Heating.Electric | 6 | 6 |  |  |  | 238-44422-00 |  |  |  | 238-39699-00 |  | 238-51237-00 |  |  |  |  | Electric | Electric Resistance | 208 | 1 |  | Indoor |  | Floor Mounted |  | No | Not Applicable | 150 | Not Applicable |  |  |  | 0.75 | No | [7 empty] | 5 kW |  | 42 | 0.92 | 28 | 26 | 23 | On/Off | Not Applicable | [6 empty] | 86 | 21 | 21 | 45 | 89 | 300 | 20 | 30 |  |  |  |  | 31.125 | 31.125 | 31.125 | 8 |  |  |  |  | 23.5625 | [8 empty] | 1 | 232 | 232 | UL174 | Yes | Yes | Yes | No | Not Applicable | [5 empty] | 10332 | RES ELEC | 10197152
RE130L6-1NLXX-264 | RE130L | Bradford White | 671632140800 | Active | The ""-264"" indicates that this SKU comes with an Aluminum Anode Rod. | [9 empty] | No | Not Applicable | Not Applicable | Residential Water Heating | Water Heating.Electric | 6 | 6 |  |  |  | 238-44422-00 |  |  |  | 238-39699-00 |  | 238-51237-00 |  |  |  |  | Electric | Electric Resistance | 208 | 1 |  | Indoor |  | Floor Mounted |  | No | Not Applicable | 150 | Not Applicable |  |  |  | 0.75 | No | [7 empty] | 5 kW |  | 42 | 0.92 | 28 | 26 | 23 | On/Off | Not Applicable | [6 empty] | 86 | 21 | 21 | 45 | 89 | 300 | 20 | 30 |  |  |  |  | 31.125 | 31.125 | 31.125 | 8 |  |  |  |  | 23.5625 | [8 empty] | 1 | 232 | 232 | UL174 | Yes | Yes | Yes | No | Not Applicable | [5 empty] | 10332 | RES ELEC | 10197152
RE130L6-1NLZZ | RE130L | Bradford White | 671632647019 | Active | [10 empty] | No | Not Applicable | Not Applicable | Residential Water Heating | Water Heating.Electric | 6 | 6 |  |  |  | 238-44422-00 |  |  |  | 238-39699-00 |  | 238-51237-00 |  |  |  |  | Electric | Electric Resistance | 208 | 1 |  | Indoor |  | Floor Mounted |  | No | Not Applicable | 150 | Not Applicable |  |  |  | 0.75 | No | [7 empty] | 6 kW |  | 42 | 0.92 | 28 | 26 | 28 | On/Off | Not Applicable | [6 empty] | 86 | 21 | 21 | 45 | 89 | 300 | 20 | 30 |  |  |  |  | 31.125 | 31.125 | 31.125 | 8 |  |  |  |  | 23.5625 | [8 empty] | 1 | 232 | 232 | UL1453 | Yes | Yes | Yes | No | Not Applicable | [5 empty] | 10332 | RES ELEC | 10197152
RE130L6-1SCLL | RE130L | Bradford White | 671632622016 | Active | [10 empty] | No | Not Applicable | Not Applicable | Residential Water Heating | Water Heating.Electric | 6 | 6 |  |  |  | 238-44422-00 |  |  |  | 238-39699-00 |  | 238-51237-00 |  |  |  |  | Electric | Electric Resistance | 240/208 | 1 |  | Indoor |  | Floor Mounted |  | No | Not Applicable | 150 | Not Applicable |  |  |  | 0.75 | No | [7 empty] | 3/2 kW |  | 42 | 0.92 | 28 | 26 | 14/9 | On/Off | Not Applicable | [6 empty] | 86 | 21 | 21 | 45 | 89 | 300 | 20 | 30 |  |  |  |  | 31.125 | 31.125 | 31.125 | 8 |  |  |  |  | 23.5625 | [8 empty] | 1 | 232 | 232 | UL1453 | Yes | Yes | Yes | No | Not Applicable | [5 empty] | 10332 | RES ELEC | 10197152
RE130L6-1SCNN | RE130L | Bradford White | 671632621965 | Active | [10 empty] | No | Not Applicable | Not Applicable | Residential Water Heating | Water Heating.Electric | 6 | 6 |  |  |  | 238-44422-00 |  |  |  | 238-39699-00 |  | 238-51237-00 |  |  |  |  | Electric | Electric Resistance | 240/208 | 1 |  | Indoor |  | Floor Mounted |  | No | Not Applicable | 150 | Not Applicable |  |  |  | 0.75 | No | [7 empty] | 5/4 kW |  | 42 | 0.92 | 28 | 26 | 23/18 | On/Off | Not Applicable | [6 empty] | 86 | 21 | 21 | 45 | 89 | 300 | 20 | 30 |  |  |  |  | 31.125 | 31.125 | 31.125 | 8 |  |  |  |  | 23.5625 | [8 empty] | 1 | 232 | 232 | UL1453 | Yes | Yes | Yes | No | Not Applicable | [5 empty] | 10332 | RES ELEC | 10197152
RE130L6-1SEPP-403-264 | RE130L | Bradford White | 671632889921 | Active | The ""-264"" indicates that this SKU comes with an Aluminum Anode Rod. | The ""-403"" indicates that this SKU comes with a Top T&P Location. | [8 empty] | No | Not Applicable | Not Applicable | Residential Water Heating | Water Heating.Electric | 6 | 6 |  |  |  | 238-44422-00 |  |  |  | 238-39699-00 |  | 238-51237-00 |  |  |  |  | Electric | Electric Resistance | 277 | 1 |  | Indoor |  | Floor Mounted |  | No | Not Applicable | 150 | Not Applicable |  |  |  | 0.75 | No | [7 empty] | 6 kW |  | 42 | 0.92 | 28 | 26 | 28 | On/Off | Not Applicable | [6 empty] | 86 | 21 | 21 | 45 | 89 | 300 | 20 | 30 |  |  |  |  | 31.125 | 31.125 | 31.125 | 8 |  |  |  |  | 23.5625 | [8 empty] | 1 | 232 | 232 | UL174 | Yes | Yes | Yes | No | Not Applicable | [5 empty] | 10332 | RES ELEC | 10197152
RE130L6-3NCNN | RE130L | Bradford White | 671632651535 | Active | [10 empty] | No | Not Applicable | Not Applicable | Residential Water Heating | Water Heating.Electric | 6 | 6 |  |  |  | 238-44422-00 |  |  |  | 238-39699-00 |  | 238-51237-00 |  |  |  |  | Electric | Electric Resistance | 240/208 | 3 |  | Indoor |  | Floor Mounted |  | No | Not Applicable | 150 | Not Applicable |  |  |  | 0.75 | No | [7 empty] | 2.5/2 kW |  | 42 | 0.92 | 28 | 26 | 11/9 | On/Off | Not Applicable | [6 empty] | 86 | 21 | 21 | 45 | 89 | 300 | 20 | 30 |  |  |  |  | 31.125 | 31.125 | 31.125 | 8 |  |  |  |  | 23.5625 | [8 empty] | 1 | 232 | 232 | UL1453 | Yes | Yes | Yes | No | Not Applicable | [5 empty] | 10332 | RES ELEC | 10197152
RE130L6-3NCWW | RE130L | Bradford White | 671632668908 | Active | [10 empty] | No | Not Applicable | Not Applicable | Residential Water Heating | Water Heating.Electric | 6 | 6 |  |  |  | 238-44422-00 |  |  |  | 238-39699-00 |  | 238-51237-00 |  |  |  |  | Electric | Electric Resistance | 240/208 | 3 |  | Indoor |  | Floor Mounted |  | No | Not Applicable | 150 | Not Applicable |  |  |  | 0.75 | No | [7 empty] | 4.5/3.5 kW |  | 42 | 0.92 | 28 | 26 | 21/16 | On/Off | Not Applicable | [6 empty] | 86 | 21 | 21 | 45 | 89 | 300 | 20 | 30 |  |  |  |  | 31.125 | 31.125 | 31.125 | 8 |  |  |  |  | 23.5625 | [8 empty] | 1 | 232 | 232 | UL1453 | Yes | Yes | Yes | No | Not Applicable | [5 empty] | 10332 | RES ELEC | 10197152
RE130L6-3NCZZ | RE130L | Bradford White | 671632900138 | Active | [10 empty] | No | Not Applicable | Not Applicable | Residential Water Heating | Water Heating.Electric | 6 | 6 |  |  |  | 238-44422-00 |  |  |  | 238-39699-00 |  | 238-51237-00 |  |  |  |  | Electric | Electric Resistance | 240/208 | 3 |  | Indoor |  | Floor Mounted |  | No | Not Applicable | 150 | Not Applicable |  |  |  | 0.75 | No | [7 empty] | 6/4.5 kW |  | 42 | 0.92 | 28 | 26 | 28/21 | On/Off | Not Applicable | [6 empty] | 86 | 21 | 21 | 45 | 89 | 300 | 20 | 30 |  |  |  |  | 31.125 | 31.125 | 31.125 | 8 |  |  |  |  | 23.5625 | [8 empty] | 1 | 232 | 232 | UL174 | Yes | Yes | Yes | No | Not Applicable | [5 empty] | 10332 | RES ELEC | 10197152
RE130L6-3NHTT | RE130L | Bradford White | 671632652945 | Active | [10 empty] | No | Not Applicable | Not Applicable | Residential Water Heating | Water Heating.Electric | 6 | 6 |  |  |  | 238-44422-00 |  |  |  | 238-39699-00 |  | 238-51237-00 |  |  |  |  | Electric | Electric Resistance | 480 | 3 |  | Indoor |  | Floor Mounted |  | No | Not Applicable | 150 | Not Applicable |  |  |  | 0.75 | No | [7 empty] | 4 kW |  | 42 | 0.92 | 28 | 26 | 18 | On/Off | Not Applicable | [6 empty] | 86 | 21 | 21 | 45 | 89 | 300 | 20 | 30 |  |  |  |  | 31.125 | 31.125 | 31.125 | 8 |  |  |  |  | 23.5625 | [8 empty] | 1 | 232 | 232 | UL1453 | Yes | Yes | Yes | No | Not Applicable | [5 empty] | 10332 | RES ELEC | 10197152
RE130L6-3NHXX | RE130L | Bradford White | 671632561537 | Active | [10 empty] | No | Not Applicable | Not Applicable | Residential Water Heating | Water Heating.Electric | 6 | 6 |  |  |  | 238-44422-00 |  |  |  | 238-39699-00 |  | 238-51237-00 |  |  |  |  | Electric | Electric Resistance | 480 | 3 |  | Indoor |  | Floor Mounted |  | No | Not Applicable | 150 | Not Applicable |  |  |  | 0.75 | No | [7 empty] | 5 kW |  | 42 | 0.92 | 28 | 26 | 23 | On/Off | Not Applicable | [6 empty] | 86 | 21 | 21 | 45 | 89 | 300 | 20 | 30 |  |  |  |  | 31.125 | 31.125 | 31.125 | 8 |  |  |  |  | 23.5625 | [8 empty] | 1 | 232 | 232 | UL1453 | Yes | Yes | Yes | No | Not Applicable | [5 empty] | 10332 | RES ELEC | 10197152
RE130L6-3NHZZ | RE130L | Bradford White | 671632325788 | Active | [10 empty] | No | Not Applicable | Not Applicable | Residential Water Heating | Water Heating.Electric | 6 | 6 |  |  |  | 238-44422-00 |  |  |  | 238-39699-00 |  | 238-51237-00 |  |  |  |  | Electric | Electric Resistance | 480 | 3 |  | Indoor |  | Floor Mounted |  | No | Not Applicable | 150 | Not Applicable |  |  |  | 0.75 | No | [7 empty] | 6 kW |  | 42 | 0.92 | 28 | 26 | 28 | On/Off | Not Applicable | [6 empty] | 86 | 21 | 21 | 45 | 89 | 300 | 20 | 30 |  |  |  |  | 31.125 | 31.125 | 31.125 | 8 |  |  |  |  | 23.5625 | [8 empty] | 1 | 232 | 232 | UL174 | Yes | Yes | Yes | No | Not Applicable | [5 empty] | 10332 | RES ELEC | 10197152
RE16U10-1NAL | RE16U | Bradford White | 671632824922 | Active | [10 empty] | No | Not Applicable | Not Applicable | Residential Water Heating | Water Heating.Electric | 10 | 6 |  |  |  | 238-44422-00 |  |  |  | 238-39699-00 | [6 empty] | Electric | Electric Resistance | 120 | 1 |  | Indoor |  | Floor Mounted |  | No | Not Applicable | 150 | Not Applicable |  |  |  | 0.75 | No | [7 empty] | 1.5 kW |  |  |  | 6 |  | 7 | On/Off | Not Applicable | [6 empty] | 35 | 17.5 | 16.125 | 17.875 | 36 | 84 | 14 | 16.4375 | [5 empty] | 3 | 10.25 | [5 empty] | 9.75 | [5 empty] | 16.1875 |  |  | 1 | 1296 | 1260 | UL174 | Not Applicable | Yes | Yes | No | Not Applicable | [5 empty] | 10332 | RES ELEC
RE16U6-1NAL | RE16U | Bradford White | 671632798735 | Active | [10 empty] | No | Not Applicable | Not Applicable | Residential Water Heating | Water Heating.Electric | 6 | 6 |  |  |  | 238-44422-00 |  |  |  | 238-39699-00 | [6 empty] | Electric | Electric Resistance | 120 | 1 |  | Indoor |  | Floor Mounted |  | No | Not Applicable | 150 | Not Applicable |  |  |  | 0.75 | No | [7 empty] | 1.5 kW |  |  |  | 6 |  | 7 | On/Off | Not Applicable | [6 empty] | 35 | 17.5 | 16.125 | 17.875 | 36 | 84 | 14 | 16.4375 | [5 empty] | 3 | 10.25 | [5 empty] | 9.75 | [5 empty] | 16.1875 |  |  | 1 | 1296 | 1260 | UL174 | Not Applicable | Yes | Yes | No | Not Applicable | [5 empty] | 10332 | RES ELEC
RE16U6-1NAL-264 | RE16U | Bradford White | 671632805907 | Active | The ""-264"" indicates that this SKU comes with an Aluminum Anode Rod. | [9 empty] | No | Not Applicable | Not Applicable | Residential Water Heating | Water Heating.Electric | 6 | 6 |  |  |  | 238-44422-00 |  |  |  | 238-39699-00 | [6 empty] | Electric | Electric Resistance | 120 | 1 |  | Indoor |  | Floor Mounted |  | No | Not Applicable | 150 | Not Applicable |  |  |  | 0.75 | No | [7 empty] | 1.5 kW |  |  |  | 6 |  | 7 | On/Off | Not Applicable | [6 empty] | 35 | 17.5 | 16.125 | 17.875 | 36 | 84 | 14 | 16.4375 | [5 empty] | 3 | 10.25 | [5 empty] | 9.75 | [5 empty] | 16.1875 |  |  | 1 | 1296 | 1260 | UL174 | Not Applicable | Yes | Yes | No | Not Applicable | [5 empty] | 10332 | RES ELEC
RE16U6-1NAL-264-284 | RE16U | Bradford White | 671632815777 | Active | The ""-264"" indicates that this SKU comes with an Aluminum Anode Rod. | The ""-284"" indicates that this SKU comes with an Incoloy Element. | [8 empty] | No | Not Applicable | Not Applicable | Residential Water Heating | Water Heating.Electric | 6 | 6 |  |  |  | 238-44422-00 |  |  |  | 238-39699-00 | [6 empty] | Electric | Electric Resistance | 120 | 1 |  | Indoor |  | Floor Mounted |  | No | Not Applicable | 150 | Not Applicable |  |  |  | 0.75 | No | [7 empty] | 1.5 kW |  |  |  | 6 |  | 7 | On/Off | Not Applicable | [6 empty] | 35 | 17.5 | 16.125 | 17.875 | 36 | 84 | 14 | 16.4375 | [5 empty] | 3 | 10.25 | [5 empty] | 9.75 | [5 empty] | 16.1875 |  |  | 1 | 1296 | 1260 | UL174 | Not Applicable | Yes | Yes | No | Not Applicable | [5 empty] | 10332 | RES ELEC
RE16U6-1NAL-284 | RE16U | Bradford White | 671632853687 | Active | The ""-284"" indicates that this SKU comes with an Incoloy Element. | [9 empty] | No | Not Applicable | Not Applicable | Residential Water Heating | Water Heating.Electric | 6 | 6 |  |  |  | 238-44422-00 |  |  |  | 238-39699-00 | [6 empty] | Electric | Electric Resistance | 120 | 1 |  | Indoor |  | Floor Mounted |  | No | Not Applicable | 150 | Not Applicable |  |  |  | 0.75 | No | [7 empty] | 1.5 kW |  |  |  | 6 |  | 7 | On/Off | Not Applicable | [6 empty] | 35 | 17.5 | 16.125 | 17.875 | 36 | 84 | 14 | 16.4375 | [5 empty] | 3 | 10.25 | [5 empty] | 9.75 | [5 empty] | 16.1875 |  |  | 1 | 1296 | 1260 | UL174 | Not Applicable | Yes | Yes | No | Not Applicable | [5 empty] | 10332 | RES ELEC
RE16U6-1NAL-315 | RE16U | Bradford White | 671632828388 | Active | The ""-315"" indicates that this SKU comes with a Low Watt Density Heating Element, lower location only. | [9 empty] | No | Not Applicable | Not Applicable | Residential Water Heating | Water Heating.Electric | 6 | 6 |  |  |  | 238-44422-00 |  |  |  | 238-39699-00 | [6 empty] | Electric | Electric Resistance | 120 | 1 |  | Indoor |  | Floor Mounted |  | No | Not Applicable | 150 | Not Applicable |  |  |  | 0.75 | No | [7 empty] | 1.5 kW |  |  |  | 6 |  | 7 | On/Off | Not Applicable | [6 empty] | 35 | 17.5 | 16.125 | 17.875 | 36 | 84 | 14 | 16.4375 | [5 empty] | 3 | 10.25 | [5 empty] | 9.75 | [5 empty] | 16.1875 |  |  | 1 | 1296 | 1260 | UL174 | Not Applicable | Yes | Yes | No | Not Applicable | [5 empty] | 10332 | RES ELEC
RE16U6-1NAL-458 | RE16U | Bradford White | 671632822034 | Active | The ""-458"" indicates that this SKU was designed and certified for Installation in Canada. | [9 empty] | No | Not Applicable | Not Applicable | Residential Water Heating | Water Heating.Electric | 6 | 6 |  |  |  | 238-44422-00 |  |  |  | 238-39699-00 | [6 empty] | Electric | Electric Resistance | 120 | 1 |  | Indoor |  | Floor Mounted |  | No | Not Applicable | 150 | Not Applicable |  |  |  | 0.75 | No | [7 empty] | 1.5 kW |  |  |  | 6 |  | 7 | On/Off | Not Applicable | [6 empty] | 35 | 17.5 | 16.125 | 17.875 | 36 | 84 | 14 | 16.4375 | [5 empty] | 3 | 10.25 | [5 empty] | 9.75 | [5 empty] | 16.1875 |  |  | 1 | 1296 | 1260 | UL1453 | Not Applicable | No | Yes | No | Not Applicable | 238-45688-00 |  |  |  | 238-45684-00 | 10332 | RES ELEC
RE16U6-1NAL-506 | RE16U | Bradford White | 671632807819 | Active | The ""-506"" indicates that this SKU comes with an A420 Aluminum Anode Rod. | [9 empty] | No | Not Applicable | Not Applicable | Residential Water Heating | Water Heating.Electric | 6 | 6 |  |  |  | 238-44422-00 |  |  |  | 238-39699-00 | [6 empty] | Electric | Electric Resistance | 120 | 1 |  | Indoor |  | Floor Mounted |  | No | Not Applicable | 150 | Not Applicable |  |  |  | 0.75 | No | [7 empty] | 1.5 kW |  |  |  | 6 |  | 7 | On/Off | Not Applicable | [6 empty] | 35 | 17.5 | 16.125 | 17.875 | 36 | 84 | 14 | 16.4375 | [5 empty] | 3 | 10.25 | [5 empty] | 9.75 | [5 empty] | 16.1875 |  |  | 1 | 1296 | 1260 | UL174 | Not Applicable | Yes | Yes | No | Not Applicable | [5 empty] | 10332 | RES ELEC
RE16U6-1NAL-506-284 | RE16U | Bradford White | 671632815791 | Active | The ""-284"" indicates that this SKU comes with an Incoloy Element. | The ""-506"" indicates that this SKU comes with an A420 Aluminum Anode Rod. | [8 empty] | No | Not Applicable | Not Applicable | Residential Water Heating | Water Heating.Electric | 6 | 6 |  |  |  | 238-44422-00 |  |  |  | 238-39699-00 | [6 empty] | Electric | Electric Resistance | 120 | 1 |  | Indoor |  | Floor Mounted |  | No | Not Applicable | 150 | Not Applicable |  |  |  | 0.75 | No | [7 empty] | 1.5 kW |  |  |  | 6 |  | 7 | On/Off | Not Applicable | [6 empty] | 35 | 17.5 | 16.125 | 17.875 | 36 | 84 | 14 | 16.4375 | [5 empty] | 3 | 10.25 | [5 empty] | 9.75 | [5 empty] | 16.1875 |  |  | 1 | 1296 | 1260 | UL174 | Not Applicable | Yes | Yes | No | Not Applicable | [5 empty] | 10332 | RES ELEC
RE16U6-1NAM | RE16U | Bradford White | 671632807352 | Active | [10 empty] | No | Not Applicable | Not Applicable | Residential Water Heating | Water Heating.Electric | 6 | 6 |  |  |  | 238-44422-00 |  |  |  | 238-39699-00 | [6 empty] | Electric | Electric Resistance | 120 | 1 |  | Indoor |  | Floor Mounted |  | No | Not Applicable | 150 | Not Applicable |  |  |  | 0.75 | No | [7 empty] | 2 kW |  |  |  | 6 |  | 9 | On/Off | Not Applicable | [6 empty] | 35 | 17.5 | 16.125 | 17.875 | 36 | 84 | 14 | 16.4375 | [5 empty] | 3 | 10.25 | [5 empty] | 9.75 | [5 empty] | 16.1875 |  |  | 1 | 1296 | 1260 | UL174 | Not Applicable | Yes | Yes | No | Not Applicable | [5 empty] | 10332 | RES ELEC
RE16U6-1NAM-264 | RE16U | Bradford White | 671632809530 | Active | The ""-264"" indicates that this SKU comes with an Aluminum Anode Rod. | [9 empty] | No | Not Applicable | Not Applicable | Residential Water Heating | Water Heating.Electric | 6 | 6 |  |  |  | 238-44422-00 |  |  |  | 238-39699-00 | [6 empty] | Electric | Electric Resistance | 120 | 1 |  | Indoor |  | Floor Mounted |  | No | Not Applicable | 150 | Not Applicable |  |  |  | 0.75 | No | [7 empty] | 2 kW |  |  |  | 6 |  | 9 | On/Off | Not Applicable | [6 empty] | 35 | 17.5 | 16.125 | 17.875 | 36 | 84 | 14 | 16.4375 | [5 empty] | 3 | 10.25 | [5 empty] | 9.75 | [5 empty] | 16.1875 |  |  | 1 | 1296 | 1260 | UL174 | Not Applicable | Yes | Yes | No | Not Applicable | [5 empty] | 10332 | RES ELEC
RE16U6-1NAM-458 | RE16U | Bradford White | 671632655717 | Active | The ""-458"" indicates that this SKU was designed and certified for Installation in Canada. | [9 empty] | No | Not Applicable | Not Applicable | Residential Water Heating | Water Heating.Electric | 6 | 6 |  |  |  | 238-44422-00 |  |  |  | 238-39699-00 | [6 empty] | Electric | Electric Resistance | 120 | 1 |  | Indoor |  | Floor Mounted |  | No | Not Applicable | 150 | Not Applicable |  |  |  | 0.75 | No | [7 empty] | 2 kW |  |  |  | 6 |  | 9 | On/Off | Not Applicable | [6 empty] | 35 | 17.5 | 16.125 | 17.875 | 36 | 84 | 14 | 16.4375 | [5 empty] | 3 | 10.25 | [5 empty] | 9.75 | [5 empty] | 16.1875 |  |  | 1 | 1296 | 1260 | UL1453 | Not Applicable | No | Yes | No | Not Applicable | 238-45688-00 |  |  |  | 238-45684-00 | 10332 | RES ELEC
RE16U6-1NAM-506 | RE16U | Bradford White | 671632623501 | Active | The ""-506"" indicates that this SKU comes with an A420 Aluminum Anode Rod. | [9 empty] | No | Not Applicable | Not Applicable | Residential Water Heating | Water Heating.Electric | 6 | 6 |  |  |  | 238-44422-00 |  |  |  | 238-39699-00 | [6 empty] | Electric | Electric Resistance | 120 | 1 |  | Indoor |  | Floor Mounted |  | No | Not Applicable | 150 | Not Applicable |  |  |  | 0.75 | No | [7 empty] | 2 kW |  |  |  | 6 |  | 9 | On/Off | Not Applicable | [6 empty] | 35 | 17.5 | 16.125 | 17.875 | 36 | 84 | 14 | 16.4375 | [5 empty] | 3 | 10.25 | [5 empty] | 9.75 | [5 empty] | 16.1875 |  |  | 1 | 1296 | 1260 | UL1453 | Not Applicable | Yes | Yes | No | Not Applicable | [5 empty] | 10332 | RES ELEC
RE16U6-1NAN | RE16U | Bradford White | 671632829330 | Active | [10 empty] | No | Not Applicable | Not Applicable | Residential Water Heating | Water Heating.Electric | 6 | 6 |  |  |  | 238-44422-00 |  |  |  | 238-39699-00 | [6 empty] | Electric | Electric Resistance | 120 | 1 |  | Indoor |  | Floor Mounted |  | No | Not Applicable | 150 | Not Applicable |  |  |  | 0.75 | No | [7 empty] | 2.5 kW |  |  |  | 6 |  | 11 | On/Off | Not Applicable | [6 empty] | 35 | 17.5 | 16.125 | 17.875 | 36 | 84 | 14 | 16.4375 | [5 empty] | 3 | 10.25 | [5 empty] | 9.75 | [5 empty] | 16.1875 |  |  | 1 | 1296 | 1260 | UL174 | Not Applicable | Yes | Yes | No | Not Applicable | [5 empty] | 10332 | RES ELEC
RE16U6-1NAN-264 | RE16U | Bradford White | 671632141715 | Active | The ""-264"" indicates that this SKU comes with an Aluminum Anode Rod. | [9 empty] | No | Not Applicable | Not Applicable | Residential Water Heating | Water Heating.Electric | 6 | 6 |  |  |  | 238-44422-00 |  |  |  | 238-39699-00 | [6 empty] | Electric | Electric Resistance | 120 | 1 |  | Indoor |  | Floor Mounted |  | No | Not Applicable | 150 | Not Applicable |  |  |  | 0.75 | No | [7 empty] | 2.5 kW |  |  |  | 6 |  | 11 | On/Off | Not Applicable | [6 empty] | 35 | 17.5 | 16.125 | 17.875 | 36 | 84 | 14 | 16.4375 | [5 empty] | 3 | 10.25 | [5 empty] | 9.75 | [5 empty] | 16.1875 |  |  | 1 | 1296 | 1260 | UL174 | Not Applicable | Yes | Yes | No | Not Applicable | [5 empty] | 10332 | RES ELEC
RE16U6-1NAP | RE16U | Bradford White | 671632828128 | Active | [10 empty] | No | Not Applicable | Not Applicable | Residential Water Heating | Water Heating.Electric | 6 | 6 |  |  |  | 238-44422-00 |  |  |  | 238-39699-00 | [6 empty] | Electric | Electric Resistance | 120 | 1 |  | Indoor |  | Floor Mounted |  | No | Not Applicable | 150 | Not Applicable |  |  |  | 0.75 | No | [7 empty] | 3 kW |  |  |  | 6 |  | 14 | On/Off | Not Applicable | [6 empty] | 35 | 17.5 | 16.125 | 17.875 | 36 | 84 | 14 | 16.4375 | [5 empty] | 3 | 10.25 | [5 empty] | 9.75 | [5 empty] | 16.1875 |  |  | 1 | 1296 | 1260 | UL174 | Not Applicable | Yes | Yes | No | Not Applicable | [5 empty] | 10332 | RES ELEC
RE16U6-1NAP-264 | RE16U | Bradford White | 671632130443 | Active | The ""-264"" indicates that this SKU comes with an Aluminum Anode Rod. | [9 empty] | No | Not Applicable | Not Applicable | Residential Water Heating | Water Heating.Electric | 6 | 6 |  |  |  | 238-44422-00 |  |  |  | 238-39699-00 | [6 empty] | Electric | Electric Resistance | 120 | 1 |  | Indoor |  | Floor Mounted |  | No | Not Applicable | 150 | Not Applicable |  |  |  | 0.75 | No | [7 empty] | 3 kW |  |  |  | 6 |  | 14 | On/Off | Not Applicable | [6 empty] | 35 | 17.5 | 16.125 | 17.875 | 36 | 84 | 14 | 16.4375 | [5 empty] | 3 | 10.25 | [5 empty] | 9.75 | [5 empty] | 16.1875 |  |  | 1 | 1296 | 1260 | UL174 | Not Applicable | Yes | Yes | No | Not Applicable | [5 empty] | 10332 | RES ELEC
RE16U6-1NCL | RE16U | Bradford White | 671632809783 | Active | [10 empty] | No | Not Applicable | Not Applicable | Residential Water Heating | Water Heating.Electric | 6 | 6 |  |  |  | 238-44422-00 |  |  |  | 238-39699-00 | [6 empty] | Electric | Electric Resistance | 240/208 | 1 |  | Indoor |  | Floor Mounted |  | No | Not Applicable | 150 | Not Applicable |  |  |  | 0.75 | No | [7 empty] | 1.5/1 kW |  |  |  | 6 |  | 7/5 | On/Off | Not Applicable | [6 empty] | 35 | 17.5 | 16.125 | 17.875 | 36 | 84 | 14 | 16.4375 | [5 empty] | 3 | 10.25 | [5 empty] | 9.75 | [5 empty] | 16.1875 |  |  | 1 | 1296 | 1260 | UL174 | Not Applicable | Yes | Yes | No | Not Applicable | [5 empty] | 10332 | RES ELEC
RE16U6-1NCL-264 | RE16U | Bradford White | 671632894710 | Active | The ""-264"" indicates that this SKU comes with an Aluminum Anode Rod. | [9 empty] | No | Not Applicable | Not Applicable | Residential Water Heating | Water Heating.Electric | 6 | 6 |  |  |  | 238-44422-00 |  |  |  | 238-39699-00 | [6 empty] | Electric | Electric Resistance | 240/208 | 1 |  | Indoor |  | Floor Mounted |  | No | Not Applicable | 150 | Not Applicable |  |  |  | 0.75 | No | [7 empty] | 1.5/1 kW |  |  |  | 6 |  | 7/5 | On/Off | Not Applicable | [6 empty] | 35 | 17.5 | 16.125 | 17.875 | 36 | 84 | 14 | 16.4375 | [5 empty] | 3 | 10.25 | [5 empty] | 9.75 | [5 empty] | 16.1875 |  |  | 1 | 1296 | 1260 | UL174 | Not Applicable | Yes | Yes | No | Not Applicable | [5 empty] | 10332 | RES ELEC
RE16U6-1NCL-284 | RE16U | Bradford White | 671632894758 | Active | The ""-284"" indicates that this SKU comes with an Incoloy Element. | [9 empty] | No | Not Applicable | Not Applicable | Residential Water Heating | Water Heating.Electric | 6 | 6 |  |  |  | 238-44422-00 |  |  |  | 238-39699-00 | [6 empty] | Electric | Electric Resistance | 240/208 | 1 |  | Indoor |  | Floor Mounted |  | No | Not Applicable | 150 | Not Applicable |  |  |  | 0.75 | No | [7 empty] | 1.5/1 kW |  |  |  | 6 |  | 7/5 | On/Off | Not Applicable | [6 empty] | 35 | 17.5 | 16.125 | 17.875 | 36 | 84 | 14 | 16.4375 | [5 empty] | 3 | 10.25 | [5 empty] | 9.75 | [5 empty] | 16.1875 |  |  | 1 | 1296 | 1260 | UL174 | Not Applicable | Yes | Yes | No | Not Applicable | [5 empty] | 10332 | RES ELEC
RE16U6-1NCL-458 | RE16U | Bradford White | 671632838950 | Active | The ""-458"" indicates that this SKU was designed and certified for Installation in Canada. | [9 empty] | No | Not Applicable | Not Applicable | Residential Water Heating | Water Heating.Electric | 6 | 6 |  |  |  | 238-44422-00 |  |  |  | 238-39699-00 | [6 empty] | Electric | Electric Resistance | 240/208 | 1 |  | Indoor |  | Floor Mounted |  | No | Not Applicable | 150 | Not Applicable |  |  |  | 0.75 | No | [7 empty] | 1.5/1 kW |  |  |  | 6 |  | 7/5 | On/Off | Not Applicable | [6 empty] | 35 | 17.5 | 16.125 | 17.875 | 36 | 84 | 14 | 16.4375 | [5 empty] | 3 | 10.25 | [5 empty] | 9.75 | [5 empty] | 16.1875 |  |  | 1 | 1296 | 1260 | UL1453 | Not Applicable | No | Yes | No | Not Applicable | 238-45688-00 |  |  |  | 238-45684-00 | 10332 | RES ELEC
RE16U6-1NCL-506 | RE16U | Bradford White | 671632912407 | Active | The ""-506"" indicates that this SKU comes with an A420 Aluminum Anode Rod. | [9 empty] | No | Not Applicable | Not Applicable | Residential Water Heating | Water Heating.Electric | 6 | 6 |  |  |  | 238-44422-00 |  |  |  | 238-39699-00 | [6 empty] | Electric | Electric Resistance | 240/208 | 1 |  | Indoor |  | Floor Mounted |  | No | Not Applicable | 150 | Not Applicable |  |  |  | 0.75 | No | [7 empty] | 1.5/1 kW |  |  |  | 6 |  | 7/5 | On/Off | Not Applicable | [6 empty] | 35 | 17.5 | 16.125 | 17.875 | 36 | 84 | 14 | 16.4375 | [5 empty] | 3 | 10.25 | [5 empty] | 9.75 | [5 empty] | 16.1875 |  |  | 1 | 1296 | 1260 | UL174 | Not Applicable | Yes | Yes | No | Not Applicable | [5 empty] | 10332 | RES ELEC
RE16U6-1NCM | RE16U | Bradford White | 671632809790 | Active | [10 empty] | No | Not Applicable | Not Applicable | Residential Water Heating | Water Heating.Electric | 6 | 6 |  |  |  | 238-44422-00 |  |  |  | 238-39699-00 | [6 empty] | Electric | Electric Resistance | 240/208 | 1 |  | Indoor |  | Floor Mounted |  | No | Not Applicable | 150 | Not Applicable |  |  |  | 0.75 | No | [7 empty] | 2/1.5 kW |  |  |  | 6 |  | 9/7 | On/Off | Not Applicable | [6 empty] | 35 | 17.5 | 16.125 | 17.875 | 36 | 84 | 14 | 16.4375 | [5 empty] | 3 | 10.25 | [5 empty] | 9.75 | [5 empty] | 16.1875 |  |  | 1 | 1296 | 1260 | UL174 | Not Applicable | Yes | Yes | No | Not Applicable | [5 empty] | 10332 | RES ELEC
RE16U6-1NCM-264 | RE16U | Bradford White | 671632134526 | Active | The ""-264"" indicates that this SKU comes with an Aluminum Anode Rod. | [9 empty] | No | Not Applicable | Not Applicable | Residential Water Heating | Water Heating.Electric | 6 | 6 |  |  |  | 238-44422-00 |  |  |  | 238-39699-00 | [6 empty] | Electric | Electric Resistance | 240/208 | 1 |  | Indoor |  | Floor Mounted |  | No | Not Applicable | 150 | Not Applicable |  |  |  | 0.75 | No | [7 empty] | 2/1.5 kW |  |  |  | 6 |  | 9/7 | On/Off | Not Applicable | [6 empty] | 35 | 17.5 | 16.125 | 17.875 | 36 | 84 | 14 | 16.4375 | [5 empty] | 3 | 10.25 | [5 empty] | 9.75 | [5 empty] | 16.1875 |  |  | 1 | 1296 | 1260 | UL174 | Not Applicable | Yes | Yes | No | Not Applicable | [5 empty] | 10332 | RES ELEC
RE16U6-1NCM-458 | RE16U | Bradford White | 671632140978 | Active | The ""-458"" indicates that this SKU was designed and certified for Installation in Canada. | [9 empty] | No | Not Applicable | Not Applicable | Residential Water Heating | Water Heating.Electric | 6 | 6 |  |  |  | 238-44422-00 |  |  |  | 238-39699-00 | [6 empty] | Electric | Electric Resistance | 240/208 | 1 |  | Indoor |  | Floor Mounted |  | No | Not Applicable | 150 | Not Applicable |  |  |  | 0.75 | No | [7 empty] | 2/1.5 kW |  |  |  | 6 |  | 9/7 | On/Off | Not Applicable | [6 empty] | 35 | 17.5 | 16.125 | 17.875 | 36 | 84 | 14 | 16.4375 | [5 empty] | 3 | 10.25 | [5 empty] | 9.75 | [5 empty] | 16.1875 |  |  | 1 | 1296 | 1260 | UL1453 | Not Applicable | No | Yes | No | Not Applicable | 238-45688-00 |  |  |  | 238-45684-00 | 10332 | RES ELEC
RE16U6-1NCN | RE16U | Bradford White | 671632814220 | Active | [10 empty] | No | Not Applicable | Not Applicable | Residential Water Heating | Water Heating.Electric | 6 | 6 |  |  |  | 238-44422-00 |  |  |  | 238-39699-00 | [6 empty] | Electric | Electric Resistance | 240/208 | 1 |  | Indoor |  | Floor Mounted |  | No | Not Applicable | 150 | Not Applicable |  |  |  | 0.75 | No | [7 empty] | 2.5/2 kW |  |  |  | 6 |  | 11/9 | On/Off | Not Applicable | [6 empty] | 35 | 17.5 | 16.125 | 17.875 | 36 | 84 | 14 | 16.4375 | [5 empty] | 3 | 10.25 | [5 empty] | 9.75 | [5 empty] | 16.1875 |  |  | 1 | 1296 | 1260 | UL174 | Not Applicable | Yes | Yes | No | Not Applicable | [5 empty] | 10332 | RES ELEC
RE16U6-1NCN-264 | RE16U | Bradford White | 671632814350 | Active | The ""-264"" indicates that this SKU comes with an Aluminum Anode Rod. | [9 empty] | No | Not Applicable | Not Applicable | Residential Water Heating | Water Heating.Electric | 6 | 6 |  |  |  | 238-44422-00 |  |  |  | 238-39699-00 | [6 empty] | Electric | Electric Resistance | 240/208 | 1 |  | Indoor |  | Floor Mounted |  | No | Not Applicable | 150 | Not Applicable |  |  |  | 0.75 | No | [7 empty] | 2.5/2 kW |  |  |  | 6 |  | 11/9 | On/Off | Not Applicable | [6 empty] | 35 | 17.5 | 16.125 | 17.875 | 36 | 84 | 14 | 16.4375 | [5 empty] | 3 | 10.25 | [5 empty] | 9.75 | [5 empty] | 16.1875 |  |  | 1 | 1296 | 1260 | UL174 | Not Applicable | Yes | Yes | No | Not Applicable | [5 empty] | 10332 | RES ELEC
RE16U6-1NCN-284 | RE16U | Bradford White | 671632874132 | Active | The ""-284"" indicates that this SKU comes with an Incoloy Element. | [9 empty] | No | Not Applicable | Not Applicable | Residential Water Heating | Water Heating.Electric | 6 | 6 |  |  |  | 238-44422-00 |  |  |  | 238-39699-00 | [6 empty] | Electric | Electric Resistance | 240/208 | 1 |  | Indoor |  | Floor Mounted |  | No | Not Applicable | 150 | Not Applicable |  |  |  | 0.75 | No | [7 empty] | 2.5/2 kW |  |  |  | 6 |  | 11/9 | On/Off | Not Applicable | [6 empty] | 35 | 17.5 | 16.125 | 17.875 | 36 | 84 | 14 | 16.4375 | [5 empty] | 3 | 10.25 | [5 empty] | 9.75 | [5 empty] | 16.1875 |  |  | 1 | 1296 | 1260 | UL174 | Not Applicable | Yes | Yes | No | Not Applicable | [5 empty] | 10332 | RES ELEC
RE16U6-1NCN-458 | RE16U | Bradford White | 671632558377 | Active | The ""-458"" indicates that this SKU was designed and certified for Installation in Canada. | [9 empty] | No | Not Applicable | Not Applicable | Residential Water Heating | Water Heating.Electric | 6 | 6 |  |  |  | 238-44422-00 |  |  |  | 238-39699-00 | [6 empty] | Electric | Electric Resistance | 240/208 | 1 |  | Indoor |  | Floor Mounted |  | No | Not Applicable | 150 | Not Applicable |  |  |  | 0.75 | No | [7 empty] | 2.5/2 kW |  |  |  | 6 |  | 11/9 | On/Off | Not Applicable | [6 empty] | 35 | 17.5 | 16.125 | 17.875 | 36 | 84 | 14 | 16.4375 | [5 empty] | 3 | 10.25 | [5 empty] | 9.75 | [5 empty] | 16.1875 |  |  | 1 | 1296 | 1260 | UL1453 | Not Applicable | No | Yes | No | Not Applicable | 238-45688-00 |  |  |  | 238-45684-00 | 10332 | RES ELEC
RE16U6-1NCN-506-284 | RE16U | Bradford White | 671632872909 | Active | The ""-284"" indicates that this SKU comes with an Incoloy Element. | The ""-506"" indicates that this SKU comes with an A420 Aluminum Anode Rod. | [8 empty] | No | Not Applicable | Not Applicable | Residential Water Heating | Water Heating.Electric | 6 | 6 |  |  |  | 238-44422-00 |  |  |  | 238-39699-00 | [6 empty] | Electric | Electric Resistance | 240/208 | 1 |  | Indoor |  | Floor Mounted |  | No | Not Applicable | 150 | Not Applicable |  |  |  | 0.75 | No | [7 empty] | 2.5/2 kW |  |  |  | 6 |  | 11/9 | On/Off | Not Applicable | [6 empty] | 35 | 17.5 | 16.125 | 17.875 | 36 | 84 | 14 | 16.4375 | [5 empty] | 3 | 10.25 | [5 empty] | 9.75 | [5 empty] | 16.1875 |  |  | 1 | 1296 | 1260 | UL174 | Not Applicable | Yes | Yes | No | Not Applicable | [5 empty] | 10332 | RES ELEC
RE16U6-1NCP | RE16U | Bradford White | 671632810758 | Active | [10 empty] | No | Not Applicable | Not Applicable | Residential Water Heating | Water Heating.Electric | 6 | 6 |  |  |  | 238-44422-00 |  |  |  | 238-39699-00 | [6 empty] | Electric | Electric Resistance | 240 | 1 |  | Indoor |  | Floor Mounted |  | No | Not Applicable | 150 | Not Applicable |  |  |  | 0.75 | No | [7 empty] | 3 kW |  |  |  | 6 |  | 14 | On/Off | Not Applicable | [6 empty] | 35 | 17.5 | 16.125 | 17.875 | 36 | 84 | 14 | 16.4375 | [5 empty] | 3 | 10.25 | [5 empty] | 9.75 | [5 empty] | 16.1875 |  |  | 1 | 1296 | 1260 | UL174 | Not Applicable | Yes | Yes | No | Not Applicable | [5 empty] | 10332 | RES ELEC
RE16U6-1NCP-264 | RE16U | Bradford White | 671632131518 | Active | The ""-264"" indicates that this SKU comes with an Aluminum Anode Rod. | [9 empty] | No | Not Applicable | Not Applicable | Residential Water Heating | Water Heating.Electric | 6 | 6 |  |  |  | 238-44422-00 |  |  |  | 238-39699-00 | [6 empty] | Electric | Electric Resistance | 240 | 1 |  | Indoor |  | Floor Mounted |  | No | Not Applicable | 150 | Not Applicable |  |  |  | 0.75 | No | [7 empty] | 3 kW |  |  |  | 6 |  | 14 | On/Off | Not Applicable | [6 empty] | 35 | 17.5 | 16.125 | 17.875 | 36 | 84 | 14 | 16.4375 | [5 empty] | 3 | 10.25 | [5 empty] | 9.75 | [5 empty] | 16.1875 |  |  | 1 | 1296 | 1260 | UL174 | Not Applicable | Yes | Yes | No | Not Applicable | [5 empty] | 10332 | RES ELEC
RE16U6-1NCP-458 | RE16U | Bradford White | 671632838967 | Active | The ""-458"" indicates that this SKU was designed and certified for Installation in Canada. | [9 empty] | No | Not Applicable | Not Applicable | Residential Water Heating | Water Heating.Electric | 6 | 6 |  |  |  | 238-44422-00 |  |  |  | 238-39699-00 | [6 empty] | Electric | Electric Resistance | 240 | 1 |  | Indoor |  | Floor Mounted |  | No | Not Applicable | 150 | Not Applicable |  |  |  | 0.75 | No | [7 empty] | 3 kW |  |  |  | 6 |  | 14 | On/Off | Not Applicable | [6 empty] | 35 | 17.5 | 16.125 | 17.875 | 36 | 84 | 14 | 16.4375 | [5 empty] | 3 | 10.25 | [5 empty] | 9.75 | [5 empty] | 16.1875 |  |  | 1 | 1296 | 1260 | UL1453 | Not Applicable | No | Yes | No | Not Applicable | 238-45688-00 |  |  |  | 238-45684-00 | 10332 | RES ELEC
RE16U6-1NEL | RE16U | Bradford White | 671632811533 | Active | [10 empty] | No | Not Applicable | Not Applicable | Residential Water Heating | Water Heating.Electric | 6 | 6 |  |  |  | 238-44422-00 |  |  |  | 238-39699-00 | [6 empty] | Electric | Electric Resistance | 277 | 1 |  | Indoor |  | Floor Mounted |  | No | Not Applicable | 150 | Not Applicable |  |  |  | 0.75 | No | [7 empty] | 1.5 kW |  |  |  | 6 |  | 7 | On/Off | Not Applicable | [6 empty] | 35 | 17.5 | 16.125 | 17.875 | 36 | 84 | 14 | 16.4375 | [5 empty] | 3 | 10.25 | [5 empty] | 9.75 | [5 empty] | 16.1875 |  |  | 1 | 1296 | 1260 | UL174 | Not Applicable | Yes | Yes | No | Not Applicable | [5 empty] | 10332 | RES ELEC
RE16U6-1NEL-264 | RE16U | Bradford White | 671632892440 | Active | The ""-264"" indicates that this SKU comes with an Aluminum Anode Rod. | [9 empty] | No | Not Applicable | Not Applicable | Residential Water Heating | Water Heating.Electric | 6 | 6 |  |  |  | 238-44422-00 |  |  |  | 238-39699-00 | [6 empty] | Electric | Electric Resistance | 277 | 1 |  | Indoor |  | Floor Mounted |  | No | Not Applicable | 150 | Not Applicable |  |  |  | 0.75 | No | [7 empty] | 1.5 kW |  |  |  | 6 |  | 7 | On/Off | Not Applicable | [6 empty] | 35 | 17.5 | 16.125 | 17.875 | 36 | 84 | 14 | 16.4375 | [5 empty] | 3 | 10.25 | [5 empty] | 9.75 | [5 empty] | 16.1875 |  |  | 1 | 1296 | 1260 | UL174 | Not Applicable | Yes | Yes | No | Not Applicable | [5 empty] | 10332 | RES ELEC
RE16U6-1NEM | RE16U | Bradford White | 671632812714 | Active | [10 empty] | No | Not Applicable | Not Applicable | Residential Water Heating | Water Heating.Electric | 6 | 6 |  |  |  | 238-44422-00 |  |  |  | 238-39699-00 | [6 empty] | Electric | Electric Resistance | 277 | 1 |  | Indoor |  | Floor Mounted |  | No | Not Applicable | 150 | Not Applicable |  |  |  | 0.75 | No | [7 empty] | 2 kW |  |  |  | 6 |  | 9 | On/Off | Not Applicable | [6 empty] | 35 | 17.5 | 16.125 | 17.875 | 36 | 84 | 14 | 16.4375 | [5 empty] | 3 | 10.25 | [5 empty] | 9.75 | [5 empty] | 16.1875 |  |  | 1 | 1296 | 1260 | UL174 | Not Applicable | Yes | Yes | No | Not Applicable | [5 empty] | 10332 | RES ELEC
RE16U6-1NEN | RE16U | Bradford White | 671632826445 | Active | [10 empty] | No | Not Applicable | Not Applicable | Residential Water Heating | Water Heating.Electric | 6 | 6 |  |  |  | 238-44422-00 |  |  |  | 238-39699-00 | [6 empty] | Electric | Electric Resistance | 277 | 1 |  | Indoor |  | Floor Mounted |  | No | Not Applicable | 150 | Not Applicable |  |  |  | 0.75 | No | [7 empty] | 2.5 kW |  |  |  | 6 |  | 11 | On/Off | Not Applicable | [6 empty] | 35 | 17.5 | 16.125 | 17.875 | 36 | 84 | 14 | 16.4375 | [5 empty] | 3 | 10.25 | [5 empty] | 9.75 | [5 empty] | 16.1875 |  |  | 1 | 1296 | 1260 | UL174 | Not Applicable | Yes | Yes | No | Not Applicable | [5 empty] | 10332 | RES ELEC
RE16U6-1NEP | RE16U | Bradford White | 671632811168 | Active | [10 empty] | No | Not Applicable | Not Applicable | Residential Water Heating | Water Heating.Electric | 6 | 6 |  |  |  | 238-44422-00 |  |  |  | 238-39699-00 | [6 empty] | Electric | Electric Resistance | 277 | 1 |  | Indoor |  | Floor Mounted |  | No | Not Applicable | 150 | Not Applicable |  |  |  | 0.75 | No | [7 empty] | 3 kW |  |  |  | 6 |  | 14 | On/Off | Not Applicable | [6 empty] | 35 | 17.5 | 16.125 | 17.875 | 36 | 84 | 14 | 16.4375 | [5 empty] | 3 | 10.25 | [5 empty] | 9.75 | [5 empty] | 16.1875 |  |  | 1 | 1296 | 1260 | UL174 | Not Applicable | Yes | Yes | No | Not Applicable | [5 empty] | 10332 | RES ELEC
RE16U6-1NHL | RE16U | Bradford White | 671632818198 | Active | [10 empty] | No | Not Applicable | Not Applicable | Residential Water Heating | Water Heating.Electric | 6 | 6 |  |  |  | 238-44422-00 |  |  |  | 238-39699-00 | [6 empty] | Electric | Electric Resistance | 480 | 1 |  | Indoor |  | Floor Mounted |  | No | Not Applicable | 150 | Not Applicable |  |  |  | 0.75 | No | [7 empty] | 1.5 kW |  |  |  | 6 |  | 7 | On/Off | Not Applicable | [6 empty] | 35 | 17.5 | 16.125 | 17.875 | 36 | 84 | 14 | 16.4375 | [5 empty] | 3 | 10.25 | [5 empty] | 9.75 | [5 empty] | 16.1875 |  |  | 1 | 1296 | 1260 | UL174 | Not Applicable | Yes | Yes | No | Not Applicable | [5 empty] | 10332 | RES ELEC
RE16U6-1NHM | RE16U | Bradford White | 671632334834 | Active | [10 empty] | No | Not Applicable | Not Applicable | Residential Water Heating | Water Heating.Electric | 6 | 6 |  |  |  | 238-44422-00 |  |  |  | 238-39699-00 | [6 empty] | Electric | Electric Resistance | 480 | 1 |  | Indoor |  | Floor Mounted |  | No | Not Applicable | 150 | Not Applicable |  |  |  | 0.75 | No | [7 empty] | 2 kW |  |  |  | 6 |  | 9 | On/Off | Not Applicable | [6 empty] | 35 | 17.5 | 16.125 | 17.875 | 36 | 84 | 14 | 16.4375 | [5 empty] | 3 | 10.25 | [5 empty] | 9.75 | [5 empty] | 16.1875 |  |  | 1 | 1296 | 1260 | UL174 | Not Applicable | Yes | Yes | No | Not Applicable | [5 empty] | 10332 | RES ELEC
RE16U6-1NHP | RE16U | Bradford White | 671632815951 | Active | [10 empty] | No | Not Applicable | Not Applicable | Residential Water Heating | Water Heating.Electric | 6 | 6 |  |  |  | 238-44422-00 |  |  |  | 238-39699-00 | [6 empty] | Electric | Electric Resistance | 480 | 1 |  | Indoor |  | Floor Mounted |  | No | Not Applicable | 150 | Not Applicable |  |  |  | 0.75 | No | [7 empty] | 3 kW |  |  |  | 6 |  | 14 | On/Off | Not Applicable | [6 empty] | 35 | 17.5 | 16.125 | 17.875 | 36 | 84 | 14 | 16.4375 | [5 empty] | 3 | 10.25 | [5 empty] | 9.75 | [5 empty] | 16.1875 |  |  | 1 | 1296 | 1260 | UL174 | Not Applicable | Yes | Yes | No | Not Applicable | [5 empty] | 10332 | RES ELEC
RE16U6-1NLN | RE16U | Bradford White | 671632824885 | Active | [10 empty] | No | Not Applicable | Not Applicable | Residential Water Heating | Water Heating.Electric | 6 | 6 |  |  |  | 238-44422-00 |  |  |  | 238-39699-00 | [6 empty] | Electric | Electric Resistance | 208 | 1 |  | Indoor |  | Floor Mounted |  | No | Not Applicable | 150 | Not Applicable |  |  |  | 0.75 | No | [7 empty] | 2.5 kW |  |  |  | 6 |  | 11 | On/Off | Not Applicable | [6 empty] | 35 | 17.5 | 16.125 | 17.875 | 36 | 84 | 14 | 16.4375 | [5 empty] | 3 | 10.25 | [5 empty] | 9.75 | [5 empty] | 16.1875 |  |  | 1 | 1296 | 1260 | UL174 | Not Applicable | Yes | Yes | No | Not Applicable | [5 empty] | 10332 | RES ELEC
RE16U6-1NLN-264 | RE16U | Bradford White | 671632628773 | Active | The ""-264"" indicates that this SKU comes with an Aluminum Anode Rod. | [9 empty] | No | Not Applicable | Not Applicable | Residential Water Heating | Water Heating.Electric | 6 | 6 |  |  |  | 238-44422-00 |  |  |  | 238-39699-00 | [6 empty] | Electric | Electric Resistance | 208 | 1 |  | Indoor |  | Floor Mounted |  | No | Not Applicable | 150 | Not Applicable |  |  |  | 0.75 | No | [7 empty] | 2.5 kW |  |  |  | 6 |  | 11 | On/Off | Not Applicable | [6 empty] | 35 | 17.5 | 16.125 | 17.875 | 36 | 84 | 14 | 16.4375 | [5 empty] | 3 | 10.25 | [5 empty] | 9.75 | [5 empty] | 16.1875 |  |  | 1 | 1296 | 1260 | UL1453 | Not Applicable | Yes | Yes | No | Not Applicable | [5 empty] | 10332 | RES ELEC
RE16U6-1NLN-458 | RE16U | Bradford White | 671632137442 | Active | The ""-458"" indicates that this SKU was designed and certified for Installation in Canada. | [9 empty] | No | Not Applicable | Not Applicable | Residential Water Heating | Water Heating.Electric | 6 | 6 |  |  |  | 238-44422-00 |  |  |  | 238-39699-00 | [6 empty] | Electric | Electric Resistance | 208 | 1 |  | Indoor |  | Floor Mounted |  | No | Not Applicable | 150 | Not Applicable |  |  |  | 0.75 | No | [7 empty] | 2.5 kW |  |  |  | 6 |  | 11 | On/Off | Not Applicable | [6 empty] | 35 | 17.5 | 16.125 | 17.875 | 36 | 84 | 14 | 16.4375 | [5 empty] | 3 | 10.25 | [5 empty] | 9.75 | [5 empty] | 16.1875 |  |  | 1 | 1296 | 1260 | UL1453 | Not Applicable | No | Yes | No | Not Applicable | 238-45688-00 |  |  |  | 238-45684-00 | 10332 | RES ELEC
RE16U6-1NLP | RE16U | Bradford White | 671632820634 | Active | [10 empty] | No | Not Applicable | Not Applicable | Residential Water Heating | Water Heating.Electric | 6 | 6 |  |  |  | 238-44422-00 |  |  |  | 238-39699-00 | [6 empty] | Electric | Electric Resistance | 208 | 1 |  | Indoor |  | Floor Mounted |  | No | Not Applicable | 150 | Not Applicable |  |  |  | 0.75 | No | [7 empty] | 3 kW |  |  |  | 6 |  | 14 | On/Off | Not Applicable | [6 empty] | 35 | 17.5 | 16.125 | 17.875 | 36 | 84 | 14 | 16.4375 | [5 empty] | 3 | 10.25 | [5 empty] | 9.75 | [5 empty] | 16.1875 |  |  | 1 | 1296 | 1260 | UL174 | Not Applicable | Yes | Yes | No | Not Applicable | [5 empty] | 10332 | RES ELEC
RE16U6-1NLP-264 | RE16U | Bradford White | 671632573721 | Active | The ""-264"" indicates that this SKU comes with an Aluminum Anode Rod. | [9 empty] | No | Not Applicable | Not Applicable | Residential Water Heating | Water Heating.Electric | 6 | 6 |  |  |  | 238-44422-00 |  |  |  | 238-39699-00 | [6 empty] | Electric | Electric Resistance | 208 | 1 |  | Indoor |  | Floor Mounted |  | No | Not Applicable | 150 | Not Applicable |  |  |  | 0.75 | No | [7 empty] | 3 kW |  |  |  | 6 |  | 14 | On/Off | Not Applicable | [6 empty] | 35 | 17.5 | 16.125 | 17.875 | 36 | 84 | 14 | 16.4375 | [5 empty] | 3 | 10.25 | [5 empty] | 9.75 | [5 empty] | 16.1875 |  |  | 1 | 1296 | 1260 | UL1453 | Not Applicable | Yes | Yes | No | Not Applicable | [5 empty] | 10332 | RES ELEC
RE16U6-1NLP-458 | RE16U | Bradford White | 671632875184 | Active | The ""-458"" indicates that this SKU was designed and certified for Installation in Canada. | [9 empty] | No | Not Applicable | Not Applicable | Residential Water Heating | Water Heating.Electric | 6 | 6 |  |  |  | 238-44422-00 |  |  |  | 238-39699-00 | [6 empty] | Electric | Electric Resistance | 208 | 1 |  | Indoor |  | Floor Mounted |  | No | Not Applicable | 150 | Not Applicable |  |  |  | 0.75 | No | [7 empty] | 3 kW |  |  |  | 6 |  | 14 | On/Off | Not Applicable | [6 empty] | 35 | 17.5 | 16.125 | 17.875 | 36 | 84 | 14 | 16.4375 | [5 empty] | 3 | 10.25 | [5 empty] | 9.75 | [5 empty] | 16.1875 |  |  | 1 | 1296 | 1260 | UL1453 | Not Applicable | No | Yes | No | Not Applicable | 238-45688-00 |  |  |  | 238-45684-00 | 10332 | RES ELEC
RE16WV6-1NAL | RE16WV | Bradford White | 671632798704 | Phase Out | [10 empty] | No | Not Applicable |  | Residential Water Heating | Water Heating.Electric | 6 | 6 |  |  |  | 238-40080-00 |  |  |  | 238-39699-00 | [6 empty] | Electric | Electric Resistance | 120 | 1 |  | Indoor |  | Wall Hung |  | No | Not Applicable | 150 | Not Applicable |  |  |  | 0.75 | No | [7 empty] | 1.5 kW |  |  |  | 6 |  | 7 | On/Off | Not Applicable | [6 empty] | 37 | 17.5 | 16.125 | 17.875 | 38 | 86 | 14 | [8 empty] | 8 | [6 empty] | 15.25 |  | 12 | 11.9375 |  |  |  | 1 | 1296 | 1260 | UL174 | Not Applicable | No | Yes | No | Not Applicable
RE220U6-1NAL-458 | RE220U | Bradford White | 671632852130 | Active | The ""-458"" indicates that this SKU was designed and certified for Installation in Canada. | [9 empty] | No | Not Applicable | Not Applicable | Residential Water Heating | Water Heating.Electric | 6 | 6 |  |  |  | 238-44422-00 |  |  |  | 238-39699-00 | [6 empty] | Electric | Electric Resistance | 120 | 1 |  | Indoor |  | Floor Mounted |  | No | Not Applicable | 150 | Not Applicable |  |  |  | 0.75 | No | [7 empty] | 1.5 kW |  |  |  | 18 |  | 7 | On/Off | Not Applicable | [6 empty] | 65 | 21.375 | 20.875 | 29.5 | 68 | 213 | 20 | 25.6875 |  |  |  |  | 7 | 2.75 | 18.0625 | [5 empty] | 18.0625 | [5 empty] | 18.0625 |  |  | 1 | 432 | 416 | UL1453 | Not Applicable | No | Yes | No | Not Applicable | 238-45688-00 |  |  |  | 238-45684-00 | 10332 | RES ELEC
RE220U6-1NAM-458 | RE220U | Bradford White | 671632679461 | Active | The ""-458"" indicates that this SKU was designed and certified for Installation in Canada. | [9 empty] | No | Not Applicable | Not Applicable | Residential Water Heating | Water Heating.Electric | 6 | 6 |  |  |  | 238-44422-00 |  |  |  | 238-39699-00 | [6 empty] | Electric | Electric Resistance | 120 | 1 |  | Indoor |  | Floor Mounted |  | No | Not Applicable | 150 | Not Applicable |  |  |  | 0.75 | No | [7 empty] | 2 kW |  |  |  | 18 |  | 9 | On/Off | Not Applicable | [6 empty] | 65 | 21.375 | 20.875 | 29.5 | 68 | 213 | 20 | 25.6875 |  |  |  |  | 7 | 2.75 | 18.0625 | [5 empty] | 18.0625 | [5 empty] | 18.0625 |  |  | 1 | 432 | 416 | UL1453 | Not Applicable | No | Yes | No | Not Applicable | 238-45688-00 |  |  |  | 238-45684-00 | 10332 | RES ELEC
RE220U6-1NAN-458 | RE220U | Bradford White | 671632328093 | Active | The ""-458"" indicates that this SKU was designed and certified for Installation in Canada. | [9 empty] | No | Not Applicable | Not Applicable | Residential Water Heating | Water Heating.Electric | 6 | 6 |  |  |  | 238-44422-00 |  |  |  | 238-39699-00 | [6 empty] | Electric | Electric Resistance | 120 | 1 |  | Indoor |  | Floor Mounted |  | No | Not Applicable | 150 | Not Applicable |  |  |  | 0.75 | No | [7 empty] | 2.5 kW |  |  |  | 18 |  | 11 | On/Off | Not Applicable | [6 empty] | 65 | 21.375 | 20.875 | 29.5 | 68 | 213 | 20 | 25.6875 |  |  |  |  | 7 | 2.75 | 18.0625 | [5 empty] | 18.0625 | [5 empty] | 18.0625 |  |  | 1 | 432 | 416 | UL1453 | Not Applicable | No | Yes | No | Not Applicable | 238-45688-00 |  |  |  | 238-45684-00 | 10332 | RES ELEC
RE220U6-1NAP-458 | RE220U | Bradford White | 671632657247 | Active | The ""-458"" indicates that this SKU was designed and certified for Installation in Canada. | [9 empty] | No | Not Applicable | Not Applicable | Residential Water Heating | Water Heating.Electric | 6 | 6 |  |  |  | 238-44422-00 |  |  |  | 238-39699-00 | [6 empty] | Electric | Electric Resistance | 120 | 1 |  | Indoor |  | Floor Mounted |  | No | Not Applicable | 150 | Not Applicable |  |  |  | 0.75 | No | [7 empty] | 3 kW |  |  |  | 18 |  | 14 | On/Off | Not Applicable | [6 empty] | 65 | 21.375 | 20.875 | 29.5 | 68 | 213 | 20 | 25.6875 |  |  |  |  | 7 | 2.75 | 18.0625 | [5 empty] | 18.0625 | [5 empty] | 18.0625 |  |  | 1 | 432 | 416 | UL1453 | Not Applicable | No | Yes | No | Not Applicable | 238-45688-00 |  |  |  | 238-45684-00 | 10332 | RES ELEC
RE220U6-1NCL-458 | RE220U | Bradford White | 671632896912 | Active | The ""-458"" indicates that this SKU was designed and certified for Installation in Canada. | [9 empty] | No | Not Applicable | Not Applicable | Residential Water Heating | Water Heating.Electric | 6 | 6 |  |  |  | 238-44422-00 |  |  |  | 238-39699-00 | [6 empty] | Electric | Electric Resistance | 240/208 | 1 |  | Indoor |  | Floor Mounted |  | No | Not Applicable | 150 | Not Applicable |  |  |  | 0.75 | No | [7 empty] | 1.5/1 kW |  |  |  | 18 |  | 7/5 | On/Off | Not Applicable | [6 empty] | 65 | 21.375 | 20.875 | 29.5 | 68 | 213 | 20 | 25.6875 |  |  |  |  | 7 | 2.75 | 18.0625 | [5 empty] | 18.0625 | [5 empty] | 18.0625 |  |  | 1 | 432 | 416 | UL1453 | Not Applicable | No | Yes | No | Not Applicable | 238-45688-00 |  |  |  | 238-45684-00 | 10332 | RES ELEC
RE220U6-1NCM-458 | RE220U | Bradford White | 671632637614 | Active | The ""-458"" indicates that this SKU was designed and certified for Installation in Canada. | [9 empty] | No | Not Applicable | Not Applicable | Residential Water Heating | Water Heating.Electric | 6 | 6 |  |  |  | 238-44422-00 |  |  |  | 238-39699-00 | [6 empty] | Electric | Electric Resistance | 240/208 | 1 |  | Indoor |  | Floor Mounted |  | No | Not Applicable | 150 | Not Applicable |  |  |  | 0.75 | No | [7 empty] | 2/1.5 kW |  |  |  | 18 |  | 9/7 | On/Off | Not Applicable | [6 empty] | 65 | 21.375 | 20.875 | 29.5 | 68 | 213 | 20 | 25.6875 |  |  |  |  | 7 | 2.75 | 18.0625 | [5 empty] | 18.0625 | [5 empty] | 18.0625 |  |  | 1 | 432 | 416 | UL1453 | Not Applicable | No | Yes | No | Not Applicable | 238-45688-00 |  |  |  | 238-45684-00 | 10332 | RES ELEC
RE220U6-1NCN-458 | RE220U | Bradford White | 671632614318 | Active | The ""-458"" indicates that this SKU was designed and certified for Installation in Canada. | [9 empty] | No | Not Applicable | Not Applicable | Residential Water Heating | Water Heating.Electric | 6 | 6 |  |  |  | 238-44422-00 |  |  |  | 238-39699-00 | [6 empty] | Electric | Electric Resistance | 240/208 | 1 |  | Indoor |  | Floor Mounted |  | No | Not Applicable | 150 | Not Applicable |  |  |  | 0.75 | No | [7 empty] | 2.5/2 kW |  |  |  | 18 |  | 11/9 | On/Off | Not Applicable | [6 empty] | 65 | 21.375 | 20.875 | 29.5 | 68 | 213 | 20 | 25.6875 |  |  |  |  | 7 | 2.75 | 18.0625 | [5 empty] | 18.0625 | [5 empty] | 18.0625 |  |  | 1 | 432 | 416 | UL1453 | Not Applicable | No | Yes | No | Not Applicable | 238-45688-00 |  |  |  | 238-45684-00 | 10332 | RES ELEC
RE220U6-1NCP-458 | RE220U | Bradford White | 671632896738 | Active | The ""-458"" indicates that this SKU was designed and certified for Installation in Canada. | [9 empty] | No | Not Applicable | Not Applicable | Residential Water Heating | Water Heating.Electric | 6 | 6 |  |  |  | 238-44422-00 |  |  |  | 238-39699-00 | [6 empty] | Electric | Electric Resistance | 240 | 1 |  | Indoor |  | Floor Mounted |  | No | Not Applicable | 150 | Not Applicable |  |  |  | 0.75 | No | [7 empty] | 3 kW |  |  |  | 18 |  | 14 | On/Off | Not Applicable | [6 empty] | 65 | 21.375 | 20.875 | 29.5 | 68 | 213 | 20 | 25.6875 |  |  |  |  | 7 | 2.75 | 18.0625 | [5 empty] | 18.0625 | [5 empty] | 18.0625 |  |  | 1 | 432 | 416 | UL1453 | Not Applicable | No | Yes | No | Not Applicable | 238-45688-00 |  |  |  | 238-45684-00 | 10332 | RES ELEC
RE220U6-1NCR-458 | RE220U | Bradford White | 671632131808 | Active | The ""-458"" indicates that this SKU was designed and certified for Installation in Canada. | [9 empty] | No | Not Applicable | Not Applicable | Residential Water Heating | Water Heating.Electric | 6 | 6 |  |  |  | 238-44422-00 |  |  |  | 238-39699-00 | [6 empty] | Electric | Electric Resistance | 240/208 | 1 |  | Indoor |  | Floor Mounted |  | No | Not Applicable | 150 | Not Applicable |  |  |  | 0.75 | No | [7 empty] | 3.5/2.5 kW |  |  |  | 18 |  | 16/11 | On/Off | Not Applicable | [6 empty] | 65 | 21.375 | 20.875 | 29.5 | 68 | 213 | 20 | 25.6875 |  |  |  |  | 7 | 2.75 | 18.0625 | [5 empty] | 18.0625 | [5 empty] | 18.0625 |  |  | 1 | 432 | 416 | UL1453 | Not Applicable | No | Yes | No | Not Applicable | 238-45688-00 |  |  |  | 238-45684-00 | 10332 | RES ELEC
RE220U6-1NCT-458 | RE220U | Bradford White | 671632632770 | Active | The ""-458"" indicates that this SKU was designed and certified for Installation in Canada. | [9 empty] | No | Not Applicable | Not Applicable | Residential Water Heating | Water Heating.Electric | 6 | 6 |  |  |  | 238-44422-00 |  |  |  | 238-39699-00 | [6 empty] | Electric | Electric Resistance | 240/208 | 1 |  | Indoor |  | Floor Mounted |  | No | Not Applicable | 150 | Not Applicable |  |  |  | 0.75 | No | [7 empty] | 4/3 kW |  |  |  | 18 |  | 18/14 | On/Off | Not Applicable | [6 empty] | 65 | 21.375 | 20.875 | 29.5 | 68 | 213 | 20 | 25.6875 |  |  |  |  | 7 | 2.75 | 18.0625 | [5 empty] | 18.0625 | [5 empty] | 18.0625 |  |  | 1 | 432 | 416 | UL1453 | Not Applicable | No | Yes | No | Not Applicable | 238-45688-00 |  |  |  | 238-45684-00 | 10332 | RES ELEC
RE220U6-1NCW-458 | RE220U | Bradford White | 671632637973 | Active | The ""-458"" indicates that this SKU was designed and certified for Installation in Canada. | [9 empty] | No | Not Applicable | Not Applicable | Residential Water Heating | Water Heating.Electric | 6 | 6 |  |  |  | 238-44422-00 |  |  |  | 238-39699-00 | [6 empty] | Electric | Electric Resistance | 240/208 | 1 |  | Indoor |  | Floor Mounted |  | No | Not Applicable | 150 | Not Applicable |  |  |  | 0.75 | No | [7 empty] | 4.5/3.5 kW |  |  |  | 18 |  | 21/16 | On/Off | Not Applicable | [6 empty] | 65 | 21.375 | 20.875 | 29.5 | 68 | 213 | 20 | 25.6875 |  |  |  |  | 7 | 2.75 | 18.0625 | [5 empty] | 18.0625 | [5 empty] | 18.0625 |  |  | 1 | 432 | 416 | UL1453 | Not Applicable | No | Yes | No | Not Applicable | 238-45688-00 |  |  |  | 238-45684-00 | 10332 | RES ELEC
RE220U6-1NCY-458 | RE220U | Bradford White | 671632335596 | Active | The ""-458"" indicates that this SKU was designed and certified for Installation in Canada. | [9 empty] | No | Not Applicable | Not Applicable | Residential Water Heating | Water Heating.Electric | 6 | 6 |  |  |  | 238-44422-00 |  |  |  | 238-39699-00 | [6 empty] | Electric | Electric Resistance | 240/208 | 1 |  | Indoor |  | Floor Mounted |  | No | Not Applicable | 150 | Not Applicable |  |  |  | 0.75 | No | [7 empty] | 5.5/4 kW |  |  |  | 18 |  | 25/18 | On/Off | Not Applicable | [6 empty] | 65 | 21.375 | 20.875 | 29.5 | 68 | 213 | 20 | 25.6875 |  |  |  |  | 7 | 2.75 | 18.0625 | [5 empty] | 18.0625 | [5 empty] | 18.0625 |  |  | 1 | 432 | 416 | UL1453 | Not Applicable | No | Yes | No | Not Applicable | 238-45688-00 |  |  |  | 238-45684-00 | 10332 | RES ELEC
RE220U6-1NCZ-458 | RE220U | Bradford White | 671632913480 | Active | The ""-458"" indicates that this SKU was designed and certified for Installation in Canada. | [9 empty] | No | Not Applicable | Not Applicable | Residential Water Heating | Water Heating.Electric | 6 | 6 |  |  |  | 238-44422-00 |  |  |  | 238-39699-00 | [6 empty] | Electric | Electric Resistance | 240/208 | 1 |  | Indoor |  | Floor Mounted |  | No | Not Applicable | 150 | Not Applicable |  |  |  | 0.75 | No | [7 empty] | 6/4.5 kW |  |  |  | 18 |  | 28/21 | On/Off | Not Applicable | [6 empty] | 65 | 21.375 | 20.875 | 29.5 | 68 | 213 | 20 | 25.6875 |  |  |  |  | 7 | 2.75 | 18.0625 | [5 empty] | 18.0625 | [5 empty] | 18.0625 |  |  | 1 | 432 | 416 | UL1453 | Not Applicable | No | Yes | No | Not Applicable | 238-45688-00 |  |  |  | 238-45684-00 | 10332 | RES ELEC
RE220U6-1NLP-458 | RE220U | Bradford White | 671632896400 | Active | The ""-458"" indicates that this SKU was designed and certified for Installation in Canada. | [9 empty] | No | Not Applicable | Not Applicable | Residential Water Heating | Water Heating.Electric | 6 | 6 |  |  |  | 238-44422-00 |  |  |  | 238-39699-00 | [6 empty] | Electric | Electric Resistance | 208 | 1 |  | Indoor |  | Floor Mounted |  | No | Not Applicable | 150 | Not Applicable |  |  |  | 0.75 | No | [7 empty] | 3 kW |  |  |  | 18 |  | 14 | On/Off | Not Applicable | [6 empty] | 65 | 21.375 | 20.875 | 29.5 | 68 | 213 | 20 | 25.6875 |  |  |  |  | 7 | 2.75 | 18.0625 | [5 empty] | 18.0625 | [5 empty] | 18.0625 |  |  | 1 | 432 | 416 | UL1453 | Not Applicable | No | Yes | No | Not Applicable | 238-45688-00 |  |  |  | 238-45684-00 | 10332 | RES ELEC
RE220U6-1NLY-458 | RE220U | Bradford White | 671632551804 | Active | The ""-458"" indicates that this SKU was designed and certified for Installation in Canada. | [9 empty] | No | Not Applicable | Not Applicable | Residential Water Heating | Water Heating.Electric | 6 | 6 |  |  |  | 238-44422-00 |  |  |  | 238-39699-00 | [6 empty] | Electric | Electric Resistance | 208 | 1 |  | Indoor |  | Floor Mounted |  | No | Not Applicable | 150 | Not Applicable |  |  |  | 0.75 | No | [7 empty] | 5.5 kW |  |  |  | 18 |  | 25 | On/Off | Not Applicable | [6 empty] | 65 | 21.375 | 20.875 | 29.5 | 68 | 213 | 20 | 25.6875 |  |  |  |  | 7 | 2.75 | 18.0625 | [5 empty] | 18.0625 | [5 empty] | 18.0625 |  |  | 1 | 432 | 416 | UL1453 | Not Applicable | No | Yes | No | Not Applicable | 238-45688-00 |  |  |  | 238-45684-00 | 10332 | RES ELEC
RE220U6-1NLZ-458 | RE220U | Bradford White | 671632131938 | Active | The ""-458"" indicates that this SKU was designed and certified for Installation in Canada. | [9 empty] | No | Not Applicable | Not Applicable | Residential Water Heating | Water Heating.Electric | 6 | 6 |  |  |  | 238-44422-00 |  |  |  | 238-39699-00 | [6 empty] | Electric | Electric Resistance | 208 | 1 |  | Indoor |  | Floor Mounted |  | No | Not Applicable | 150 | Not Applicable |  |  |  | 0.75 | No | [7 empty] | 6 kW |  |  |  | 18 |  | 28 | On/Off | Not Applicable | [6 empty] | 65 | 21.375 | 20.875 | 29.5 | 68 | 213 | 20 | 25.6875 |  |  |  |  | 7 | 2.75 | 18.0625 | [5 empty] | 18.0625 | [5 empty] | 18.0625 |  |  | 1 | 432 | 416 | UL1453 | Not Applicable | No | Yes | No | Not Applicable | 238-45688-00 |  |  |  | 238-45684-00 | 10332 | RES ELEC
RE230L6-1NAL | RE230L | Bradford White | 671632877560 | Phase Out | [10 empty] | No | Not Applicable |  | Residential Water Heating | Water Heating.Electric | 6 | 6 |  |  |  | 238-44422-00 |  |  |  | 238-39699-00 |  | 238-51237-00 |  |  |  |  | Electric | Electric Resistance | 120 | 1 |  | Indoor |  | Floor Mounted |  | No | Not Applicable | 150 | Not Applicable |  |  |  | 0.75 | No | [7 empty] | 1.5 kW |  | 42 | 0.92 | 28 | 26 | 7 | On/Off | Not Applicable | [6 empty] | 108 | 29.5 | 23 | 34.75 | 112 | 322 | 22 | 30 |  |  |  |  | 30.3125 | 30.3125 | 30.8125 | 8 |  |  |  |  | 22.8125 | [8 empty] | 1 | 243 | 234 | UL174 | Yes | No | Yes | No | Not Applicable
RE230L6-1NCPP-458 | RE230L | Bradford White | 671632817337 | Phase Out | The ""-458"" indicates that this SKU was designed and certified for Installation in Canada. | [9 empty] | No | Not Applicable |  | Residential Water Heating | Water Heating.Electric | 6 | 6 |  |  |  | 238-44422-00 |  |  |  | 238-39699-00 | [6 empty] | Electric | Electric Resistance | 240 | 1 |  | Indoor |  | Floor Mounted |  | No | Not Applicable | 150 | Not Applicable |  |  |  | 0.75 | No | [7 empty] | 3 kW |  |  |  | 27 |  | 14 | On/Off | Not Applicable | [6 empty] | 108 | 22.88 | 22.38 | 35.13 | 112 | 331 | 22 | 30 |  |  |  |  | 30.3125 | 30.3125 | 30.8125 | 8 |  |  |  |  | 22.8125 | [8 empty] | 1 | 324 | 312 | UL1453 | Yes | No | Yes | No | Not Applicable | 238-45688-00 |  |  |  | 238-45684-00
RE230L6-1NCTT | RE230L | Bradford White | 671632848140 | Phase Out | [10 empty] | No | Not Applicable |  | Residential Water Heating | Water Heating.Electric | 6 | 6 |  |  |  | 238-44422-00 |  |  |  | 238-39699-00 |  | 238-51237-00 |  |  |  |  | Electric | Electric Resistance | 240/208 | 1 |  | Indoor |  | Floor Mounted |  | No | Not Applicable | 150 | Not Applicable |  |  |  | 0.75 | No | [7 empty] | 4/3 kW |  | 42 | 0.92 | 28 | 26 | 18/14 | On/Off | Not Applicable | [6 empty] | 108 | 29.5 | 23 | 34.75 | 112 | 322 | 22 | 30 |  |  |  |  | 30.3125 | 30.3125 | 30.8125 | 8 |  |  |  |  | 22.8125 | [8 empty] | 1 | 243 | 234 | UL174 | Yes | No | Yes | No | Not Applicable
RE230L6-1NCWW | RE230L | Bradford White | 671632794393 | Phase Out | [10 empty] | No | Not Applicable |  | Residential Water Heating | Water Heating.Electric | 6 | 6 |  |  |  | 238-44422-00 |  |  |  | 238-39699-00 |  | 238-51237-00 |  |  |  |  | Electric | Electric Resistance | 240/208 | 1 |  | Indoor |  | Floor Mounted |  | No | Not Applicable | 150 | Not Applicable |  |  |  | 0.75 | No | [7 empty] | 4.5/3.5 kW |  | 42 | 0.92 | 28 | 26 | 21/16 | On/Off | Not Applicable | [6 empty] | 108 | 29.5 | 23 | 34.75 | 112 | 322 | 22 | 30 |  |  |  |  | 30.3125 | 30.3125 | 30.8125 | 8 |  |  |  |  | 22.8125 | [8 empty] | 1 | 243 | 234 | UL174 | Yes | No | Yes | No | Not Applicable
RE230L6-1NCWW-264 | RE230L | Bradford White | 671632806294 | Phase Out | The ""-264"" indicates that this SKU comes with an Aluminum Anode Rod. | [9 empty] | No | Not Applicable |  | Residential Water Heating | Water Heating.Electric | 6 | 6 |  |  |  | 238-44422-00 |  |  |  | 238-39699-00 |  | 238-51237-00 |  |  |  |  | Electric | Electric Resistance | 240/208 | 1 |  | Indoor |  | Floor Mounted |  | No | Not Applicable | 150 | Not Applicable |  |  |  | 0.75 | No | [7 empty] | 4.5/3.5 kW |  | 42 | 0.92 | 28 | 26 | 21/16 | On/Off | Not Applicable | [6 empty] | 108 | 29.5 | 23 | 34.75 | 112 | 322 | 22 | 30 |  |  |  |  | 30.3125 | 30.3125 | 30.8125 | 8 |  |  |  |  | 22.8125 | [8 empty] | 1 | 243 | 234 | UL174 | Yes | No | Yes | No | Not Applicable
RE230L6-1NCWW-284 | RE230L | Bradford White | 671632860562 | Phase Out | The ""-284"" indicates that this SKU comes with an Incoloy Element. | [9 empty] | No | Not Applicable |  | Residential Water Heating | Water Heating.Electric | 6 | 6 |  |  |  | 238-44422-00 |  |  |  | 238-39699-00 |  | 238-51237-00 |  |  |  |  | Electric | Electric Resistance | 240/208 | 1 |  | Indoor |  | Floor Mounted |  | No | Not Applicable | 150 | Not Applicable |  |  |  | 0.75 | No | [7 empty] | 4.5/3.5 kW |  | 42 | 0.92 | 28 | 26 | 21/16 | On/Off | Not Applicable | [6 empty] | 108 | 29.5 | 23 | 34.75 | 112 | 322 | 22 | 30 |  |  |  |  | 30.3125 | 30.3125 | 30.8125 | 8 |  |  |  |  | 22.8125 | [8 empty] | 1 | 243 | 234 | UL174 | Yes | No | Yes | No | Not Applicable
RE230L6-1NCWW-403-264 | RE230L | Bradford White | 671632800155 | Phase Out | The ""-264"" indicates that this SKU comes with an Aluminum Anode Rod. | The ""-403"" indicates that this SKU comes with a Top T&P Location. | [8 empty] | No | Not Applicable |  | Residential Water Heating | Water Heating.Electric | 6 | 6 |  |  |  | 238-44422-00 |  |  |  | 238-39699-00 |  | 238-51237-00 |  |  |  |  | Electric | Electric Resistance | 240/208 | 1 |  | Indoor |  | Floor Mounted |  | No | Not Applicable | 150 | Not Applicable |  |  |  | 0.75 | No | [7 empty] | 4.5/3.5 kW |  | 42 | 0.92 | 28 | 26 | 21/16 | On/Off | Not Applicable | [6 empty] | 108 | 29.5 | 23 | 34.75 | 112 | 322 | 22 | 30 |  |  |  |  | 30.3125 | 30.3125 | 30.8125 | 8 |  |  |  |  | 22.8125 | [8 empty] | 1 | 243 | 234 | UL174 | Yes | No | Yes | No | Not Applicable
RE230LN10-1NCRR-403 | RE230LN | Bradford White | 671632875405 | Active | The ""-403"" indicates that this SKU comes with a Top T&P Location. | [9 empty] | No | Not Applicable | Not Applicable | Residential Water Heating | Water Heating.Electric | 10 | 6 |  |  |  | 238-44422-00 |  |  |  | 238-39699-00 | [6 empty] | Electric | Electric Resistance | 240/208 | 1 |  | Indoor |  | Floor Mounted |  | No | Not Applicable | 150 | Not Applicable |  |  |  | 0.75 | No | [7 empty] | 3.5/2.5 kW |  | 41 | 0.92 | 28 | 26 | 16/11 | On/Off | Not Applicable | [6 empty] | 96 | 24.0625 | 23.875 | 35.25 | 100 | 310 | 23 | 29.9375 |  |  |  |  | 31.125 | 31.125 | 31.125 | 8 |  |  |  |  | 23.5625 | [8 empty] | 1 | 312 | 300 | UL174 | Yes | Yes | Yes | No | Not Applicable | [5 empty] | 10332 | RES ELEC | 9950961
RE230LN10-1NCTT | RE230LN | Bradford White | 671632572823 | Active | [10 empty] | No | Not Applicable | Not Applicable | Residential Water Heating | Water Heating.Electric | 10 | 6 |  |  |  | 238-44422-00 |  |  |  | 238-39699-00 | [6 empty] | Electric | Electric Resistance | 240/208 | 1 |  | Indoor |  | Floor Mounted |  | No | Not Applicable | 150 | Not Applicable |  |  |  | 0.75 | No | [7 empty] | 4/3 kW |  | 41 | 0.92 | 28 | 26 | 18/14 | On/Off | Not Applicable | [6 empty] | 96 | 24.0625 | 23.875 | 35.25 | 100 | 310 | 23 | 29.9375 |  |  |  |  | 31.125 | 31.125 | 31.125 | 8 |  |  |  |  | 23.5625 | [8 empty] | 1 | 312 | 300 | UL1453 | Yes | Yes | Yes | No | Not Applicable | [5 empty] | 10332 | RES ELEC | 9950961
RE230LN10-1NCWW | RE230LN | Bradford White | 671632884308 | Active | [10 empty] | No | Not Applicable | Not Applicable | Residential Water Heating | Water Heating.Electric | 10 | 6 |  |  |  | 238-44422-00 |  |  |  | 238-39699-00 | [6 empty] | Electric | Electric Resistance | 240/208 | 1 |  | Indoor |  | Floor Mounted |  | No | Not Applicable | 150 | Not Applicable |  |  |  | 0.75 | No | [7 empty] | 4.5/3.5 kW |  | 41 | 0.92 | 28 | 26 | 21/16 | On/Off | Not Applicable | [6 empty] | 96 | 24.0625 | 23.875 | 35.25 | 100 | 310 | 23 | 29.9375 |  |  |  |  | 31.125 | 31.125 | 31.125 | 8 |  |  |  |  | 23.5625 | [8 empty] | 1 | 312 | 300 | UL174 | Yes | Yes | Yes | No | Not Applicable | [5 empty] | 10332 | RES ELEC | 9950961
RE230LN10-1SCWW | RE230LN | Bradford White | 671632312252 | Active | [10 empty] | No | Not Applicable | Not Applicable | Residential Water Heating | Water Heating.Electric | 10 | 6 |  |  |  | 238-44422-00 |  |  |  | 238-39699-00 | [6 empty] | Electric | Electric Resistance | 240/208 | 1 |  | Indoor |  | Floor Mounted |  | No | Not Applicable | 150 | Not Applicable |  |  |  | 0.75 | No | [7 empty] | 9/7 kW |  | 41 | 0.92 | 28 | 26 | 41/32 | On/Off | Not Applicable | [6 empty] | 96 | 24.0625 | 23.875 | 35.25 | 100 | 310 | 23 | 29.9375 |  |  |  |  | 31.125 | 31.125 | 31.125 | 8 |  |  |  |  | 23.5625 | [8 empty] | 1 | 312 | 300 | UL174 | Yes | Yes | Yes | No | Not Applicable | [5 empty] | 10332 | RES ELEC | 9950961
RE230LN6-1NAL | RE230LN | Bradford White | 671632874729 | Active | [10 empty] | No | Not Applicable | Not Applicable | Residential Water Heating | Water Heating.Electric | 6 | 6 |  |  |  | 238-44422-00 |  |  |  | 238-39699-00 | [6 empty] | Electric | Electric Resistance | 120 | 1 |  | Indoor |  | Floor Mounted |  | No | Not Applicable | 150 | Not Applicable |  |  |  | 0.75 | No | [7 empty] | 1.5 kW |  | 41 | 0.92 | 28 | 26 | 7 | On/Off | Not Applicable | [6 empty] | 96 | 24.0625 | 23.875 | 35.25 | 100 | 310 | 23 | 29.9375 |  |  |  |  | 31.125 | 31.125 | 31.125 | 8 |  |  |  |  | 23.5625 | [8 empty] | 1 | 312 | 300 | UL174 | Yes | Yes | Yes | No | Not Applicable | [5 empty] | 10332 | RES ELEC | 9950961
RE230LN6-1NAL-506 | RE230LN | Bradford White | 671632654031 | Active | The ""-506"" indicates that this SKU comes with an A420 Aluminum Anode Rod. | [9 empty] | No | Not Applicable | Not Applicable | Residential Water Heating | Water Heating.Electric | 6 | 6 |  |  |  | 238-44422-00 |  |  |  | 238-39699-00 | [6 empty] | Electric | Electric Resistance | 120 | 1 |  | Indoor |  | Floor Mounted |  | No | Not Applicable | 150 | Not Applicable |  |  |  | 0.75 | No | [7 empty] | 1.5 kW |  | 41 | 0.92 | 28 | 26 | 7 | On/Off | Not Applicable | [6 empty] | 96 | 24.0625 | 23.875 | 35.25 | 100 | 310 | 23 | 29.9375 |  |  |  |  | 31.125 | 31.125 | 31.125 | 8 |  |  |  |  | 23.5625 | [8 empty] | 1 | 312 | 300 | UL1453 | Yes | Yes | Yes | No | Not Applicable | [5 empty] | 10332 | RES ELEC | 9950961
RE230LN6-1NALL | RE230LN | Bradford White | 671632892877 | Active | [10 empty] | No | Not Applicable | Not Applicable | Residential Water Heating | Water Heating.Electric | 6 | 6 |  |  |  | 238-44422-00 |  |  |  | 238-39699-00 | [6 empty] | Electric | Electric Resistance | 120 | 1 |  | Indoor |  | Floor Mounted |  | No | Not Applicable | 150 | Not Applicable |  |  |  | 0.75 | No | [7 empty] | 1.5 kW |  | 41 | 0.92 | 28 | 26 | 7 | On/Off | Not Applicable | [6 empty] | 96 | 24.0625 | 23.875 | 35.25 | 100 | 310 | 23 | 29.9375 |  |  |  |  | 31.125 | 31.125 | 31.125 | 8 |  |  |  |  | 23.5625 | [8 empty] | 1 | 312 | 300 | UL174 | Yes | Yes | Yes | No | Not Applicable | [5 empty] | 10332 | RES ELEC | 9950961
RE230LN6-1NALL-403 | RE230LN | Bradford White | 671632551842 | Active | The ""-403"" indicates that this SKU comes with a Top T&P Location. | [9 empty] | No | Not Applicable | Not Applicable | Residential Water Heating | Water Heating.Electric | 6 | 6 |  |  |  | 238-44422-00 |  |  |  | 238-39699-00 | [6 empty] | Electric | Electric Resistance | 120 | 1 |  | Indoor |  | Floor Mounted |  | No | Not Applicable | 150 | Not Applicable |  |  |  | 0.75 | No | [7 empty] | 1.5 kW |  | 41 | 0.92 | 28 | 26 | 7 | On/Off | Not Applicable | [6 empty] | 96 | 24.0625 | 23.875 | 35.25 | 100 | 310 | 23 | 29.9375 |  |  |  |  | 31.125 | 31.125 | 31.125 | 8 |  |  |  |  | 23.5625 | [8 empty] | 1 | 312 | 300 | UL174 | Yes | Yes | Yes | No | Not Applicable | [5 empty] | 10332 | RES ELEC | 9950961
RE230LN6-1NALL-458 | RE230LN | Bradford White | 671632567997 | Active | The ""-458"" indicates that this SKU was designed and certified for Installation in Canada. | [9 empty] | No | Not Applicable | Not Applicable | Residential Water Heating | Water Heating.Electric | 6 | 6 |  |  |  | 238-44422-00 |  |  |  | 238-39699-00 | [6 empty] | Electric | Electric Resistance | 120 | 1 |  | Indoor |  | Floor Mounted |  | No | Not Applicable | 150 | Not Applicable |  |  |  | 0.75 | No | [7 empty] | 1.5 kW |  |  |  | 27 |  | 7 | On/Off | Not Applicable | [6 empty] | 96 | 24.0625 | 23.875 | 35.25 | 100 | 319 | 23 | 29.9375 |  |  |  |  | 31.125 | 31.125 | 31.125 | 8 |  |  |  |  | 23.5625 | [8 empty] | 1 | 312 | 300 | UL1453 | Yes | No | Yes | No | Not Applicable | 238-45688-00 |  |  |  | 238-45684-00 | 10332 | RES ELEC
RE230LN6-1NAM | RE230LN | Bradford White | 671632571666 | Active | [10 empty] | No | Not Applicable | Not Applicable | Residential Water Heating | Water Heating.Electric | 6 | 6 |  |  |  | 238-44422-00 |  |  |  | 238-39699-00 | [6 empty] | Electric | Electric Resistance | 120 | 1 |  | Indoor |  | Floor Mounted |  | No | Not Applicable | 150 | Not Applicable |  |  |  | 0.75 | No | [7 empty] | 2 kW |  | 41 | 0.92 | 28 | 26 | 9 | On/Off | Not Applicable | [6 empty] | 96 | 24.0625 | 23.875 | 35.25 | 100 | 310 | 23 | 29.9375 |  |  |  |  | 31.125 | 31.125 | 31.125 | 8 |  |  |  |  | 23.5625 | [8 empty] | 1 | 312 | 300 | UL1453 | Yes | Yes | Yes | No | Not Applicable | [5 empty] | 10332 | RES ELEC | 9950961
RE230LN6-1NAMM | RE230LN | Bradford White | 671632652884 | Active | [10 empty] | No | Not Applicable | Not Applicable | Residential Water Heating | Water Heating.Electric | 6 | 6 |  |  |  | 238-44422-00 |  |  |  | 238-39699-00 | [6 empty] | Electric | Electric Resistance | 120 | 1 |  | Indoor |  | Floor Mounted |  | No | Not Applicable | 150 | Not Applicable |  |  |  | 0.75 | No | [7 empty] | 2 kW |  | 41 | 0.92 | 28 | 26 | 9 | On/Off | Not Applicable | [6 empty] | 96 | 24.0625 | 23.875 | 35.25 | 100 | 310 | 23 | 29.9375 |  |  |  |  | 31.125 | 31.125 | 31.125 | 8 |  |  |  |  | 23.5625 | [8 empty] | 1 | 312 | 300 | UL1453 | Yes | Yes | Yes | No | Not Applicable | [5 empty] | 10332 | RES ELEC | 9950961
RE230LN6-1NAMM-458 | RE230LN | Bradford White | 671632331321 | Active | The ""-458"" indicates that this SKU was designed and certified for Installation in Canada. | [9 empty] | No | Not Applicable | Not Applicable | Residential Water Heating | Water Heating.Electric | 6 | 6 |  |  |  | 238-44422-00 |  |  |  | 238-39699-00 | [6 empty] | Electric | Electric Resistance | 120 | 1 |  | Indoor |  | Floor Mounted |  | No | Not Applicable | 150 | Not Applicable |  |  |  | 0.75 | No | [7 empty] | 2 kW |  |  |  | 27 |  | 9 | On/Off | Not Applicable | [6 empty] | 96 | 24.0625 | 23.875 | 35.25 | 100 | 319 | 23 | 29.9375 |  |  |  |  | 31.125 | 31.125 | 31.125 | 8 |  |  |  |  | 23.5625 | [8 empty] | 1 | 312 | 300 | UL1453 | Yes | No | Yes | No | Not Applicable | 238-45688-00 |  |  |  | 238-45684-00 | 10332 | RES ELEC
RE230LN6-1NANN | RE230LN | Bradford White | 671632129584 | Active | [10 empty] | No | Not Applicable | Not Applicable | Residential Water Heating | Water Heating.Electric | 6 | 6 |  |  |  | 238-44422-00 |  |  |  | 238-39699-00 | [6 empty] | Electric | Electric Resistance | 120 | 1 |  | Indoor |  | Floor Mounted |  | No | Not Applicable | 150 | Not Applicable |  |  |  | 0.75 | No | [7 empty] | 2.5 kW |  | 41 | 0.92 | 28 | 26 | 11 | On/Off | Not Applicable | [6 empty] | 96 | 24.0625 | 23.875 | 35.25 | 100 | 310 | 23 | 29.9375 |  |  |  |  | 31.125 | 31.125 | 31.125 | 8 |  |  |  |  | 23.5625 | [8 empty] | 1 | 312 | 300 | UL174 | Yes | Yes | Yes | No | Not Applicable | [5 empty] | 10332 | RES ELEC | 9950961
RE230LN6-1NAP | RE230LN | Bradford White | 671632877515 | Active | [10 empty] | No | Not Applicable | Not Applicable | Residential Water Heating | Water Heating.Electric | 6 | 6 |  |  |  | 238-44422-00 |  |  |  | 238-39699-00 | [6 empty] | Electric | Electric Resistance | 120 | 1 |  | Indoor |  | Floor Mounted |  | No | Not Applicable | 150 | Not Applicable |  |  |  | 0.75 | No | [7 empty] | 3 kW |  | 41 | 0.92 | 28 | 26 | 14 | On/Off | Not Applicable | [6 empty] | 96 | 24.0625 | 23.875 | 35.25 | 100 | 310 | 23 | 29.9375 |  |  |  |  | 31.125 | 31.125 | 31.125 | 8 |  |  |  |  | 23.5625 | [8 empty] | 1 | 312 | 300 | UL174 | Yes | Yes | Yes | No | Not Applicable | [5 empty] | 10332 | RES ELEC | 9950961
RE230LN6-1NAPP | RE230LN | Bradford White | 671632569632 | Active | [10 empty] | No | Not Applicable | Not Applicable | Residential Water Heating | Water Heating.Electric | 6 | 6 |  |  |  | 238-44422-00 |  |  |  | 238-39699-00 | [6 empty] | Electric | Electric Resistance | 120 | 1 |  | Indoor |  | Floor Mounted |  | No | Not Applicable | 150 | Not Applicable |  |  |  | 0.75 | No | [7 empty] | 3 kW |  | 41 | 0.92 | 28 | 26 | 14 | On/Off | Not Applicable | [6 empty] | 96 | 24.0625 | 23.875 | 35.25 | 100 | 310 | 23 | 29.9375 |  |  |  |  | 31.125 | 31.125 | 31.125 | 8 |  |  |  |  | 23.5625 | [8 empty] | 1 | 312 | 300 | UL1453 | Yes | Yes | Yes | No | Not Applicable | [5 empty] | 10332 | RES ELEC | 9950961
RE230LN6-1NAPP-403 | RE230LN | Bradford White | 671632320905 | Active | The ""-403"" indicates that this SKU comes with a Top T&P Location. | [9 empty] | No | Not Applicable | Not Applicable | Residential Water Heating | Water Heating.Electric | 6 | 6 |  |  |  | 238-44422-00 |  |  |  | 238-39699-00 | [6 empty] | Electric | Electric Resistance | 120 | 1 |  | Indoor |  | Floor Mounted |  | No | Not Applicable | 150 | Not Applicable |  |  |  | 0.75 | No | [7 empty] | 3 kW |  | 41 | 0.92 | 28 | 26 | 14 | On/Off | Not Applicable | [6 empty] | 96 | 24.0625 | 23.875 | 35.25 | 100 | 310 | 23 | 29.9375 |  |  |  |  | 31.125 | 31.125 | 31.125 | 8 |  |  |  |  | 23.5625 | [8 empty] | 1 | 312 | 300 | UL174 | Yes | Yes | Yes | No | Not Applicable | [5 empty] | 10332 | RES ELEC | 9950961
RE230LN6-1NAPP-403-264 | RE230LN | Bradford White | 671632536238 | Active | The ""-264"" indicates that this SKU comes with an Aluminum Anode Rod. | The ""-403"" indicates that this SKU comes with a Top T&P Location. | [8 empty] | No | Not Applicable | Not Applicable | Residential Water Heating | Water Heating.Electric | 6 | 6 |  |  |  | 238-44422-00 |  |  |  | 238-39699-00 | [6 empty] | Electric | Electric Resistance | 120 | 1 |  | Indoor |  | Floor Mounted |  | No | Not Applicable | 150 | Not Applicable |  |  |  | 0.75 | No | [7 empty] | 3 kW |  | 41 | 0.92 | 28 | 26 | 14 | On/Off | Not Applicable | [6 empty] | 96 | 24.0625 | 23.875 | 35.25 | 100 | 310 | 23 | 29.9375 |  |  |  |  | 31.125 | 31.125 | 31.125 | 8 |  |  |  |  | 23.5625 | [8 empty] | 1 | 312 | 300 | UL174 | Yes | Yes | Yes | No | Not Applicable | [5 empty] | 10332 | RES ELEC | 9950961
RE230LN6-1NAPP-458 | RE230LN | Bradford White | 671632657285 | Active | The ""-458"" indicates that this SKU was designed and certified for Installation in Canada. | [9 empty] | No | Not Applicable | Not Applicable | Residential Water Heating | Water Heating.Electric | 6 | 6 |  |  |  | 238-44422-00 |  |  |  | 238-39699-00 | [6 empty] | Electric | Electric Resistance | 120 | 1 |  | Indoor |  | Floor Mounted |  | No | Not Applicable | 150 | Not Applicable |  |  |  | 0.75 | No | [7 empty] | 3 kW |  |  |  | 27 |  | 14 | On/Off | Not Applicable | [6 empty] | 96 | 24.0625 | 23.875 | 35.25 | 100 | 319 | 23 | 29.9375 |  |  |  |  | 31.125 | 31.125 | 31.125 | 8 |  |  |  |  | 23.5625 | [8 empty] | 1 | 312 | 300 | UL1453 | Yes | No | Yes | No | Not Applicable | 238-45688-00 |  |  |  | 238-45684-00 | 10332 | RES ELEC
RE230LN6-1NCLL-458 | RE230LN | Bradford White | 671632653263 | Active | The ""-458"" indicates that this SKU was designed and certified for Installation in Canada. | [9 empty] | No | Not Applicable | Not Applicable | Residential Water Heating | Water Heating.Electric | 6 | 6 |  |  |  | 238-44422-00 |  |  |  | 238-39699-00 | [6 empty] | Electric | Electric Resistance | 240/208 | 1 |  | Indoor |  | Floor Mounted |  | No | Not Applicable | 150 | Not Applicable |  |  |  | 0.75 | No | [7 empty] | 1.5/1 kW |  |  |  | 27 |  | 7/5 | On/Off | Not Applicable | [6 empty] | 96 | 24.0625 | 23.875 | 35.25 | 100 | 319 | 23 | 29.9375 |  |  |  |  | 31.125 | 31.125 | 31.125 | 8 |  |  |  |  | 23.5625 | [8 empty] | 1 | 312 | 300 | UL1453 | Yes | No | Yes | No | Not Applicable | 238-45688-00 |  |  |  | 238-45684-00 | 10332 | RES ELEC
RE230LN6-1NCMM | RE230LN | Bradford White | 671632568932 | Active | [10 empty] | No | Not Applicable | Not Applicable | Residential Water Heating | Water Heating.Electric | 6 | 6 |  |  |  | 238-44422-00 |  |  |  | 238-39699-00 | [6 empty] | Electric | Electric Resistance | 240/208 | 1 |  | Indoor |  | Floor Mounted |  | No | Not Applicable | 150 | Not Applicable |  |  |  | 0.75 | No | [7 empty] | 2/1.5 kW |  | 41 | 0.92 | 28 | 26 | 9/7 | On/Off | Not Applicable | [6 empty] | 96 | 24.0625 | 23.875 | 35.25 | 100 | 310 | 23 | 29.9375 |  |  |  |  | 31.125 | 31.125 | 31.125 | 8 |  |  |  |  | 23.5625 | [8 empty] | 1 | 312 | 300 | UL1453 | Yes | Yes | Yes | No | Not Applicable | [5 empty] | 10332 | RES ELEC | 9950961
RE230LN6-1NCNN | RE230LN | Bradford White | 671632579426 | Active | [10 empty] | No | Not Applicable | Not Applicable | Residential Water Heating | Water Heating.Electric | 6 | 6 |  |  |  | 238-44422-00 |  |  |  | 238-39699-00 | [6 empty] | Electric | Electric Resistance | 240/208 | 1 |  | Indoor |  | Floor Mounted |  | No | Not Applicable | 150 | Not Applicable |  |  |  | 0.75 | No | [7 empty] | 2.5/2 kW |  | 41 | 0.92 | 28 | 26 | 11/9 | On/Off | Not Applicable | [6 empty] | 96 | 24.0625 | 23.875 | 35.25 | 100 | 310 | 23 | 29.9375 |  |  |  |  | 31.125 | 31.125 | 31.125 | 8 |  |  |  |  | 23.5625 | [8 empty] | 1 | 312 | 300 | UL1453 | Yes | Yes | Yes | No | Not Applicable | [5 empty] | 10332 | RES ELEC | 9950961
RE230LN6-1NCP-458 | RE230LN | Bradford White | 671632649709 | Active | The ""-458"" indicates that this SKU was designed and certified for Installation in Canada. | [9 empty] | No | Not Applicable | Not Applicable | Residential Water Heating | Water Heating.Electric | 6 | 6 |  |  |  | 238-44422-00 |  |  |  | 238-39699-00 | [6 empty] | Electric | Electric Resistance | 240 | 1 |  | Indoor |  | Floor Mounted |  | No | Not Applicable | 150 | Not Applicable |  |  |  | 0.75 | No | [7 empty] | 3 kW |  |  |  | 27 |  | 14 | On/Off | Not Applicable | [6 empty] | 96 | 24.0625 | 23.875 | 35.25 | 100 | 319 | 23 | 29.9375 |  |  |  |  | 31.125 | 31.125 | 31.125 | 8 |  |  |  |  | 23.5625 | [8 empty] | 1 | 312 | 300 | UL1453 | Yes | No | Yes | No | Not Applicable | 238-45688-00 |  |  |  | 238-45684-00 | 10332 | RES ELEC
RE230LN6-1NCPP | RE230LN | Bradford White | 671632326082 | Active | [10 empty] | No | Not Applicable | Not Applicable | Residential Water Heating | Water Heating.Electric | 6 | 6 |  |  |  | 238-44422-00 |  |  |  | 238-39699-00 | [6 empty] | Electric | Electric Resistance | 240 | 1 |  | Indoor |  | Floor Mounted |  | No | Not Applicable | 150 | Not Applicable |  |  |  | 0.75 | No | [7 empty] | 3 kW |  | 41 | 0.92 | 28 | 26 | 14 | On/Off | Not Applicable | [6 empty] | 96 | 24.0625 | 23.875 | 35.25 | 100 | 310 | 23 | 29.9375 |  |  |  |  | 31.125 | 31.125 | 31.125 | 8 |  |  |  |  | 23.5625 | [8 empty] | 1 | 312 | 300 | UL174 | Yes | Yes | Yes | No | Not Applicable | [5 empty] | 10332 | RES ELEC | 9950961
RE230LN6-1NCPP-458 | RE230LN | Bradford White | 671632883509 | Active | The ""-458"" indicates that this SKU was designed and certified for Installation in Canada. | [9 empty] | No | Not Applicable | Not Applicable | Residential Water Heating | Water Heating.Electric | 6 | 6 |  |  |  | 238-44422-00 |  |  |  | 238-39699-00 | [6 empty] | Electric | Electric Resistance | 240 | 1 |  | Indoor |  | Floor Mounted |  | No | Not Applicable | 150 | Not Applicable |  |  |  | 0.75 | No | [7 empty] | 3 kW |  |  |  | 27 |  | 14 | On/Off | Not Applicable | [6 empty] | 96 | 24.0625 | 23.875 | 35.25 | 100 | 319 | 23 | 29.9375 |  |  |  |  | 31.125 | 31.125 | 31.125 | 8 |  |  |  |  | 23.5625 | [8 empty] | 1 | 312 | 300 | UL1453 | Yes | No | Yes | No | Not Applicable | 238-45688-00 |  |  |  | 238-45684-00 | 10332 | RES ELEC
RE230LN6-1NCRR | RE230LN | Bradford White | 671632999736 | Active | [10 empty] | No | Not Applicable | Not Applicable | Residential Water Heating | Water Heating.Electric | 6 | 6 |  |  |  | 238-44422-00 |  |  |  | 238-39699-00 | [6 empty] | Electric | Electric Resistance | 240/208 | 1 |  | Indoor |  | Floor Mounted |  | No | Not Applicable | 150 | Not Applicable |  |  |  | 0.75 | No | [7 empty] | 3.5/2.5 kW |  | 41 | 0.92 | 28 | 26 | 16/11 | On/Off | Not Applicable | [6 empty] | 96 | 24.0625 | 23.875 | 35.25 | 100 | 310 | 23 | 29.9375 |  |  |  |  | 31.125 | 31.125 | 31.125 | 8 |  |  |  |  | 23.5625 | [8 empty] | 1 | 312 | 300 | UL174 | Yes | Yes | Yes | No | Not Applicable | [5 empty] | 10332 | RES ELEC | 9950961
RE230LN6-1NCRR-403 | RE230LN | Bradford White | 671632861187 | Active | The ""-403"" indicates that this SKU comes with a Top T&P Location. | [9 empty] | No | Not Applicable | Not Applicable | Residential Water Heating | Water Heating.Electric | 6 | 6 |  |  |  | 238-44422-00 |  |  |  | 238-39699-00 | [6 empty] | Electric | Electric Resistance | 240/208 | 1 |  | Indoor |  | Floor Mounted |  | No | Not Applicable | 150 | Not Applicable |  |  |  | 0.75 | No | [7 empty] | 3.5/2.5 kW |  | 41 | 0.92 | 28 | 26 | 16/11 | On/Off | Not Applicable | [6 empty] | 96 | 24.0625 | 23.875 | 35.25 | 100 | 310 | 23 | 29.9375 |  |  |  |  | 31.125 | 31.125 | 31.125 | 8 |  |  |  |  | 23.5625 | [8 empty] | 1 | 312 | 300 | UL174 | Yes | Yes | Yes | No | Not Applicable | [5 empty] | 10332 | RES ELEC | 9950961
RE230LN6-1NCRR-403-264 | RE230LN | Bradford White | 671632312412 | Active | The ""-264"" indicates that this SKU comes with an Aluminum Anode Rod. | The ""-403"" indicates that this SKU comes with a Top T&P Location. | [8 empty] | No | Not Applicable | Not Applicable | Residential Water Heating | Water Heating.Electric | 6 | 6 |  |  |  | 238-44422-00 |  |  |  | 238-39699-00 | [6 empty] | Electric | Electric Resistance | 240/208 | 1 |  | Indoor |  | Floor Mounted |  | No | Not Applicable | 150 | Not Applicable |  |  |  | 0.75 | No | [7 empty] | 3.5/2.5 kW |  | 41 | 0.92 | 28 | 26 | 16/11 | On/Off | Not Applicable | [6 empty] | 96 | 24.0625 | 23.875 | 35.25 | 100 | 310 | 23 | 29.9375 |  |  |  |  | 31.125 | 31.125 | 31.125 | 8 |  |  |  |  | 23.5625 | [8 empty] | 1 | 312 | 300 | UL174 | Yes | Yes | Yes | No | Not Applicable | [5 empty] | 10332 | RES ELEC | 9950961
RE230LN6-1NCRR-458 | RE230LN | Bradford White | 671632318308 | Active | The ""-458"" indicates that this SKU was designed and certified for Installation in Canada. | [9 empty] | No | Not Applicable | Not Applicable | Residential Water Heating | Water Heating.Electric | 6 | 6 |  |  |  | 238-44422-00 |  |  |  | 238-39699-00 | [6 empty] | Electric | Electric Resistance | 240/208 | 1 |  | Indoor |  | Floor Mounted |  | No | Not Applicable | 150 | Not Applicable |  |  |  | 0.75 | No | [7 empty] | 3.5/2.5 kW |  |  |  | 27 |  | 16/11 | On/Off | Not Applicable | [6 empty] | 96 | 24.0625 | 23.875 | 35.25 | 100 | 319 | 23 | 29.9375 |  |  |  |  | 31.125 | 31.125 | 31.125 | 8 |  |  |  |  | 23.5625 | [8 empty] | 1 | 312 | 300 | UL1453 | Yes | No | Yes | No | Not Applicable | 238-45688-00 |  |  |  | 238-45684-00 | 10332 | RES ELEC
RE230LN6-1NCTT | RE230LN | Bradford White | 671632890835 | Active | [10 empty] | No | Not Applicable | Not Applicable | Residential Water Heating | Water Heating.Electric | 6 | 6 |  |  |  | 238-44422-00 |  |  |  | 238-39699-00 | [6 empty] | Electric | Electric Resistance | 240/208 | 1 |  | Indoor |  | Floor Mounted |  | No | Not Applicable | 150 | Not Applicable |  |  |  | 0.75 | No | [7 empty] | 4/3 kW |  | 41 | 0.92 | 28 | 26 | 18/14 | On/Off | Not Applicable | [6 empty] | 96 | 24.0625 | 23.875 | 35.25 | 100 | 310 | 23 | 29.9375 |  |  |  |  | 31.125 | 31.125 | 31.125 | 8 |  |  |  |  | 23.5625 | [8 empty] | 1 | 312 | 300 | UL174 | Yes | Yes | Yes | No | Not Applicable | [5 empty] | 10332 | RES ELEC | 9950961
RE230LN6-1NCTT-264 | RE230LN | Bradford White | 671632333486 | Active | The ""-264"" indicates that this SKU comes with an Aluminum Anode Rod. | [9 empty] | No | Not Applicable | Not Applicable | Residential Water Heating | Water Heating.Electric | 6 | 6 |  |  |  | 238-44422-00 |  |  |  | 238-39699-00 | [6 empty] | Electric | Electric Resistance | 240/208 | 1 |  | Indoor |  | Floor Mounted |  | No | Not Applicable | 150 | Not Applicable |  |  |  | 0.75 | No | [7 empty] | 4/3 kW |  | 41 | 0.92 | 28 | 26 | 18/14 | On/Off | Not Applicable | [6 empty] | 96 | 24.0625 | 23.875 | 35.25 | 100 | 310 | 23 | 29.9375 |  |  |  |  | 31.125 | 31.125 | 31.125 | 8 |  |  |  |  | 23.5625 | [8 empty] | 1 | 312 | 300 | UL174 | Yes | Yes | Yes | No | Not Applicable | [5 empty] | 10332 | RES ELEC | 9950961
RE230LN6-1NCTT-403 | RE230LN | Bradford White | 671632891061 | Active | The ""-403"" indicates that this SKU comes with a Top T&P Location. | [9 empty] | No | Not Applicable | Not Applicable | Residential Water Heating | Water Heating.Electric | 6 | 6 |  |  |  | 238-44422-00 |  |  |  | 238-39699-00 | [6 empty] | Electric | Electric Resistance | 240/208 | 1 |  | Indoor |  | Floor Mounted |  | No | Not Applicable | 150 | Not Applicable |  |  |  | 0.75 | No | [7 empty] | 4/3 kW |  | 41 | 0.92 | 28 | 26 | 18/14 | On/Off | Not Applicable | [6 empty] | 96 | 24.0625 | 23.875 | 35.25 | 100 | 310 | 23 | 29.9375 |  |  |  |  | 31.125 | 31.125 | 31.125 | 8 |  |  |  |  | 23.5625 | [8 empty] | 1 | 312 | 300 | UL174 | Yes | Yes | Yes | No | Not Applicable | [5 empty] | 10332 | RES ELEC | 9950961
RE230LN6-1NCTT-403-264 | RE230LN | Bradford White | 671632320912 | Active | The ""-264"" indicates that this SKU comes with an Aluminum Anode Rod. | The ""-403"" indicates that this SKU comes with a Top T&P Location. | [8 empty] | No | Not Applicable | Not Applicable | Residential Water Heating | Water Heating.Electric | 6 | 6 |  |  |  | 238-44422-00 |  |  |  | 238-39699-00 | [6 empty] | Electric | Electric Resistance | 240/208 | 1 |  | Indoor |  | Floor Mounted |  | No | Not Applicable | 150 | Not Applicable |  |  |  | 0.75 | No | [7 empty] | 4/3 kW |  | 41 | 0.92 | 28 | 26 | 18/14 | On/Off | Not Applicable | [6 empty] | 96 | 24.0625 | 23.875 | 35.25 | 100 | 310 | 23 | 29.9375 |  |  |  |  | 31.125 | 31.125 | 31.125 | 8 |  |  |  |  | 23.5625 | [8 empty] | 1 | 312 | 300 | UL174 | Yes | Yes | Yes | No | Not Applicable | [5 empty] | 10332 | RES ELEC | 9950961
RE230LN6-1NCTT-458 | RE230LN | Bradford White | 671632895410 | Active | The ""-458"" indicates that this SKU was designed and certified for Installation in Canada. | [9 empty] | No | Not Applicable | Not Applicable | Residential Water Heating | Water Heating.Electric | 6 | 6 |  |  |  | 238-44422-00 |  |  |  | 238-39699-00 | [6 empty] | Electric | Electric Resistance | 240/208 | 1 |  | Indoor |  | Floor Mounted |  | No | Not Applicable | 150 | Not Applicable |  |  |  | 0.75 | No | [7 empty] | 4/3 kW |  |  |  | 27 |  | 18/14 | On/Off | Not Applicable | [6 empty] | 96 | 24.0625 | 23.875 | 35.25 | 100 | 319 | 23 | 29.9375 |  |  |  |  | 31.125 | 31.125 | 31.125 | 8 |  |  |  |  | 23.5625 | [8 empty] | 1 | 312 | 300 | UL1453 | Yes | No | Yes | No | Not Applicable | 238-45688-00 |  |  |  | 238-45684-00 | 10332 | RES ELEC
RE230LN6-1NCW | RE230LN | Bradford White | 671632617432 | Active | [10 empty] | No | Not Applicable | Not Applicable | Residential Water Heating | Water Heating.Electric | 6 | 6 |  |  |  | 238-44422-00 |  |  |  | 238-39699-00 | [6 empty] | Electric | Electric Resistance | 240/208 | 1 |  | Indoor |  | Floor Mounted |  | No | Not Applicable | 150 | Not Applicable |  |  |  | 0.75 | No | [7 empty] | 4.5/3.5 kW |  | 41 | 0.92 | 28 | 26 | 21/16 | On/Off | Not Applicable | [6 empty] | 96 | 24.0625 | 23.875 | 35.25 | 100 | 310 | 23 | 29.9375 |  |  |  |  | 31.125 | 31.125 | 31.125 | 8 |  |  |  |  | 23.5625 | [8 empty] | 1 | 312 | 300 | UL1453 | Yes | Yes | Yes | No | Not Applicable | [5 empty] | 10332 | RES ELEC | 9950961
RE230LN6-1NCW-403 | RE230LN | Bradford White | 671632138852 | Active | The ""-403"" indicates that this SKU comes with a Top T&P Location. | [9 empty] | No | Not Applicable | Not Applicable | Residential Water Heating | Water Heating.Electric | 6 | 6 |  |  |  | 238-44422-00 |  |  |  | 238-39699-00 | [6 empty] | Electric | Electric Resistance | 240/208 | 1 |  | Indoor |  | Floor Mounted |  | No | Not Applicable | 150 | Not Applicable |  |  |  | 0.75 | No | [7 empty] | 4.5/3.5 kW |  | 41 | 0.92 | 28 | 26 | 21/16 | On/Off | Not Applicable | [6 empty] | 96 | 24.0625 | 23.875 | 35.25 | 100 | 310 | 23 | 29.9375 |  |  |  |  | 31.125 | 31.125 | 31.125 | 8 |  |  |  |  | 23.5625 | [8 empty] | 1 | 312 | 300 | UL174 | Yes | Yes | Yes | No | Not Applicable | [5 empty] | 10332 | RES ELEC | 9950961
RE230LN6-1NCWW | RE230LN | Bradford White | 671632856343 | Active | [10 empty] | No | Not Applicable | Not Applicable | Residential Water Heating | Water Heating.Electric | 6 | 6 |  |  |  | 238-44422-00 |  |  |  | 238-39699-00 | [6 empty] | Electric | Electric Resistance | 240/208 | 1 |  | Indoor |  | Floor Mounted |  | No | Not Applicable | 150 | Not Applicable |  |  |  | 0.75 | No | [7 empty] | 4.5/3.5 kW |  | 41 | 0.92 | 28 | 26 | 21/16 | On/Off | Not Applicable | [6 empty] | 96 | 24.0625 | 23.875 | 35.25 | 100 | 310 | 23 | 29.9375 |  |  |  |  | 31.125 | 31.125 | 31.125 | 8 |  |  |  |  | 23.5625 | [8 empty] | 1 | 312 | 300 | UL174 | Yes | Yes | Yes | No | Not Applicable | [5 empty] | 10332 | RES ELEC | 9950961
RE230LN6-1NCWW-264 | RE230LN | Bradford White | 671632860999 | Active | The ""-264"" indicates that this SKU comes with an Aluminum Anode Rod. | [9 empty] | No | Not Applicable | Not Applicable | Residential Water Heating | Water Heating.Electric | 6 | 6 |  |  |  | 238-44422-00 |  |  |  | 238-39699-00 | [6 empty] | Electric | Electric Resistance | 240/208 | 1 |  | Indoor |  | Floor Mounted |  | No | Not Applicable | 150 | Not Applicable |  |  |  | 0.75 | No | [7 empty] | 4.5/3.5 kW |  | 41 | 0.92 | 28 | 26 | 21/16 | On/Off | Not Applicable | [6 empty] | 96 | 24.0625 | 23.875 | 35.25 | 100 | 310 | 23 | 29.9375 |  |  |  |  | 31.125 | 31.125 | 31.125 | 8 |  |  |  |  | 23.5625 | [8 empty] | 1 | 312 | 300 | UL174 | Yes | Yes | Yes | No | Not Applicable | [5 empty] | 10332 | RES ELEC | 9950961
RE230LN6-1NCWW-264-284 | RE230LN | Bradford White | 671632864928 | Active | The ""-264"" indicates that this SKU comes with an Aluminum Anode Rod. | The ""-284"" indicates that this SKU comes with an Incoloy Element. | [8 empty] | No | Not Applicable | Not Applicable | Residential Water Heating | Water Heating.Electric | 6 | 6 |  |  |  | 238-44422-00 |  |  |  | 238-39699-00 | [6 empty] | Electric | Electric Resistance | 240/208 | 1 |  | Indoor |  | Floor Mounted |  | No | Not Applicable | 150 | Not Applicable |  |  |  | 0.75 | No | [7 empty] | 4.5/3.5 kW |  | 41 | 0.92 | 28 | 26 | 21/16 | On/Off | Not Applicable | [6 empty] | 96 | 24.0625 | 23.875 | 35.25 | 100 | 310 | 23 | 29.9375 |  |  |  |  | 31.125 | 31.125 | 31.125 | 8 |  |  |  |  | 23.5625 | [8 empty] | 1 | 312 | 300 | UL174 | Yes | Yes | Yes | No | Not Applicable | [5 empty] | 10332 | RES ELEC | 9950961
RE230LN6-1NCWW-284 | RE230LN | Bradford White | 671632861002 | Active | The ""-284"" indicates that this SKU comes with an Incoloy Element. | [9 empty] | No | Not Applicable | Not Applicable | Residential Water Heating | Water Heating.Electric | 6 | 6 |  |  |  | 238-44422-00 |  |  |  | 238-39699-00 | [6 empty] | Electric | Electric Resistance | 240/208 | 1 |  | Indoor |  | Floor Mounted |  | No | Not Applicable | 150 | Not Applicable |  |  |  | 0.75 | No | [7 empty] | 4.5/3.5 kW |  | 41 | 0.92 | 28 | 26 | 21/16 | On/Off | Not Applicable | [6 empty] | 96 | 24.0625 | 23.875 | 35.25 | 100 | 310 | 23 | 29.9375 |  |  |  |  | 31.125 | 31.125 | 31.125 | 8 |  |  |  |  | 23.5625 | [8 empty] | 1 | 312 | 300 | UL174 | Yes | Yes | Yes | No | Not Applicable | [5 empty] | 10332 | RES ELEC | 9950961
RE230LN6-1NCWW-403 | RE230LN | Bradford White | 671632858781 | Active | The ""-403"" indicates that this SKU comes with a Top T&P Location. | [9 empty] | No | Not Applicable | Not Applicable | Residential Water Heating | Water Heating.Electric | 6 | 6 |  |  |  | 238-44422-00 |  |  |  | 238-39699-00 | [6 empty] | Electric | Electric Resistance | 240/208 | 1 |  | Indoor |  | Floor Mounted |  | No | Not Applicable | 150 | Not Applicable |  |  |  | 0.75 | No | [7 empty] | 4.5/3.5 kW |  | 41 | 0.92 | 28 | 26 | 21/16 | On/Off | Not Applicable | [6 empty] | 96 | 24.0625 | 23.875 | 35.25 | 100 | 310 | 23 | 29.9375 |  |  |  |  | 31.125 | 31.125 | 31.125 | 8 |  |  |  |  | 23.5625 | [8 empty] | 1 | 312 | 300 | UL174 | Yes | Yes | Yes | No | Not Applicable | [5 empty] | 10332 | RES ELEC | 9950961
RE230LN6-1NCWW-403-264 | RE230LN | Bradford White | 671632868025 | Active | The ""-264"" indicates that this SKU comes with an Aluminum Anode Rod. | The ""-403"" indicates that this SKU comes with a Top T&P Location. | [8 empty] | No | Not Applicable | Not Applicable | Residential Water Heating | Water Heating.Electric | 6 | 6 |  |  |  | 238-44422-00 |  |  |  | 238-39699-00 | [6 empty] | Electric | Electric Resistance | 240/208 | 1 |  | Indoor |  | Floor Mounted |  | No | Not Applicable | 150 | Not Applicable |  |  |  | 0.75 | No | [7 empty] | 4.5/3.5 kW |  | 41 | 0.92 | 28 | 26 | 21/16 | On/Off | Not Applicable | [6 empty] | 96 | 24.0625 | 23.875 | 35.25 | 100 | 310 | 23 | 29.9375 |  |  |  |  | 31.125 | 31.125 | 31.125 | 8 |  |  |  |  | 23.5625 | [8 empty] | 1 | 312 | 300 | UL174 | Yes | Yes | Yes | No | Not Applicable | [5 empty] | 10332 | RES ELEC | 9950961
RE230LN6-1NCWW-403-264-284 | RE230LN | Bradford White | 671632314942 | Active | The ""-264"" indicates that this SKU comes with an Aluminum Anode Rod. | The ""-284"" indicates that this SKU comes with an Incoloy Element. | The ""-403"" indicates that this SKU comes with a Top T&P Location. | [7 empty] | No | Not Applicable | Not Applicable | Residential Water Heating | Water Heating.Electric | 6 | 6 |  |  |  | 238-44422-00 |  |  |  | 238-39699-00 | [6 empty] | Electric | Electric Resistance | 240/208 | 1 |  | Indoor |  | Floor Mounted |  | No | Not Applicable | 150 | Not Applicable |  |  |  | 0.75 | No | [7 empty] | 4.5/3.5 kW |  | 41 | 0.92 | 28 | 26 | 21/16 | On/Off | Not Applicable | [6 empty] | 96 | 24.0625 | 23.875 | 35.25 | 100 | 310 | 23 | 29.9375 |  |  |  |  | 31.125 | 31.125 | 31.125 | 8 |  |  |  |  | 23.5625 | [8 empty] | 1 | 312 | 300 | UL174 | Yes | Yes | Yes | No | Not Applicable | [5 empty] | 10332 | RES ELEC | 9950961
RE230LN6-1NCWW-403-506 | RE230LN | Bradford White | 671632572830 | Active | The ""-403"" indicates that this SKU comes with a Top T&P Location. | The ""-506"" indicates that this SKU comes with an A420 Aluminum Anode Rod. | [8 empty] | No | Not Applicable | Not Applicable | Residential Water Heating | Water Heating.Electric | 6 | 6 |  |  |  | 238-44422-00 |  |  |  | 238-39699-00 | [6 empty] | Electric | Electric Resistance | 240/208 | 1 |  | Indoor |  | Floor Mounted |  | No | Not Applicable | 150 | Not Applicable |  |  |  | 0.75 | No | [7 empty] | 4.5/3.5 kW |  | 41 | 0.92 | 28 | 26 | 21/16 | On/Off | Not Applicable | [6 empty] | 96 | 24.0625 | 23.875 | 35.25 | 100 | 310 | 23 | 29.9375 |  |  |  |  | 31.125 | 31.125 | 31.125 | 8 |  |  |  |  | 23.5625 | [8 empty] | 1 | 312 | 300 | UL1453 | Yes | Yes | Yes | No | Not Applicable | [5 empty] | 10332 | RES ELEC | 9950961
RE230LN6-1NCWW-403-506-284 | RE230LN | Bradford White | 671632999958 | Active | The ""-284"" indicates that this SKU comes with an Incoloy Element. | The ""-403"" indicates that this SKU comes with a Top T&P Location. | The ""-506"" indicates that this SKU comes with an A420 Aluminum Anode Rod. | [7 empty] | No | Not Applicable | Not Applicable | Residential Water Heating | Water Heating.Electric | 6 | 6 |  |  |  | 238-44422-00 |  |  |  | 238-39699-00 | [6 empty] | Electric | Electric Resistance | 240/208 | 1 |  | Indoor |  | Floor Mounted |  | No | Not Applicable | 150 | Not Applicable |  |  |  | 0.75 | No | [7 empty] | 4.5/3.5 kW |  | 41 | 0.92 | 28 | 26 | 21/16 | On/Off | Not Applicable | [6 empty] | 96 | 24.0625 | 23.875 | 35.25 | 100 | 310 | 23 | 29.9375 |  |  |  |  | 31.125 | 31.125 | 31.125 | 8 |  |  |  |  | 23.5625 | [8 empty] | 1 | 312 | 300 | UL174 | Yes | Yes | Yes | No | Not Applicable | [5 empty] | 10332 | RES ELEC | 9950961
RE230LN6-1NCWW-458 | RE230L | Bradford White | 671632879915 | Active | The ""-458"" indicates that this SKU was designed and certified for Installation in Canada. | [9 empty] | No | Not Applicable | Not Applicable | Residential Water Heating | Water Heating.Electric | 6 | 6 |  |  |  | 238-44422-00 |  |  |  | 238-39699-00 | [6 empty] | Electric | Electric Resistance | 240/208 | 1 |  | Indoor |  | Floor Mounted |  | No | Not Applicable | 150 | Not Applicable |  |  |  | 0.75 | No | [7 empty] | 4.5/3.5 kW |  |  |  | 27 |  | 21/16 | On/Off | Not Applicable | [6 empty] | 96 | 24.0625 | 23.875 | 35.25 | 100 | 319 | 22 | 30 |  |  |  |  | 30.3125 | 30.3125 | 30.8125 | 8 |  |  |  |  | 22.8125 | [8 empty] | 1 | 312 | 300 | UL1453 | Yes | No | Yes | No | Not Applicable | 238-45688-00 |  |  |  | 238-45684-00 | 10332 | RES ELEC
RE230LN6-1NCWW-506 | RE230LN | Bradford White | 671632861019 | Active | The ""-506"" indicates that this SKU comes with an A420 Aluminum Anode Rod. | [9 empty] | No | Not Applicable | Not Applicable | Residential Water Heating | Water Heating.Electric | 6 | 6 |  |  |  | 238-44422-00 |  |  |  | 238-39699-00 | [6 empty] | Electric | Electric Resistance | 240/208 | 1 |  | Indoor |  | Floor Mounted |  | No | Not Applicable | 150 | Not Applicable |  |  |  | 0.75 | No | [7 empty] | 4.5/3.5 kW |  | 41 | 0.92 | 28 | 26 | 21/16 | On/Off | Not Applicable | [6 empty] | 96 | 24.0625 | 23.875 | 35.25 | 100 | 310 | 23 | 29.9375 |  |  |  |  | 31.125 | 31.125 | 31.125 | 8 |  |  |  |  | 23.5625 | [8 empty] | 1 | 312 | 300 | UL1453 | Yes | Yes | Yes | No | Not Applicable | [5 empty] | 10332 | RES ELEC | 9950961
RE230LN6-1NCWW-506-284 | RE230LN | Bradford White | 671632139835 | Active | The ""-284"" indicates that this SKU comes with an Incoloy Element. | The ""-506"" indicates that this SKU comes with an A420 Aluminum Anode Rod. | [8 empty] | No | Not Applicable | Not Applicable | Residential Water Heating | Water Heating.Electric | 6 | 6 |  |  |  | 238-44422-00 |  |  |  | 238-39699-00 | [6 empty] | Electric | Electric Resistance | 240/208 | 1 |  | Indoor |  | Floor Mounted |  | No | Not Applicable | 150 | Not Applicable |  |  |  | 0.75 | No | [7 empty] | 4.5/3.5 kW |  | 41 | 0.92 | 28 | 26 | 21/16 | On/Off | Not Applicable | [6 empty] | 96 | 24.0625 | 23.875 | 35.25 | 100 | 310 | 23 | 29.9375 |  |  |  |  | 31.125 | 31.125 | 31.125 | 8 |  |  |  |  | 23.5625 | [8 empty] | 1 | 312 | 300 | UL174 | Yes | Yes | Yes | No | Not Applicable | [5 empty] | 10332 | RES ELEC | 9950961
RE230LN6-1NCXX | RE230LN | Bradford White | 671632334698 | Active | [10 empty] | No | Not Applicable | Not Applicable | Residential Water Heating | Water Heating.Electric | 6 | 6 |  |  |  | 238-44422-00 |  |  |  | 238-39699-00 | [6 empty] | Electric | Electric Resistance | 240 | 1 |  | Indoor |  | Floor Mounted |  | No | Not Applicable | 150 | Not Applicable |  |  |  | 0.75 | No | [7 empty] | 5 kW |  | 41 | 0.92 | 27 | 26 | 23 | On/Off | Not Applicable | [6 empty] | 96 | 24.0625 | 23.875 | 35.25 | 100 | 310 | 23 | 29.9375 |  |  |  |  | 31.125 | 31.125 | 31.125 | 8 |  |  |  |  | 23.5625 | [8 empty] | 1 | 312 | 300 | UL174 | Yes | Yes | Yes | No | Not Applicable | [5 empty] | 10332 | RES ELEC | 9950961
RE230LN6-1NCXX-458 | RE230LN | Bradford White | 671632131242 | Active | The ""-458"" indicates that this SKU was designed and certified for Installation in Canada. | [9 empty] | No | Not Applicable | Not Applicable | Residential Water Heating | Water Heating.Electric | 6 | 6 |  |  |  | 238-44422-00 |  |  |  | 238-39699-00 | [6 empty] | Electric | Electric Resistance | 240 | 1 |  | Indoor |  | Floor Mounted |  | No | Not Applicable | 150 | Not Applicable |  |  |  | 0.75 | No | [7 empty] | 5 kW |  |  |  | 27 |  | 23 | On/Off | Not Applicable | [6 empty] | 96 | 24.0625 | 23.875 | 35.25 | 100 | 319 | 23 | 29.9375 |  |  |  |  | 31.125 | 31.125 | 31.125 | 8 |  |  |  |  | 23.5625 | [8 empty] | 1 | 312 | 300 | UL1453 | Yes | No | Yes | No | Not Applicable | 238-45688-00 |  |  |  | 238-45684-00 | 10332 | RES ELEC
RE230LN6-1NCY | RE230LN | Bradford White | 671632568147 | Active | [10 empty] | No | Not Applicable | Not Applicable | Residential Water Heating | Water Heating.Electric | 6 | 6 |  |  |  | 238-44422-00 |  |  |  | 238-39699-00 | [6 empty] | Electric | Electric Resistance | 240/208 | 1 |  | Indoor |  | Floor Mounted |  | No | Not Applicable | 150 | Not Applicable |  |  |  | 0.75 | No | [7 empty] | 5.5/4 kW |  | 41 | 0.92 | 28 | 26 | 25/18 | On/Off | Not Applicable | [6 empty] | 96 | 24.0625 | 23.875 | 35.25 | 100 | 310 | 23 | 29.9375 |  |  |  |  | 31.125 | 31.125 | 31.125 | 8 |  |  |  |  | 23.5625 | [8 empty] | 1 | 312 | 300 | UL1453 | Yes | Yes | Yes | No | Not Applicable | [5 empty] | 10332 | RES ELEC | 9950961
RE230LN6-1NCYY | RE230LN | Bradford White | 671632141340 | Active | [10 empty] | No | Not Applicable | Not Applicable | Residential Water Heating | Water Heating.Electric | 6 | 6 |  |  |  | 238-44422-00 |  |  |  | 238-39699-00 | [6 empty] | Electric | Electric Resistance | 240/208 | 1 |  | Indoor |  | Floor Mounted |  | No | Not Applicable | 150 | Not Applicable |  |  |  | 0.75 | No | [7 empty] | 5.5/4 kW |  | 41 | 0.92 | 28 | 26 | 25/18 | On/Off | Not Applicable | [6 empty] | 96 | 24.0625 | 23.875 | 35.25 | 100 | 310 | 23 | 29.9375 |  |  |  |  | 31.125 | 31.125 | 31.125 | 8 |  |  |  |  | 23.5625 | [8 empty] | 1 | 312 | 300 | UL174 | Yes | Yes | Yes | No | Not Applicable | [5 empty] | 10332 | RES ELEC | 9950961
RE230LN6-1NCYY-458 | RE230LN | Bradford White | 671632622399 | Active | The ""-458"" indicates that this SKU was designed and certified for Installation in Canada. | [9 empty] | No | Not Applicable | Not Applicable | Residential Water Heating | Water Heating.Electric | 6 | 6 |  |  |  | 238-44422-00 |  |  |  | 238-39699-00 | [6 empty] | Electric | Electric Resistance | 240/208 | 1 |  | Indoor |  | Floor Mounted |  | No | Not Applicable | 150 | Not Applicable |  |  |  | 0.75 | No | [7 empty] | 5.5/4 kW |  |  |  | 27 |  | 25/18 | On/Off | Not Applicable | [6 empty] | 96 | 24.0625 | 23.875 | 35.25 | 100 | 319 | 23 | 29.9375 |  |  |  |  | 31.125 | 31.125 | 31.125 | 8 |  |  |  |  | 23.5625 | [8 empty] | 1 | 312 | 300 | UL1453 | Yes | No | Yes | No | Not Applicable | 238-45688-00 |  |  |  | 238-45684-00 | 10332 | RES ELEC
RE230LN6-1NCYY-506-284 | RE230LN | Bradford White | 671632623662 | Active | The ""-284"" indicates that this SKU comes with an Incoloy Element. | The ""-506"" indicates that this SKU comes with an A420 Aluminum Anode Rod. | [8 empty] | No | Not Applicable | Not Applicable | Residential Water Heating | Water Heating.Electric | 6 | 6 |  |  |  | 238-44422-00 |  |  |  | 238-39699-00 | [6 empty] | Electric | Electric Resistance | 240/208 | 1 |  | Indoor |  | Floor Mounted |  | No | Not Applicable | 150 | Not Applicable |  |  |  | 0.75 | No | [7 empty] | 5.5/4 kW |  | 41 | 0.92 | 28 | 26 | 25/18 | On/Off | Not Applicable | [6 empty] | 96 | 24.0625 | 23.875 | 35.25 | 100 | 310 | 23 | 29.9375 |  |  |  |  | 31.125 | 31.125 | 31.125 | 8 |  |  |  |  | 23.5625 | [8 empty] | 1 | 312 | 300 | UL1453 | Yes | Yes | Yes | No | Not Applicable | [5 empty] | 10332 | RES ELEC | 9950961
RE230LN6-1NCZZ | RE230LN | Bradford White | 671632864645 | Active | [10 empty] | No | Not Applicable | Not Applicable | Residential Water Heating | Water Heating.Electric | 6 | 6 |  |  |  | 238-44422-00 |  |  |  | 238-39699-00 | [6 empty] | Electric | Electric Resistance | 240/208 | 1 |  | Indoor |  | Floor Mounted |  | No | Not Applicable | 150 | Not Applicable |  |  |  | 0.75 | No | [7 empty] | 6/4.5 kW |  | 41 | 0.92 | 28 | 26 | 28/21 | On/Off | Not Applicable | [6 empty] | 96 | 24.0625 | 23.875 | 35.25 | 100 | 310 | 23 | 29.9375 |  |  |  |  | 31.125 | 31.125 | 31.125 | 8 |  |  |  |  | 23.5625 | [8 empty] | 1 | 312 | 300 | UL174 | Yes | Yes | Yes | No | Not Applicable | [5 empty] | 10332 | RES ELEC | 9950961
RE230LN6-1NCZZ-264 | RE230LN | Bradford White | 671632906710 | Active | The ""-264"" indicates that this SKU comes with an Aluminum Anode Rod. | [9 empty] | No | Not Applicable | Not Applicable | Residential Water Heating | Water Heating.Electric | 6 | 6 |  |  |  | 238-44422-00 |  |  |  | 238-39699-00 | [6 empty] | Electric | Electric Resistance | 240/208 | 1 |  | Indoor |  | Floor Mounted |  | No | Not Applicable | 150 | Not Applicable |  |  |  | 0.75 | No | [7 empty] | 6/4.5 kW |  | 41 | 0.92 | 28 | 26 | 28/21 | On/Off | Not Applicable | [6 empty] | 96 | 24.0625 | 23.875 | 35.25 | 100 | 310 | 23 | 29.9375 |  |  |  |  | 31.125 | 31.125 | 31.125 | 8 |  |  |  |  | 23.5625 | [8 empty] | 1 | 312 | 300 | UL174 | Yes | Yes | Yes | No | Not Applicable | [5 empty] | 10332 | RES ELEC | 9950961
RE230LN6-1NCZZ-403 | RE230LN | Bradford White | 671632870523 | Active | The ""-403"" indicates that this SKU comes with a Top T&P Location. | [9 empty] | No | Not Applicable | Not Applicable | Residential Water Heating | Water Heating.Electric | 6 | 6 |  |  |  | 238-44422-00 |  |  |  | 238-39699-00 | [6 empty] | Electric | Electric Resistance | 240/208 | 1 |  | Indoor |  | Floor Mounted |  | No | Not Applicable | 150 | Not Applicable |  |  |  | 0.75 | No | [7 empty] | 6/4.5 kW |  | 41 | 0.92 | 28 | 26 | 28/21 | On/Off | Not Applicable | [6 empty] | 96 | 24.0625 | 23.875 | 35.25 | 100 | 310 | 23 | 29.9375 |  |  |  |  | 31.125 | 31.125 | 31.125 | 8 |  |  |  |  | 23.5625 | [8 empty] | 1 | 312 | 300 | UL174 | Yes | Yes | Yes | No | Not Applicable | [5 empty] | 10332 | RES ELEC | 9950961
RE230LN6-1NCZZ-403-264 | RE230LN | Bradford White | 671632864829 | Active | The ""-264"" indicates that this SKU comes with an Aluminum Anode Rod. | The ""-403"" indicates that this SKU comes with a Top T&P Location. | [8 empty] | No | Not Applicable | Not Applicable | Residential Water Heating | Water Heating.Electric | 6 | 6 |  |  |  | 238-44422-00 |  |  |  | 238-39699-00 | [6 empty] | Electric | Electric Resistance | 240/208 | 1 |  | Indoor |  | Floor Mounted |  | No | Not Applicable | 150 | Not Applicable |  |  |  | 0.75 | No | [7 empty] | 6/4.5 kW |  | 41 | 0.92 | 28 | 26 | 28/21 | On/Off | Not Applicable | [6 empty] | 96 | 24.0625 | 23.875 | 35.25 | 100 | 310 | 23 | 29.9375 |  |  |  |  | 31.125 | 31.125 | 31.125 | 8 |  |  |  |  | 23.5625 | [8 empty] | 1 | 312 | 300 | UL174 | Yes | Yes | Yes | No | Not Applicable | [5 empty] | 10332 | RES ELEC | 9950961
RE230LN6-1NCZZ-458 | RE230LN | Bradford White | 671632900169 | Active | The ""-458"" indicates that this SKU was designed and certified for Installation in Canada. | [9 empty] | No | Not Applicable | Not Applicable | Residential Water Heating | Water Heating.Electric | 6 | 6 |  |  |  | 238-44422-00 |  |  |  | 238-39699-00 | [6 empty] | Electric | Electric Resistance | 240/208 | 1 |  | Indoor |  | Floor Mounted |  | No | Not Applicable | 150 | Not Applicable |  |  |  | 0.75 | No | [7 empty] | 6/4.5 kW |  |  |  | 27 |  | 28/21 | On/Off | Not Applicable | [6 empty] | 96 | 24.0625 | 23.875 | 35.25 | 100 | 319 | 23 | 29.9375 |  |  |  |  | 31.125 | 31.125 | 31.125 | 8 |  |  |  |  | 23.5625 | [8 empty] | 1 | 312 | 300 | UL1453 | Yes | No | Yes | No | Not Applicable | 238-45688-00 |  |  |  | 238-45684-00 | 10332 | RES ELEC
RE230LN6-1NELL | RE230LN | Bradford White | 671632999361 | Active | [10 empty] | No | Not Applicable | Not Applicable | Residential Water Heating | Water Heating.Electric | 6 | 6 |  |  |  | 238-44422-00 |  |  |  | 238-39699-00 | [6 empty] | Electric | Electric Resistance | 277 | 1 |  | Indoor |  | Floor Mounted |  | No | Not Applicable | 150 | Not Applicable |  |  |  | 0.75 | No | [7 empty] | 1.5 kW |  | 41 | 0.92 | 28 | 26 | 7 | On/Off | Not Applicable | [6 empty] | 96 | 24.0625 | 23.875 | 35.25 | 100 | 310 | 23 | 29.9375 |  |  |  |  | 31.125 | 31.125 | 31.125 | 8 |  |  |  |  | 23.5625 | [8 empty] | 1 | 312 | 300 | UL174 | Yes | Yes | Yes | No | Not Applicable | [5 empty] | 10332 | RES ELEC | 9950961
RE230LN6-1NEPP | RE230LN | Bradford White | 671632897230 | Active | [10 empty] | No | Not Applicable | Not Applicable | Residential Water Heating | Water Heating.Electric | 6 | 6 |  |  |  | 238-44422-00 |  |  |  | 238-39699-00 | [6 empty] | Electric | Electric Resistance | 277 | 1 |  | Indoor |  | Floor Mounted |  | No | Not Applicable | 150 | Not Applicable |  |  |  | 0.75 | No | [7 empty] | 3 kW |  | 41 | 0.92 | 28 | 26 | 14 | On/Off | Not Applicable | [6 empty] | 96 | 24.0625 | 23.875 | 35.25 | 100 | 310 | 23 | 29.9375 |  |  |  |  | 31.125 | 31.125 | 31.125 | 8 |  |  |  |  | 23.5625 | [8 empty] | 1 | 312 | 300 | UL174 | Yes | Yes | Yes | No | Not Applicable | [5 empty] | 10332 | RES ELEC | 9950961
RE230LN6-1NETT | RE230LN | Bradford White | 671632874491 | Active | [10 empty] | No | Not Applicable | Not Applicable | Residential Water Heating | Water Heating.Electric | 6 | 6 |  |  |  | 238-44422-00 |  |  |  | 238-39699-00 | [6 empty] | Electric | Electric Resistance | 277 | 1 |  | Indoor |  | Floor Mounted |  | No | Not Applicable | 150 | Not Applicable |  |  |  | 0.75 | No | [7 empty] | 4 kW |  | 41 | 0.92 | 28 | 26 | 18 | On/Off | Not Applicable | [6 empty] | 96 | 24.0625 | 23.875 | 35.25 | 100 | 310 | 23 | 29.9375 |  |  |  |  | 31.125 | 31.125 | 31.125 | 8 |  |  |  |  | 23.5625 | [8 empty] | 1 | 312 | 300 | UL174 | Yes | Yes | Yes | No | Not Applicable | [5 empty] | 10332 | RES ELEC | 9950961
RE230LN6-1NEWW | RE230LN | Bradford White | 671632900206 | Active | [10 empty] | No | Not Applicable | Not Applicable | Residential Water Heating | Water Heating.Electric | 6 | 6 |  |  |  | 238-44422-00 |  |  |  | 238-39699-00 | [6 empty] | Electric | Electric Resistance | 277 | 1 |  | Indoor |  | Floor Mounted |  | No | Not Applicable | 150 | Not Applicable |  |  |  | 0.75 | No | [7 empty] | 4.5 kW |  | 41 | 0.92 | 28 | 26 | 21 | On/Off | Not Applicable | [6 empty] | 96 | 24.0625 | 23.875 | 35.25 | 100 | 310 | 23 | 29.9375 |  |  |  |  | 31.125 | 31.125 | 31.125 | 8 |  |  |  |  | 23.5625 | [8 empty] | 1 | 312 | 300 | UL174 | Yes | Yes | Yes | No | Not Applicable | [5 empty] | 10332 | RES ELEC | 9950961
RE230LN6-1NHLL | RE230LN | Bradford White | 671632619993 | Active | [10 empty] | No | Not Applicable | Not Applicable | Residential Water Heating | Water Heating.Electric | 6 | 6 |  |  |  | 238-44422-00 |  |  |  | 238-39699-00 | [6 empty] | Electric | Electric Resistance | 480 | 1 |  | Indoor |  | Floor Mounted |  | No | Not Applicable | 150 | Not Applicable |  |  |  | 0.75 | No | [7 empty] | 1.5 kW |  | 41 | 0.92 | 28 | 26 | 7 | On/Off | Not Applicable | [6 empty] | 96 | 24.0625 | 23.875 | 35.25 | 100 | 310 | 23 | 29.9375 |  |  |  |  | 31.125 | 31.125 | 31.125 | 8 |  |  |  |  | 23.5625 | [8 empty] | 1 | 312 | 300 | UL1453 | Yes | Yes | Yes | No | Not Applicable | [5 empty] | 10332 | RES ELEC | 9950961
RE230LN6-1NHWW | RE230LN | Bradford White | 671632900121 | Active | [10 empty] | No | Not Applicable | Not Applicable | Residential Water Heating | Water Heating.Electric | 6 | 6 |  |  |  | 238-44422-00 |  |  |  | 238-39699-00 | [6 empty] | Electric | Electric Resistance | 480 | 1 |  | Indoor |  | Floor Mounted |  | No | Not Applicable | 150 | Not Applicable |  |  |  | 0.75 | No | [7 empty] | 4.5 kW |  | 41 | 0.92 | 28 | 26 | 21 | On/Off | Not Applicable | [6 empty] | 96 | 24.0625 | 23.875 | 35.25 | 100 | 310 | 23 | 29.9375 |  |  |  |  | 31.125 | 31.125 | 31.125 | 8 |  |  |  |  | 23.5625 | [8 empty] | 1 | 312 | 300 | UL174 | Yes | Yes | Yes | No | Not Applicable | [5 empty] | 10332 | RES ELEC | 9950961
RE230LN6-1NHXX | RE230LN | Bradford White | 671632573523 | Active | [10 empty] | No | Not Applicable | Not Applicable | Residential Water Heating | Water Heating.Electric | 6 | 6 |  |  |  | 238-44422-00 |  |  |  | 238-39699-00 | [6 empty] | Electric | Electric Resistance | 480 | 1 |  | Indoor |  | Floor Mounted |  | No | Not Applicable | 150 | Not Applicable |  |  |  | 0.75 | No | [7 empty] | 5 kW |  | 41 | 0.92 | 28 | 26 | 23 | On/Off | Not Applicable | [6 empty] | 96 | 24.0625 | 23.875 | 35.25 | 100 | 310 | 23 | 29.9375 |  |  |  |  | 31.125 | 31.125 | 31.125 | 8 |  |  |  |  | 23.5625 | [8 empty] | 1 | 312 | 300 | UL1453 | Yes | Yes | Yes | No | Not Applicable | [5 empty] | 10332 | RES ELEC | 9950961
RE230LN6-1NHZZ | RE230LN | Bradford White | 671632650729 | Active | [10 empty] | No | Not Applicable | Not Applicable | Residential Water Heating | Water Heating.Electric | 6 | 6 |  |  |  | 238-44422-00 |  |  |  | 238-39699-00 | [6 empty] | Electric | Electric Resistance | 480 | 1 |  | Indoor |  | Floor Mounted |  | No | Not Applicable | 150 | Not Applicable |  |  |  | 0.75 | No | [7 empty] | 6 kW |  | 41 | 0.92 | 28 | 26 | 28 | On/Off | Not Applicable | [6 empty] | 96 | 24.0625 | 23.875 | 35.25 | 100 | 310 | 23 | 29.9375 |  |  |  |  | 31.125 | 31.125 | 31.125 | 8 |  |  |  |  | 23.5625 | [8 empty] | 1 | 312 | 300 | UL1453 | Yes | Yes | Yes | No | Not Applicable | [5 empty] | 10332 | RES ELEC | 9950961
RE230LN6-1NLX | RE230LN | Bradford White | 671632558940 | Active | [10 empty] | No | Not Applicable | Not Applicable | Residential Water Heating | Water Heating.Electric | 6 | 6 |  |  |  | 238-44422-00 |  |  |  | 238-39699-00 | [6 empty] | Electric | Electric Resistance | 208 | 1 |  | Indoor |  | Floor Mounted |  | No | Not Applicable | 150 | Not Applicable |  |  |  | 0.75 | No | [7 empty] | 5 kW |  | 41 | 0.92 | 28 | 26 | 23 | On/Off | Not Applicable | [6 empty] | 96 | 24.0625 | 23.875 | 35.25 | 100 | 310 | 23 | 29.9375 |  |  |  |  | 31.125 | 31.125 | 31.125 | 8 |  |  |  |  | 23.5625 | [8 empty] | 1 | 312 | 300 | UL1453 | Yes | Yes | Yes | No | Not Applicable | [5 empty] | 10332 | RES ELEC | 9950961
RE230LN6-1NLXX | RE230LN | Bradford White | 671632131600 | Active | [10 empty] | No | Not Applicable | Not Applicable | Residential Water Heating | Water Heating.Electric | 6 | 6 |  |  |  | 238-44422-00 |  |  |  | 238-39699-00 | [6 empty] | Electric | Electric Resistance | 208 | 1 |  | Indoor |  | Floor Mounted |  | No | Not Applicable | 150 | Not Applicable |  |  |  | 0.75 | No | [7 empty] | 5 kW |  | 41 | 0.92 | 28 | 26 | 23 | On/Off | Not Applicable | [6 empty] | 96 | 24.0625 | 23.875 | 35.25 | 100 | 310 | 23 | 29.9375 |  |  |  |  | 31.125 | 31.125 | 31.125 | 8 |  |  |  |  | 23.5625 | [8 empty] | 1 | 312 | 300 | UL174 | Yes | Yes | Yes | No | Not Applicable | [5 empty] | 10332 | RES ELEC | 9950961
RE230LN6-1NLYY | RE230LN | Bradford White | 671632620357 | Active | [10 empty] | No | Not Applicable | Not Applicable | Residential Water Heating | Water Heating.Electric | 6 | 6 |  |  |  | 238-44422-00 |  |  |  | 238-39699-00 | [6 empty] | Electric | Electric Resistance | 208 | 1 |  | Indoor |  | Floor Mounted |  | No | Not Applicable | 150 | Not Applicable |  |  |  | 0.75 | No | [7 empty] | 5.5 kW |  | 41 | 0.92 | 28 | 26 | 25 | On/Off | Not Applicable | [6 empty] | 96 | 24.0625 | 23.875 | 35.25 | 100 | 310 | 23 | 29.9375 |  |  |  |  | 31.125 | 31.125 | 31.125 | 8 |  |  |  |  | 23.5625 | [8 empty] | 1 | 312 | 300 | UL1453 | Yes | Yes | Yes | No | Not Applicable | [5 empty] | 10332 | RES ELEC | 9950961
RE230LN6-1NLZZ | RE230LN | Bradford White | 671632890668 | Active | [10 empty] | No | Not Applicable | Not Applicable | Residential Water Heating | Water Heating.Electric | 6 | 6 |  |  |  | 238-44422-00 |  |  |  | 238-39699-00 | [6 empty] | Electric | Electric Resistance | 208 | 1 |  | Indoor |  | Floor Mounted |  | No | Not Applicable | 150 | Not Applicable |  |  |  | 0.75 | No | [7 empty] | 6 kW |  | 41 | 0.92 | 28 | 26 | 28 | On/Off | Not Applicable | [6 empty] | 96 | 24.0625 | 23.875 | 35.25 | 100 | 310 | 23 | 29.9375 |  |  |  |  | 31.125 | 31.125 | 31.125 | 8 |  |  |  |  | 23.5625 | [8 empty] | 1 | 312 | 300 | UL174 | Yes | Yes | Yes | No | Not Applicable | [5 empty] | 10332 | RES ELEC | 9950961
RE230LN6-1NLZZ-264 | RE230LN | Bradford White | 671632578726 | Active | The ""-264"" indicates that this SKU comes with an Aluminum Anode Rod. | [9 empty] | No | Not Applicable | Not Applicable | Residential Water Heating | Water Heating.Electric | 6 | 6 |  |  |  | 238-44422-00 |  |  |  | 238-39699-00 | [6 empty] | Electric | Electric Resistance | 208 | 1 |  | Indoor |  | Floor Mounted |  | No | Not Applicable | 150 | Not Applicable |  |  |  | 0.75 | No | [7 empty] | 6 kW |  | 41 | 0.92 | 28 | 26 | 28 | On/Off | Not Applicable | [6 empty] | 96 | 24.0625 | 23.875 | 35.25 | 100 | 310 | 23 | 29.9375 |  |  |  |  | 31.125 | 31.125 | 31.125 | 8 |  |  |  |  | 23.5625 | [8 empty] | 1 | 312 | 300 | UL1453 | Yes | Yes | Yes | No | Not Applicable | [5 empty] | 10332 | RES ELEC | 9950961
RE230LN6-1NLZZ-403-264 | RE230LN | Bradford White | 671632621620 | Active | The ""-264"" indicates that this SKU comes with an Aluminum Anode Rod. | The ""-403"" indicates that this SKU comes with a Top T&P Location. | [8 empty] | No | Not Applicable | Not Applicable | Residential Water Heating | Water Heating.Electric | 6 | 6 |  |  |  | 238-44422-00 |  |  |  | 238-39699-00 | [6 empty] | Electric | Electric Resistance | 208 | 1 |  | Indoor |  | Floor Mounted |  | No | Not Applicable | 150 | Not Applicable |  |  |  | 0.75 | No | [7 empty] | 6 kW |  | 41 | 0.92 | 28 | 26 | 28 | On/Off | Not Applicable | [6 empty] | 96 | 24.0625 | 23.875 | 35.25 | 100 | 310 | 23 | 29.9375 |  |  |  |  | 31.125 | 31.125 | 31.125 | 8 |  |  |  |  | 23.5625 | [8 empty] | 1 | 312 | 300 | UL1453 | Yes | Yes | Yes | No | Not Applicable | [5 empty] | 10332 | RES ELEC | 9950961
RE230LN6-1NLZZ-458 | RE230LN | Bradford White | 671632323524 | Active | The ""-458"" indicates that this SKU was designed and certified for Installation in Canada. | [9 empty] | No | Not Applicable | Not Applicable | Residential Water Heating | Water Heating.Electric | 6 | 6 |  |  |  | 238-44422-00 |  |  |  | 238-39699-00 | [6 empty] | Electric | Electric Resistance | 208 | 1 |  | Indoor |  | Floor Mounted |  | No | Not Applicable | 150 | Not Applicable |  |  |  | 0.75 | No | [7 empty] | 6 kW |  |  |  | 27 |  | 28 | On/Off | Not Applicable | [6 empty] | 96 | 24.0625 | 23.875 | 35.25 | 100 | 319 | 23 | 29.9375 |  |  |  |  | 31.125 | 31.125 | 31.125 | 8 |  |  |  |  | 23.5625 | [8 empty] | 1 | 312 | 300 | UL1453 | Yes | No | Yes | No | Not Applicable | 238-45688-00 |  |  |  | 238-45684-00 | 10332 | RES ELEC
RE230LN6-1SCMM | RE230LN | Bradford White | 671632568086 | Active | [10 empty] | No | Not Applicable | Not Applicable | Residential Water Heating | Water Heating.Electric | 6 | 6 |  |  |  | 238-44422-00 |  |  |  | 238-39699-00 | [6 empty] | Electric | Electric Resistance | 240/208 | 1 |  | Indoor |  | Floor Mounted |  | No | Not Applicable | 150 | Not Applicable |  |  |  | 0.75 | No | [7 empty] | 4/3 kW |  | 41 | 0.92 | 28 | 26 | 18/14 | On/Off | Not Applicable | [6 empty] | 96 | 24.0625 | 23.875 | 35.25 | 100 | 310 | 23 | 29.9375 |  |  |  |  | 31.125 | 31.125 | 31.125 | 8 |  |  |  |  | 23.5625 | [8 empty] | 1 | 312 | 300 | UL1453 | Yes | Yes | Yes | No | Not Applicable | [5 empty] | 10332 | RES ELEC | 9950961
RE230LN6-1SCPP-458 | RE230LN | Bradford White | 671632680757 | Active | The ""-458"" indicates that this SKU was designed and certified for Installation in Canada. | [9 empty] | No | Not Applicable | Not Applicable | Residential Water Heating | Water Heating.Electric | 6 | 6 |  |  |  | 238-44422-00 |  |  |  | 238-39699-00 | [6 empty] | Electric | Electric Resistance | 240 | 1 |  | Indoor |  | Floor Mounted |  | No | Not Applicable | 150 | Not Applicable |  |  |  | 0.75 | No | [7 empty] | 6 kW |  |  |  | 27 |  | 28 | On/Off | Not Applicable | [6 empty] | 96 | 24.0625 | 23.875 | 35.25 | 100 | 319 | 23 | 29.9375 |  |  |  |  | 31.125 | 31.125 | 31.125 | 8 |  |  |  |  | 23.5625 | [8 empty] | 1 | 312 | 300 | UL1453 | Yes | No | Yes | No | Not Applicable | 238-45688-00 |  |  |  | 238-45684-00 | 10332 | RES ELEC
RE230LN6-1SCRR | RE230LN | Bradford White | 671632535316 | Active | [10 empty] | No | Not Applicable | Not Applicable | Residential Water Heating | Water Heating.Electric | 6 | 6 |  |  |  | 238-44422-00 |  |  |  | 238-39699-00 | [6 empty] | Electric | Electric Resistance | 240/208 | 1 |  | Indoor |  | Floor Mounted |  | No | Not Applicable | 150 | Not Applicable |  |  |  | 0.75 | No | [7 empty] | 7/5 kW |  | 41 | 0.92 | 28 | 26 | 32/23 | On/Off | Not Applicable | [6 empty] | 96 | 24.0625 | 23.875 | 35.25 | 100 | 310 | 23 | 29.9375 |  |  |  |  | 31.125 | 31.125 | 31.125 | 8 |  |  |  |  | 23.5625 | [8 empty] | 1 | 312 | 300 | UL174 | Yes | Yes | Yes | No | Not Applicable | [5 empty] | 10332 | RES ELEC | 9950961
RE230LN6-1SCTT | RE230LN | Bradford White | 671632324385 | Active | [10 empty] | No | Not Applicable | Not Applicable | Residential Water Heating | Water Heating.Electric | 6 | 6 |  |  |  | 238-44422-00 |  |  |  | 238-39699-00 | [6 empty] | Electric | Electric Resistance | 240/208 | 1 |  | Indoor |  | Floor Mounted |  | No | Not Applicable | 150 | Not Applicable |  |  |  | 0.75 | No | [7 empty] | 8/6 kW |  | 41 | 0.92 | 28 | 26 | 37/28 | On/Off | Not Applicable | [6 empty] | 96 | 24.0625 | 23.875 | 35.25 | 100 | 310 | 23 | 29.9375 |  |  |  |  | 31.125 | 31.125 | 31.125 | 8 |  |  |  |  | 23.5625 | [8 empty] | 1 | 312 | 300 | UL174 | Yes | Yes | Yes | No | Not Applicable | [5 empty] | 10332 | RES ELEC | 9950961
RE230LN6-1SCTT-264 | RE230LN | Bradford White | 671632579921 | Active | The ""-264"" indicates that this SKU comes with an Aluminum Anode Rod. | [9 empty] | No | Not Applicable | Not Applicable | Residential Water Heating | Water Heating.Electric | 6 | 6 |  |  |  | 238-44422-00 |  |  |  | 238-39699-00 | [6 empty] | Electric | Electric Resistance | 240/208 | 1 |  | Indoor |  | Floor Mounted |  | No | Not Applicable | 150 | Not Applicable |  |  |  | 0.75 | No | [7 empty] | 8/6 kW |  | 41 | 0.92 | 28 | 26 | 37/28 | On/Off | Not Applicable | [6 empty] | 96 | 24.0625 | 23.875 | 35.25 | 100 | 310 | 23 | 29.9375 |  |  |  |  | 31.125 | 31.125 | 31.125 | 8 |  |  |  |  | 23.5625 | [8 empty] | 1 | 312 | 300 | UL1453 | Yes | Yes | Yes | No | Not Applicable | [5 empty] | 10332 | RES ELEC | 9950961
RE230LN6-1SCWW | RE230LN | Bradford White | 671632901586 | Active | [10 empty] | No | Not Applicable | Not Applicable | Residential Water Heating | Water Heating.Electric | 6 | 6 |  |  |  | 238-44422-00 |  |  |  | 238-39699-00 | [6 empty] | Electric | Electric Resistance | 240/208 | 1 |  | Indoor |  | Floor Mounted |  | No | Not Applicable | 150 | Not Applicable |  |  |  | 0.75 | No | [7 empty] | 9/7 kW |  | 41 | 0.92 | 28 | 26 | 41/32 | On/Off | Not Applicable | [6 empty] | 96 | 24.0625 | 23.875 | 35.25 | 100 | 310 | 23 | 29.9375 |  |  |  |  | 31.125 | 31.125 | 31.125 | 8 |  |  |  |  | 23.5625 | [8 empty] | 1 | 312 | 300 | UL174 | Yes | Yes | Yes | No | Not Applicable | [5 empty] | 10332 | RES ELEC | 9950961
RE230LN6-1SCWW-458 | RE230LN | Bradford White | 671632625086 | Active | The ""-458"" indicates that this SKU was designed and certified for Installation in Canada. | [9 empty] | No | Not Applicable | Not Applicable | Residential Water Heating | Water Heating.Electric | 6 | 6 |  |  |  | 238-44422-00 |  |  |  | 238-39699-00 | [6 empty] | Electric | Electric Resistance | 240/208 | 1 |  | Indoor |  | Floor Mounted |  | No | Not Applicable | 150 | Not Applicable |  |  |  | 0.75 | No | [7 empty] | 9/7 kW |  |  |  | 27 |  | 41/32 | On/Off | Not Applicable | [6 empty] | 96 | 24.0625 | 23.875 | 35.25 | 100 | 319 | 23 | 29.9375 |  |  |  |  | 31.125 | 31.125 | 31.125 | 8 |  |  |  |  | 23.5625 | [8 empty] | 1 | 312 | 300 | UL1453 | Yes | No | Yes | No | Not Applicable | 238-45688-00 |  |  |  | 238-45684-00 | 10332 | RES ELEC
RE230LN6-1SCXX-458 | RE230LN | Bradford White | 671632312382 | Active | The ""-458"" indicates that this SKU was designed and certified for Installation in Canada. | [9 empty] | No | Not Applicable | Not Applicable | Residential Water Heating | Water Heating.Electric | 6 | 6 |  |  |  | 238-44422-00 |  |  |  | 238-39699-00 | [6 empty] | Electric | Electric Resistance | 240 | 1 |  | Indoor |  | Floor Mounted |  | No | Not Applicable | 150 | Not Applicable |  |  |  | 0.75 | No | [7 empty] | 10 kW |  |  |  | 27 |  | 46 | On/Off | Not Applicable | [6 empty] | 96 | 24.0625 | 23.875 | 35.25 | 100 | 319 | 23 | 29.9375 |  |  |  |  | 31.125 | 31.125 | 31.125 | 8 |  |  |  |  | 23.5625 | [8 empty] | 1 | 312 | 300 | UL1453 | Yes | No | Yes | No | Not Applicable | 238-45688-00 |  |  |  | 238-45684-00 | 10332 | RES ELEC
RE230LN6-1SEWW | RE230LN | Bradford White | 671632655434 | Active | [10 empty] | No | Not Applicable | Not Applicable | Residential Water Heating | Water Heating.Electric | 6 | 6 |  |  |  | 238-44422-00 |  |  |  | 238-39699-00 | [6 empty] | Electric | Electric Resistance | 277 | 1 |  | Indoor |  | Floor Mounted |  | No | Not Applicable | 150 | Not Applicable |  |  |  | 0.75 | No | [7 empty] | 9 kW |  | 41 | 0.92 | 28 | 26 | 41 | On/Off | Not Applicable | [6 empty] | 96 | 24.0625 | 23.875 | 35.25 | 100 | 310 | 23 | 29.9375 |  |  |  |  | 31.125 | 31.125 | 31.125 | 8 |  |  |  |  | 23.5625 | [8 empty] | 1 | 312 | 300 | UL1453 | Yes | Yes | Yes | No | Not Applicable | [5 empty] | 10332 | RES ELEC | 9950961
RE230LN6-1SHWW | RE230LN | Bradford White | 671632336173 | Active | [10 empty] | No | Not Applicable | Not Applicable | Residential Water Heating | Water Heating.Electric | 6 | 6 |  |  |  | 238-44422-00 |  |  |  | 238-39699-00 | [6 empty] | Electric | Electric Resistance | 480 | 1 |  | Indoor |  | Floor Mounted |  | No | Not Applicable | 150 | Not Applicable |  |  |  | 0.75 | No | [7 empty] | 9 kW |  | 41 | 0.92 | 28 | 26 | 41 | On/Off | Not Applicable | [6 empty] | 96 | 24.0625 | 23.875 | 35.25 | 100 | 310 | 23 | 29.9375 |  |  |  |  | 31.125 | 31.125 | 31.125 | 8 |  |  |  |  | 23.5625 | [8 empty] | 1 | 312 | 300 | UL174 | Yes | Yes | Yes | No | Not Applicable | [5 empty] | 10332 | RES ELEC | 9950961
RE230LN6-1SLWW | RE230LN | Bradford White | 671632914418 | Active | [10 empty] | No | Not Applicable | Not Applicable | Residential Water Heating | Water Heating.Electric | 6 | 6 |  |  |  | 238-44422-00 |  |  |  | 238-39699-00 | [6 empty] | Electric | Electric Resistance | 208 | 1 |  | Indoor |  | Floor Mounted |  | No | Not Applicable | 150 | Not Applicable |  |  |  | 0.75 | No | [7 empty] | 9 kW |  | 41 | 0.92 | 28 | 26 | 41 | On/Off | Not Applicable | [6 empty] | 96 | 24.0625 | 23.875 | 35.25 | 100 | 310 | 23 | 29.9375 |  |  |  |  | 31.125 | 31.125 | 31.125 | 8 |  |  |  |  | 23.5625 | [8 empty] | 1 | 312 | 300 | UL174 | Yes | Yes | Yes | No | Not Applicable | [5 empty] | 10332 | RES ELEC | 9950961
RE230LN6-1SLWW-264 | RE230LN | Bradford White | 671632552528 | Active | The ""-264"" indicates that this SKU comes with an Aluminum Anode Rod. | [9 empty] | No | Not Applicable | Not Applicable | Residential Water Heating | Water Heating.Electric | 6 | 6 |  |  |  | 238-44422-00 |  |  |  | 238-39699-00 | [6 empty] | Electric | Electric Resistance | 208 | 1 |  | Indoor |  | Floor Mounted |  | No | Not Applicable | 150 | Not Applicable |  |  |  | 0.75 | No | [7 empty] | 9 kW |  | 41 | 0.92 | 28 | 26 | 41 | On/Off | Not Applicable | [6 empty] | 96 | 24.0625 | 23.875 | 35.25 | 100 | 310 | 23 | 29.9375 |  |  |  |  | 31.125 | 31.125 | 31.125 | 8 |  |  |  |  | 23.5625 | [8 empty] | 1 | 312 | 300 | UL174 | Yes | Yes | Yes | No | Not Applicable | [5 empty] | 10332 | RES ELEC | 9950961
RE230LN6-1SLXX | RE230LN | Bradford White | 671632535583 | Active | [10 empty] | No | Not Applicable | Not Applicable | Residential Water Heating | Water Heating.Electric | 6 | 6 |  |  |  | 238-44422-00 |  |  |  | 238-39699-00 | [6 empty] | Electric | Electric Resistance | 208 | 1 |  | Indoor |  | Floor Mounted |  | No | Not Applicable | 150 | Not Applicable |  |  |  | 0.75 | No | [7 empty] | 10 kW |  | 41 | 0.92 | 28 | 26 | 46 | On/Off | Not Applicable | [6 empty] | 96 | 24.0625 | 23.875 | 35.25 | 100 | 310 | 23 | 29.9375 |  |  |  |  | 31.125 | 31.125 | 31.125 | 8 |  |  |  |  | 23.5625 | [8 empty] | 1 | 312 | 300 | UL174 | Yes | Yes | Yes | No | Not Applicable | [5 empty] | 10332 | RES ELEC | 9950961
RE230LN6-3NCMM | RE230LN | Bradford White | 671632614769 | Active | [10 empty] | No | Not Applicable | Not Applicable | Residential Water Heating | Water Heating.Electric | 6 | 6 |  |  |  | 238-44422-00 |  |  |  | 238-39699-00 | [6 empty] | Electric | Electric Resistance | 240/208 | 3 |  | Indoor |  | Floor Mounted |  | No | Not Applicable | 150 | Not Applicable |  |  |  | 0.75 | No | [7 empty] | 2/1.5 kW |  | 41 | 0.92 | 28 | 26 | 9/7 | On/Off | Not Applicable | [6 empty] | 96 | 24.0625 | 23.875 | 35.25 | 100 | 310 | 23 | 29.9375 |  |  |  |  | 31.125 | 31.125 | 31.125 | 8 |  |  |  |  | 23.5625 | [8 empty] | 1 | 312 | 300 | UL1453 | Yes | Yes | Yes | No | Not Applicable | [5 empty] | 10332 | RES ELEC | 9950961
RE230LN6-3NCTT | RE230LN | Bradford White | 671632638161 | Active | [10 empty] | No | Not Applicable | Not Applicable | Residential Water Heating | Water Heating.Electric | 6 | 6 |  |  |  | 238-44422-00 |  |  |  | 238-39699-00 | [6 empty] | Electric | Electric Resistance | 240/208 | 3 |  | Indoor |  | Floor Mounted |  | No | Not Applicable | 150 | Not Applicable |  |  |  | 0.75 | No | [7 empty] | 4/3 kW |  | 41 | 0.92 | 28 | 26 | 18/14 | On/Off | Not Applicable | [6 empty] | 96 | 24.0625 | 23.875 | 35.25 | 100 | 310 | 23 | 29.9375 |  |  |  |  | 31.125 | 31.125 | 31.125 | 8 |  |  |  |  | 23.5625 | [8 empty] | 1 | 312 | 300 | UL1453 | Yes | Yes | Yes | No | Not Applicable | [5 empty] | 10332 | RES ELEC | 9950961
RE230LN6-3NCWW | RE230LN | Bradford White | 671632621828 | Active | [10 empty] | No | Not Applicable | Not Applicable | Residential Water Heating | Water Heating.Electric | 6 | 6 |  |  |  | 238-44422-00 |  |  |  | 238-39699-00 | [6 empty] | Electric | Electric Resistance | 240/208 | 3 |  | Indoor |  | Floor Mounted |  | No | Not Applicable | 150 | Not Applicable |  |  |  | 0.75 | No | [7 empty] | 4.5/3.5 kW |  | 41 | 0.92 | 28 | 26 | 21/16 | On/Off | Not Applicable | [6 empty] | 96 | 24.0625 | 23.875 | 35.25 | 100 | 310 | 23 | 29.9375 |  |  |  |  | 31.125 | 31.125 | 31.125 | 8 |  |  |  |  | 23.5625 | [8 empty] | 1 | 312 | 300 | UL1453 | Yes | Yes | Yes | No | Not Applicable | [5 empty] | 10332 | RES ELEC | 9950961
RE230LN6-3NCZZ | RE230LN | Bradford White | 671632623464 | Active | [10 empty] | No | Not Applicable | Not Applicable | Residential Water Heating | Water Heating.Electric | 6 | 6 |  |  |  | 238-44422-00 |  |  |  | 238-39699-00 | [6 empty] | Electric | Electric Resistance | 240/208 | 3 |  | Indoor |  | Floor Mounted |  | No | Not Applicable | 150 | Not Applicable |  |  |  | 0.75 | No | [7 empty] | 6/4.5 kW |  | 41 | 0.92 | 28 | 26 | 28/21 | On/Off | Not Applicable | [6 empty] | 96 | 24.0625 | 23.875 | 35.25 | 100 | 310 | 23 | 29.9375 |  |  |  |  | 31.125 | 31.125 | 31.125 | 8 |  |  |  |  | 23.5625 | [8 empty] | 1 | 312 | 300 | UL1453 | Yes | Yes | Yes | No | Not Applicable | [5 empty] | 10332 | RES ELEC | 9950961
RE230LN6-3NHLL | RE230LN | Bradford White | 671632637843 | Active | [10 empty] | No | Not Applicable | Not Applicable | Residential Water Heating | Water Heating.Electric | 6 | 6 |  |  |  | 238-44422-00 |  |  |  | 238-39699-00 | [6 empty] | Electric | Electric Resistance | 480 | 3 |  | Indoor |  | Floor Mounted |  | No | Not Applicable | 150 | Not Applicable |  |  |  | 0.75 | No | [7 empty] | 1.5 kW |  | 41 | 0.92 | 28 | 26 | 7 | On/Off | Not Applicable | [6 empty] | 96 | 24.0625 | 23.875 | 35.25 | 100 | 310 | 23 | 29.9375 |  |  |  |  | 31.125 | 31.125 | 31.125 | 8 |  |  |  |  | 23.5625 | [8 empty] | 1 | 312 | 300 | UL1453 | Yes | Yes | Yes | No | Not Applicable | [5 empty] | 10332 | RES ELEC | 9950961
RE230LN6-3NHPP | RE230LN | Bradford White | 671632865505 | Active | [10 empty] | No | Not Applicable | Not Applicable | Residential Water Heating | Water Heating.Electric | 6 | 6 |  |  |  | 238-44422-00 |  |  |  | 238-39699-00 | [6 empty] | Electric | Electric Resistance | 480 | 3 |  | Indoor |  | Floor Mounted |  | No | Not Applicable | 150 | Not Applicable |  |  |  | 0.75 | No | [7 empty] | 3 kW |  | 41 | 0.92 | 28 | 26 | 14 | On/Off | Not Applicable | [6 empty] | 96 | 24.0625 | 23.875 | 35.25 | 100 | 310 | 23 | 29.9375 |  |  |  |  | 31.125 | 31.125 | 31.125 | 8 |  |  |  |  | 23.5625 | [8 empty] | 1 | 312 | 300 | UL174 | Yes | Yes | Yes | No | Not Applicable | [5 empty] | 10332 | RES ELEC | 9950961
RE230LN6-3NHTT-264 | RE230LN | Bradford White | 671632896813 | Active | The ""-264"" indicates that this SKU comes with an Aluminum Anode Rod. | [9 empty] | No | Not Applicable | Not Applicable | Residential Water Heating | Water Heating.Electric | 6 | 6 |  |  |  | 238-44422-00 |  |  |  | 238-39699-00 | [6 empty] | Electric | Electric Resistance | 480 | 3 |  | Indoor |  | Floor Mounted |  | No | Not Applicable | 150 | Not Applicable |  |  |  | 0.75 | No | [7 empty] | 4 kW |  | 41 | 0.92 | 28 | 26 | 18 | On/Off | Not Applicable | [6 empty] | 96 | 24.0625 | 23.875 | 35.25 | 100 | 310 | 23 | 29.9375 |  |  |  |  | 31.125 | 31.125 | 31.125 | 8 |  |  |  |  | 23.5625 | [8 empty] | 1 | 312 | 300 | UL174 | Yes | Yes | Yes | No | Not Applicable | [5 empty] | 10332 | RES ELEC | 9950961
RE230LN6-3NHWW | RE230LN | Bradford White | 671632574513 | Active | [10 empty] | No | Not Applicable | Not Applicable | Residential Water Heating | Water Heating.Electric | 6 | 6 |  |  |  | 238-44422-00 |  |  |  | 238-39699-00 | [6 empty] | Electric | Electric Resistance | 480 | 3 |  | Indoor |  | Floor Mounted |  | No | Not Applicable | 150 | Not Applicable |  |  |  | 0.75 | No | [7 empty] | 4.5 kW |  | 41 | 0.92 | 28 | 26 | 21 | On/Off | Not Applicable | [6 empty] | 96 | 24.0625 | 23.875 | 35.25 | 100 | 310 | 23 | 29.9375 |  |  |  |  | 31.125 | 31.125 | 31.125 | 8 |  |  |  |  | 23.5625 | [8 empty] | 1 | 312 | 300 | UL1453 | Yes | Yes | Yes | No | Not Applicable | [5 empty] | 10332 | RES ELEC | 9950961
RE230LN6-3NHXX | RE230LN | Bradford White | 671632617494 | Active | [10 empty] | No | Not Applicable | Not Applicable | Residential Water Heating | Water Heating.Electric | 6 | 6 |  |  |  | 238-44422-00 |  |  |  | 238-39699-00 | [6 empty] | Electric | Electric Resistance | 480 | 3 |  | Indoor |  | Floor Mounted |  | No | Not Applicable | 150 | Not Applicable |  |  |  | 0.75 | No | [7 empty] | 5 kW |  | 41 | 0.92 | 28 | 26 | 23 | On/Off | Not Applicable | [6 empty] | 96 | 24.0625 | 23.875 | 35.25 | 100 | 310 | 23 | 29.9375 |  |  |  |  | 31.125 | 31.125 | 31.125 | 8 |  |  |  |  | 23.5625 | [8 empty] | 1 | 312 | 300 | UL1453 | Yes | Yes | Yes | No | Not Applicable | [5 empty] | 10332 | RES ELEC | 9950961
RE230LN6-3NLXX | RE230LN | Bradford White | 671632335985 | Active | [10 empty] | No | Not Applicable | Not Applicable | Residential Water Heating | Water Heating.Electric | 6 | 6 |  |  |  | 238-44422-00 |  |  |  | 238-39699-00 | [6 empty] | Electric | Electric Resistance | 208 | 3 |  | Indoor |  | Floor Mounted |  | No | Not Applicable | 150 | Not Applicable |  |  |  | 0.75 | No | [7 empty] | 5 kW |  | 41 | 0.92 | 28 | 26 | 23 | On/Off | Not Applicable | [6 empty] | 96 | 24.0625 | 23.875 | 35.25 | 100 | 310 | 23 | 29.9375 |  |  |  |  | 31.125 | 31.125 | 31.125 | 8 |  |  |  |  | 23.5625 | [8 empty] | 1 | 312 | 300 | UL174 | Yes | Yes | Yes | No | Not Applicable | [5 empty] | 10332 | RES ELEC | 9950961
RE230LN6-3NLZZ | RE230LN | Bradford White | 671632628209 | Active | [10 empty] | No | Not Applicable | Not Applicable | Residential Water Heating | Water Heating.Electric | 6 | 6 |  |  |  | 238-44422-00 |  |  |  | 238-39699-00 | [6 empty] | Electric | Electric Resistance | 208 | 3 |  | Indoor |  | Floor Mounted |  | No | Not Applicable | 150 | Not Applicable |  |  |  | 0.75 | No | [7 empty] | 6 kW |  | 41 | 0.92 | 28 | 26 | 28 | On/Off | Not Applicable | [6 empty] | 96 | 24.0625 | 23.875 | 35.25 | 100 | 310 | 23 | 29.9375 |  |  |  |  | 31.125 | 31.125 | 31.125 | 8 |  |  |  |  | 23.5625 | [8 empty] | 1 | 312 | 300 | UL1453 | Yes | Yes | Yes | No | Not Applicable | [5 empty] | 10332 | RES ELEC | 9950961
RE230LN6-3SCMM | RE230LN | Bradford White | 671632614776 | Active | [10 empty] | No | Not Applicable | Not Applicable | Residential Water Heating | Water Heating.Electric | 6 | 6 |  |  |  | 238-44422-00 |  |  |  | 238-39699-00 | [6 empty] | Electric | Electric Resistance | 240/208 | 3 |  | Indoor |  | Floor Mounted |  | No | Not Applicable | 150 | Not Applicable |  |  |  | 0.75 | No | [7 empty] | 4/3 kW |  | 41 | 0.92 | 28 | 26 | 18/14 | On/Off | Not Applicable | [6 empty] | 96 | 24.0625 | 23.875 | 35.25 | 100 | 310 | 23 | 29.9375 |  |  |  |  | 31.125 | 31.125 | 31.125 | 8 |  |  |  |  | 23.5625 | [8 empty] | 1 | 312 | 300 | UL1453 | Yes | Yes | Yes | No | Not Applicable | [5 empty] | 10332 | RES ELEC | 9950961
RE230LN6-3SCWW | RE230LN | Bradford White | 671632638154 | Active | [10 empty] | No | Not Applicable | Not Applicable | Residential Water Heating | Water Heating.Electric | 6 | 6 |  |  |  | 238-44422-00 |  |  |  | 238-39699-00 | [6 empty] | Electric | Electric Resistance | 240/208 | 3 |  | Indoor |  | Floor Mounted |  | No | Not Applicable | 150 | Not Applicable |  |  |  | 0.75 | No | [7 empty] | 9/7 kW |  | 41 | 0.92 | 28 | 26 | 41/32 | On/Off | Not Applicable | [6 empty] | 96 | 24.0625 | 23.875 | 35.25 | 100 | 310 | 23 | 29.9375 |  |  |  |  | 31.125 | 31.125 | 31.125 | 8 |  |  |  |  | 23.5625 | [8 empty] | 1 | 312 | 300 | UL1453 | Yes | Yes | Yes | No | Not Applicable | [5 empty] | 10332 | RES ELEC | 9950961
RE230LN6-3SHWW | RE230LN | Bradford White | 671632669516 | Active | [10 empty] | No | Not Applicable | Not Applicable | Residential Water Heating | Water Heating.Electric | 6 | 6 |  |  |  | 238-44422-00 |  |  |  | 238-39699-00 | [6 empty] | Electric | Electric Resistance | 480 | 3 |  | Indoor |  | Floor Mounted |  | No | Not Applicable | 150 | Not Applicable |  |  |  | 0.75 | No | [7 empty] | 9 kW |  | 41 | 0.92 | 28 | 26 | 41 | On/Off | Not Applicable | [6 empty] | 96 | 24.0625 | 23.875 | 35.25 | 100 | 310 | 23 | 29.9375 |  |  |  |  | 31.125 | 31.125 | 31.125 | 8 |  |  |  |  | 23.5625 | [8 empty] | 1 | 312 | 300 | UL1453 | Yes | Yes | Yes | No | Not Applicable | [5 empty] | 10332 | RES ELEC | 9950961
RE230S6-1NALL-458 | RE230S | Bradford White | 671632860234 | Active | The ""-458"" indicates that this SKU was designed and certified for Installation in Canada. | [9 empty] | No | Not Applicable | Not Applicable | Residential Water Heating | Water Heating.Electric | 6 | 6 |  |  |  | 238-44422-00 |  |  |  | 238-39699-00 | [6 empty] | Electric | Electric Resistance | 120 | 1 |  | Indoor |  | Floor Mounted |  | No | Not Applicable | 150 | Not Applicable |  |  |  | 0.75 | No | [7 empty] | 1.5 kW |  |  |  | 27 |  | 7 | On/Off | Not Applicable | [6 empty] | 90 | 19.125 | 19.125 | 51.5 | 94 | 313 | 18 | 46.75 |  |  |  |  | 21 |  |  | 8 |  |  |  |  | 49 | [8 empty] | 1 | 320 | 310 | UL1453 | Yes | No | Yes | No | Not Applicable | 238-45688-00 |  |  |  | 238-45684-00 | 10332 | RES ELEC
RE230S6-1NCNN-458 | RE230S | Bradford White | 671632333073 | Active | The ""-458"" indicates that this SKU was designed and certified for Installation in Canada. | [9 empty] | No | Not Applicable | Not Applicable | Residential Water Heating | Water Heating.Electric | 6 | 6 |  |  |  | 238-44422-00 |  |  |  | 238-39699-00 | [6 empty] | Electric | Electric Resistance | 240/208 | 1 |  | Indoor |  | Floor Mounted |  | No | Not Applicable | 150 | Not Applicable |  |  |  | 0.75 | No | [7 empty] | 2.5/2 kW |  |  |  | 27 |  | 11/9 | On/Off | Not Applicable | [6 empty] | 90 | 19.125 | 19.125 | 51.5 | 94 | 313 | 18 | 46.75 |  |  |  |  | 21 |  |  | 8 |  |  |  |  | 49 | [8 empty] | 1 | 320 | 310 | UL1453 | Yes | No | Yes | No | Not Applicable | 238-45688-00 |  |  |  | 238-45684-00 | 10332 | RES ELEC
RE230S6-1NCPP-458 | RE230S | Bradford White | 671632817344 | Active | The ""-458"" indicates that this SKU was designed and certified for Installation in Canada. | [9 empty] | No | Not Applicable | Not Applicable | Residential Water Heating | Water Heating.Electric | 6 | 6 |  |  |  | 238-44422-00 |  |  |  | 238-39699-00 | [6 empty] | Electric | Electric Resistance | 240 | 1 |  | Indoor |  | Floor Mounted |  | No | Not Applicable | 150 | Not Applicable |  |  |  | 0.75 | No | [7 empty] | 3 kW |  |  |  | 27 |  | 14 | On/Off | Not Applicable | [6 empty] | 90 | 19.125 | 19.125 | 51.5 | 94 | 313 | 18 | 46.75 |  |  |  |  | 21 |  |  | 8 |  |  |  |  | 49 | [8 empty] | 1 | 320 | 310 | UL1453 | Yes | No | Yes | No | Not Applicable | 238-45688-00 |  |  |  | 238-45684-00 | 10332 | RES ELEC
RE230S6-1NCSS-458 | RE230S | Bradford White | 671632328505 | Active | The ""-458"" indicates that this SKU was designed and certified for Installation in Canada. | [9 empty] | No | Not Applicable | Not Applicable | Residential Water Heating | Water Heating.Electric | 6 | 6 |  |  |  | 238-44422-00 |  |  |  | 238-39699-00 | [6 empty] | Electric | Electric Resistance | 240 | 1 |  | Indoor |  | Floor Mounted |  | No | Not Applicable | 150 | Not Applicable |  |  |  | 0.75 | No | [7 empty] | 3.8 kW |  |  |  | 27 |  | 17 | On/Off | Not Applicable | [6 empty] | 90 | 19.125 | 19.125 | 51.5 | 94 | 313 | 18 | 46.75 |  |  |  |  | 21 |  |  | 8 |  |  |  |  | 49 | [8 empty] | 1 | 320 | 310 | UL1453 | Yes | No | Yes | No | Not Applicable | 238-45688-00 |  |  |  | 238-45684-00 | 10332 | RES ELEC
RE230S6-1NCTT-458 | RE230S | Bradford White | 671632868711 | Active | The ""-458"" indicates that this SKU was designed and certified for Installation in Canada. | [9 empty] | No | Not Applicable | Not Applicable | Residential Water Heating | Water Heating.Electric | 6 | 6 |  |  |  | 238-44422-00 |  |  |  | 238-39699-00 | [6 empty] | Electric | Electric Resistance | 240/208 | 1 |  | Indoor |  | Floor Mounted |  | No | Not Applicable | 150 | Not Applicable |  |  |  | 0.75 | No | [7 empty] | 4/3 kW |  |  |  | 27 |  | 18/14 | On/Off | Not Applicable | [6 empty] | 90 | 19.125 | 19.125 | 51.5 | 94 | 313 | 18 | 46.75 |  |  |  |  | 21 |  |  | 8 |  |  |  |  | 49 | [8 empty] | 1 | 320 | 310 | UL1453 | Yes | No | Yes | No | Not Applicable | 238-45688-00 |  |  |  | 238-45684-00 | 10332 | RES ELEC
RE230S6-1NCWW-458 | RE230S | Bradford White | 671632805693 | Active | The ""-458"" indicates that this SKU was designed and certified for Installation in Canada. | [9 empty] | No | Not Applicable | Not Applicable | Residential Water Heating | Water Heating.Electric | 6 | 6 |  |  |  | 238-44422-00 |  |  |  | 238-39699-00 | [6 empty] | Electric | Electric Resistance | 240/208 | 1 |  | Indoor |  | Floor Mounted |  | No | Not Applicable | 150 | Not Applicable |  |  |  | 0.75 | No | [7 empty] | 4.5/3.5 kW |  |  |  | 27 |  | 21/16 | On/Off | Not Applicable | [6 empty] | 90 | 19.125 | 19.125 | 51.5 | 94 | 313 | 18 | 46.75 |  |  |  |  | 21 |  |  | 8 |  |  |  |  | 49 | [8 empty] | 1 | 320 | 310 | UL1453 | Yes | No | Yes | No | Not Applicable | 238-45688-00 |  |  |  | 238-45684-00 | 10332 | RES ELEC
RE230S6-1NCZZ-458 | RE230S | Bradford White | 671632897322 | Active | The ""-458"" indicates that this SKU was designed and certified for Installation in Canada. | [9 empty] | No | Not Applicable | Not Applicable | Residential Water Heating | Water Heating.Electric | 6 | 6 |  |  |  | 238-44422-00 |  |  |  | 238-39699-00 | [6 empty] | Electric | Electric Resistance | 240/208 | 1 |  | Indoor |  | Floor Mounted |  | No | Not Applicable | 150 | Not Applicable |  |  |  | 0.75 | No | [7 empty] | 6/4.5 kW |  |  |  | 27 |  | 28/21 | On/Off | Not Applicable | [6 empty] | 90 | 19.125 | 19.125 | 51.5 | 94 | 313 | 18 | 46.75 |  |  |  |  | 21 |  |  | 8 |  |  |  |  | 49 | [8 empty] | 1 | 320 | 310 | UL1453 | Yes | No | Yes | No | Not Applicable | 238-45688-00 |  |  |  | 238-45684-00 | 10332 | RES ELEC
RE230S6-1NLXX-458 | RE230S | Bradford White | 671632558360 | Active | The ""-458"" indicates that this SKU was designed and certified for Installation in Canada. | [9 empty] | No | Not Applicable | Not Applicable | Residential Water Heating | Water Heating.Electric | 6 | 6 |  |  |  | 238-44422-00 |  |  |  | 238-39699-00 | [6 empty] | Electric | Electric Resistance | 208 | 1 |  | Indoor |  | Floor Mounted |  | No | Not Applicable | 150 | Not Applicable |  |  |  | 0.75 | No | [7 empty] | 5 kW |  |  |  | 27 |  | 23 | On/Off | Not Applicable | [6 empty] | 90 | 19.125 | 19.125 | 51.5 | 94 | 313 | 18 | 46.75 |  |  |  |  | 21 |  |  | 8 |  |  |  |  | 49 | [8 empty] | 1 | 320 | 310 | UL1453 | Yes | No | Yes | No | Not Applicable | 238-45688-00 |  |  |  | 238-45684-00 | 10332 | RES ELEC
RE230S6-3NCPP-458 | RE230S | Bradford White | 671632622283 | Active | The ""-458"" indicates that this SKU was designed and certified for Installation in Canada. | [9 empty] | No | Not Applicable | Not Applicable | Residential Water Heating | Water Heating.Electric | 6 | 6 |  |  |  | 238-44422-00 |  |  |  | 238-39699-00 | [6 empty] | Electric | Electric Resistance | 240 | 3 |  | Indoor |  | Floor Mounted |  | No | Not Applicable | 150 | Not Applicable |  |  |  | 0.75 | No | [7 empty] | 3 kW |  |  |  | 27 |  | 14 | On/Off | Not Applicable | [6 empty] | 90 | 19.125 | 19.125 | 51.5 | 94 | 313 | 18 | 46.75 |  |  |  |  | 21 |  |  | 8 |  |  |  |  | 49 | [8 empty] | 1 | 320 | 310 | UL1453 | Yes | No | Yes | No | Not Applicable | 238-45688-00 |  |  |  | 238-45684-00 | 10332 | RES ELEC
RE230S6-3NCTT-458 | RE230S | Bradford White | 671632622641 | Active | The ""-458"" indicates that this SKU was designed and certified for Installation in Canada. | [9 empty] | No | Not Applicable | Not Applicable | Residential Water Heating | Water Heating.Electric | 6 | 6 |  |  |  | 238-44422-00 |  |  |  | 238-39699-00 | [6 empty] | Electric | Electric Resistance | 240/208 | 3 |  | Indoor |  | Floor Mounted |  | No | Not Applicable | 150 | Not Applicable |  |  |  | 0.75 | No | [7 empty] | 4/3 kW |  |  |  | 27 |  | 18/14 | On/Off | Not Applicable | [6 empty] | 90 | 19.125 | 19.125 | 51.5 | 94 | 313 | 18 | 46.75 |  |  |  |  | 21 |  |  | 8 |  |  |  |  | 49 | [8 empty] | 1 | 320 | 310 | UL1453 | Yes | No | Yes | No | Not Applicable | 238-45688-00 |  |  |  | 238-45684-00 | 10332 | RES ELEC
RE230S8-1NALL-458 | RE230S | Bradford White | 671632839049 | Active | The ""-458"" indicates that this SKU was designed and certified for Installation in Canada. | [9 empty] | No | Not Applicable | Not Applicable | Residential Water Heating | Water Heating.Electric | 8 | 6 |  |  |  | 238-44422-00 |  |  |  | 238-39699-00 | [6 empty] | Electric | Electric Resistance | 120 | 1 |  | Indoor |  | Floor Mounted |  | No | Not Applicable | 150 | Not Applicable |  |  |  | 0.75 | No | [7 empty] | 1.5 kW |  |  |  | 27 |  | 7 | On/Off | Not Applicable | [6 empty] | 90 | 19.125 | 19.125 | 51.5 | 94 | 313 | 18 | 46.75 |  |  |  |  | 21 |  |  | 8 |  |  |  |  | 49 | [8 empty] | 1 | 320 | 310 | UL1453 | Yes | No | Yes | No | Not Applicable | 238-45688-00 |  |  |  | 238-45684-00 | 10332 | RES ELEC
RE230S8-1NCPP-458 | RE230S | Bradford White | 671632839056 | Active | The ""-458"" indicates that this SKU was designed and certified for Installation in Canada. | [9 empty] | No | Not Applicable | Not Applicable | Residential Water Heating | Water Heating.Electric | 8 | 6 |  |  |  | 238-44422-00 |  |  |  | 238-39699-00 | [6 empty] | Electric | Electric Resistance | 240 | 1 |  | Indoor |  | Floor Mounted |  | No | Not Applicable | 150 | Not Applicable |  |  |  | 0.75 | No | [7 empty] | 3 kW |  |  |  | 27 |  | 14 | On/Off | Not Applicable | [6 empty] | 90 | 19.125 | 19.125 | 51.5 | 94 | 313 | 18 | 46.75 |  |  |  |  | 21 |  |  | 8 |  |  |  |  | 49 | [8 empty] | 1 | 320 | 310 | UL1453 | Yes | No | Yes | No | Not Applicable | 238-45688-00 |  |  |  | 238-45684-00 | 10332 | RES ELEC
RE230S8-1NCTT-458 | RE230S | Bradford White | 671632868728 | Active | The ""-458"" indicates that this SKU was designed and certified for Installation in Canada. | [9 empty] | No | Not Applicable | Not Applicable | Residential Water Heating | Water Heating.Electric | 8 | 6 |  |  |  | 238-44422-00 |  |  |  | 238-39699-00 | [6 empty] | Electric | Electric Resistance | 240/208 | 1 |  | Indoor |  | Floor Mounted |  | No | Not Applicable | 150 | Not Applicable |  |  |  | 0.75 | No | [7 empty] | 4/3 kW |  |  |  | 27 |  | 18/14 | On/Off | Not Applicable | [6 empty] | 90 | 19.125 | 19.125 | 51.5 | 94 | 313 | 18 | 46.75 |  |  |  |  | 21 |  |  | 8 |  |  |  |  | 49 | [8 empty] | 1 | 320 | 310 | UL1453 | Yes | No | Yes | No | Not Applicable | 238-45688-00 |  |  |  | 238-45684-00 | 10332 | RES ELEC
RE230S8-1NCWW-458 | RE230S | Bradford White | 671632839070 | Active | The ""-458"" indicates that this SKU was designed and certified for Installation in Canada. | [9 empty] | No | Not Applicable | Not Applicable | Residential Water Heating | Water Heating.Electric | 8 | 6 |  |  |  | 238-44422-00 |  |  |  | 238-39699-00 | [6 empty] | Electric | Electric Resistance | 240/208 | 1 |  | Indoor |  | Floor Mounted |  | No | Not Applicable | 150 | Not Applicable |  |  |  | 0.75 | No | [7 empty] | 4.5/3.5 kW |  |  |  | 27 |  | 21/16 | On/Off | Not Applicable | [6 empty] | 90 | 19.125 | 19.125 | 51.5 | 94 | 313 | 18 | 46.75 |  |  |  |  | 21 |  |  | 8 |  |  |  |  | 49 | [8 empty] | 1 | 320 | 310 | UL1453 | Yes | No | Yes | No | Not Applicable | 238-45688-00 |  |  |  | 238-45684-00 | 10332 | RES ELEC
RE230S8-1NCZZ-458 | RE230S | Bradford White | 671632839087 | Active | The ""-458"" indicates that this SKU was designed and certified for Installation in Canada. | [9 empty] | No | Not Applicable | Not Applicable | Residential Water Heating | Water Heating.Electric | 8 | 6 |  |  |  | 238-44422-00 |  |  |  | 238-39699-00 | [6 empty] | Electric | Electric Resistance | 240/208 | 1 |  | Indoor |  | Floor Mounted |  | No | Not Applicable | 150 | Not Applicable |  |  |  | 0.75 | No | [7 empty] | 6/4.5 kW |  |  |  | 27 |  | 28/21 | On/Off | Not Applicable | [6 empty] | 90 | 19.125 | 19.125 | 51.5 | 94 | 313 | 18 | 46.75 |  |  |  |  | 21 |  |  | 8 |  |  |  |  | 49 | [8 empty] | 1 | 320 | 310 | UL1453 | Yes | No | Yes | No | Not Applicable | 238-45688-00 |  |  |  | 238-45684-00 | 10332 | RES ELEC
RE230S8-1NLYY-458 | RE230S | Bradford White | 671632857388 | Active | The ""-458"" indicates that this SKU was designed and certified for Installation in Canada. | [9 empty] | No | Not Applicable | Not Applicable | Residential Water Heating | Water Heating.Electric | 8 | 6 |  |  |  | 238-44422-00 |  |  |  | 238-39699-00 | [6 empty] | Electric | Electric Resistance | 208 | 1 |  | Indoor |  | Floor Mounted |  | No | Not Applicable | 150 | Not Applicable |  |  |  | 0.75 | No | [7 empty] | 5.5 kW |  |  |  | 27 |  | 25 | On/Off | Not Applicable | [6 empty] | 90 | 19.125 | 19.125 | 51.5 | 94 | 313 | 18 | 46.75 |  |  |  |  | 21 |  |  | 8 |  |  |  |  | 49 | [8 empty] | 1 | 320 | 310 | UL1453 | Yes | No | Yes | No | Not Applicable | 238-45688-00 |  |  |  | 238-45684-00 | 10332 | RES ELEC
RE240L10-1NCPP | RE240L | Bradford White | 671632844616 | Active | [10 empty] | No | Not Applicable | Not Applicable | Residential Water Heating | Water Heating.Electric | 10 | 6 |  |  |  | 238-44422-00 |  |  |  | 238-39699-00 |  | 238-51237-00 |  |  |  |  | Electric | Electric Resistance | 240 | 1 |  | Indoor |  | Floor Mounted |  | No | Not Applicable | 150 | Not Applicable |  |  |  | 0.75 | No | [7 empty] | 3 kW |  | 49 | 0.91 | 38 | 35 | 14 | On/Off | Not Applicable | [6 empty] | 140 | 25 | 25 | 47.4375 | 146 | 429 | 24 | 32.8125 |  |  |  |  | 33.375 | 33.375 | 33.375 | 8 |  |  |  |  | 23.5625 | [8 empty] | 1 | 150 | 201 | UL174 | Yes | Yes | Yes | No | Not Applicable | [5 empty] | 10332 | RES ELEC | 200094294
RE240L10-1NCPP-264 | RE240L | Bradford White | 671632887811 | Active | The ""-264"" indicates that this SKU comes with an Aluminum Anode Rod. | [9 empty] | No | Not Applicable | Not Applicable | Residential Water Heating | Water Heating.Electric | 10 | 6 |  |  |  | 238-44422-00 |  |  |  | 238-39699-00 |  | 238-51237-00 |  |  |  |  | Electric | Electric Resistance | 240 | 1 |  | Indoor |  | Floor Mounted |  | No | Not Applicable | 150 | Not Applicable |  |  |  | 0.75 | No | [7 empty] | 3 kW |  | 49 | 0.91 | 38 | 35 | 14 | On/Off | Not Applicable | [6 empty] | 140 | 25 | 25 | 47.4375 | 146 | 429 | 24 | 32.8125 |  |  |  |  | 33.375 | 33.375 | 33.375 | 8 |  |  |  |  | 23.5625 | [8 empty] | 1 | 150 | 201 | UL174 | Yes | Yes | Yes | No | Not Applicable | [5 empty] | 10332 | RES ELEC | 200094294
RE240L10-1NCPP-403-264 | RE240L | Bradford White | 671632561285 | Active | The ""-264"" indicates that this SKU comes with an Aluminum Anode Rod. | The ""-403"" indicates that this SKU comes with a Top T&P Location. | [8 empty] | No | Not Applicable | Not Applicable | Residential Water Heating | Water Heating.Electric | 10 | 6 |  |  |  | 238-44422-00 |  |  |  | 238-39699-00 |  | 238-51237-00 |  |  |  |  | Electric | Electric Resistance | 240 | 1 |  | Indoor |  | Floor Mounted |  | No | Not Applicable | 150 | Not Applicable |  |  |  | 0.75 | No | [7 empty] | 3 kW |  | 49 | 0.91 | 38 | 35 | 14 | On/Off | Not Applicable | [6 empty] | 140 | 25 | 25 | 47.4375 | 146 | 429 | 24 | 32.8125 |  |  |  |  | 33.375 | 33.375 | 33.375 | 8 |  |  |  |  | 23.5625 | [8 empty] | 1 | 150 | 201 | UL1453 | Yes | Yes | Yes | No | Not Applicable | [5 empty] | 10332 | RES ELEC | 200094294
RE240L10-1NCPP-403-506 | RE240L | Bradford White | 671632645367 | Active | The ""-403"" indicates that this SKU comes with a Top T&P Location. | The ""-506"" indicates that this SKU comes with an A420 Aluminum Anode Rod. | [8 empty] | No | Not Applicable | Not Applicable | Residential Water Heating | Water Heating.Electric | 10 | 6 |  |  |  | 238-44422-00 |  |  |  | 238-39699-00 |  | 238-51237-00 |  |  |  |  | Electric | Electric Resistance | 240 | 1 |  | Indoor |  | Floor Mounted |  | No | Not Applicable | 150 | Not Applicable |  |  |  | 0.75 | No | [7 empty] | 3 kW |  | 49 | 0.91 | 38 | 35 | 14 | On/Off | Not Applicable | [6 empty] | 140 | 25 | 25 | 47.4375 | 146 | 429 | 24 | 32.8125 |  |  |  |  | 33.375 | 33.375 | 33.375 | 8 |  |  |  |  | 23.5625 | [8 empty] | 1 | 150 | 201 | UL1453 | Yes | Yes | Yes | No | Not Applicable | [5 empty] | 10332 | RES ELEC | 200094294
RE240L10-1NCTT | RE240L | Bradford White | 671632128013 | Active | [10 empty] | No | Not Applicable | Not Applicable | Residential Water Heating | Water Heating.Electric | 10 | 6 |  |  |  | 238-44422-00 |  |  |  | 238-39699-00 |  | 238-51237-00 |  |  |  |  | Electric | Electric Resistance | 240/208 | 1 |  | Indoor |  | Floor Mounted |  | No | Not Applicable | 150 | Not Applicable |  |  |  | 0.75 | No | [7 empty] | 4/3 kW |  | 49 | 0.91 | 38 | 35 | 18/14 | On/Off | Not Applicable | [6 empty] | 140 | 25 | 25 | 47.4375 | 146 | 429 | 24 | 32.8125 |  |  |  |  | 33.375 | 33.375 | 33.375 | 8 |  |  |  |  | 23.5625 | [8 empty] | 1 | 150 | 201 | UL174 | Yes | Yes | Yes | No | Not Applicable | [5 empty] | 10332 | RES ELEC | 200094294
RE240L10-1NCWW | RE240L | Bradford White | 671632852147 | Active | [10 empty] | No | Not Applicable | Not Applicable | Residential Water Heating | Water Heating.Electric | 10 | 6 |  |  |  | 238-44422-00 |  |  |  | 238-39699-00 |  | 238-51237-00 |  |  |  |  | Electric | Electric Resistance | 240/208 | 1 |  | Indoor |  | Floor Mounted |  | No | Not Applicable | 150 | Not Applicable |  |  |  | 0.75 | No | [7 empty] | 4.5/3.5 kW |  | 49 | 0.91 | 38 | 35 | 21/16 | On/Off | Not Applicable | [6 empty] | 140 | 25 | 25 | 47.4375 | 146 | 429 | 24 | 32.8125 |  |  |  |  | 33.375 | 33.375 | 33.375 | 8 |  |  |  |  | 23.5625 | [8 empty] | 1 | 150 | 201 | UL174 | Yes | Yes | Yes | No | Not Applicable | [5 empty] | 10332 | RES ELEC | 200094294
RE240L10-1NCZZ | RE240L | Bradford White | 671632320882 | Active | [10 empty] | No | Not Applicable | Not Applicable | Residential Water Heating | Water Heating.Electric | 10 | 6 |  |  |  | 238-44422-00 |  |  |  | 238-39699-00 |  | 238-51237-00 |  |  |  |  | Electric | Electric Resistance | 240/208 | 1 |  | Indoor |  | Floor Mounted |  | No | Not Applicable | 150 | Not Applicable |  |  |  | 0.75 | No | [7 empty] | 6/4.5 kW |  | 49 | 0.91 | 38 | 35 | 28/21 | On/Off | Not Applicable | [6 empty] | 140 | 25 | 25 | 47.4375 | 146 | 429 | 24 | 32.8125 |  |  |  |  | 33.375 | 33.375 | 33.375 | 8 |  |  |  |  | 23.5625 | [8 empty] | 1 | 150 | 201 | UL174 | Yes | Yes | Yes | No | Not Applicable | [5 empty] | 10332 | RES ELEC | 200094294
RE240L10-1NLYY | RE240L | Bradford White | 671632334469 | Active | [10 empty] | No | Not Applicable | Not Applicable | Residential Water Heating | Water Heating.Electric | 10 | 6 |  |  |  | 238-44422-00 |  |  |  | 238-39699-00 |  | 238-51237-00 |  |  |  |  | Electric | Electric Resistance | 208 | 1 |  | Indoor |  | Floor Mounted |  | No | Not Applicable | 150 | Not Applicable |  |  |  | 0.75 | No | [7 empty] | 5.5 kW |  | 49 | 0.91 | 38 | 35 | 25 | On/Off | Not Applicable | [6 empty] | 140 | 25 | 25 | 47.4375 | 146 | 429 | 24 | 32.8125 |  |  |  |  | 33.375 | 33.375 | 33.375 | 8 |  |  |  |  | 23.5625 | [8 empty] | 1 | 150 | 201 | UL174 | Yes | Yes | Yes | No | Not Applicable | [5 empty] | 10332 | RES ELEC | 200094294
RE240L10-1NLZZ | RE240L | Bradford White | 671632334681 | Active | [10 empty] | No | Not Applicable | Not Applicable | Residential Water Heating | Water Heating.Electric | 10 | 6 |  |  |  | 238-44422-00 |  |  |  | 238-39699-00 |  | 238-51237-00 |  |  |  |  | Electric | Electric Resistance | 208 | 1 |  | Indoor |  | Floor Mounted |  | No | Not Applicable | 150 | Not Applicable |  |  |  | 0.75 | No | [7 empty] | 6 kW |  | 49 | 0.91 | 38 | 35 | 28 | On/Off | Not Applicable | [6 empty] | 140 | 25 | 25 | 47.4375 | 146 | 429 | 24 | 32.8125 |  |  |  |  | 33.375 | 33.375 | 33.375 | 8 |  |  |  |  | 23.5625 | [8 empty] | 1 | 150 | 201 | UL174 | Yes | Yes | Yes | No | Not Applicable | [5 empty] | 10332 | RES ELEC | 200094294
RE240L10-1SCTT | RE240L | Bradford White | 671632128037 | Active | [10 empty] | No | Not Applicable | Not Applicable | Residential Water Heating | Water Heating.Electric | 10 | 6 |  |  |  | 238-44422-00 |  |  |  | 238-39699-00 |  | 238-51237-00 |  |  |  |  | Electric | Electric Resistance | 240/208 | 1 |  | Indoor |  | Floor Mounted |  | No | Not Applicable | 150 | Not Applicable |  |  |  | 0.75 | No | [7 empty] | 8/6 kW |  | 49 | 0.91 | 38 | 35 | 37/28 | On/Off | Not Applicable | [6 empty] | 140 | 25 | 25 | 47.4375 | 146 | 429 | 24 | 32.8125 |  |  |  |  | 33.375 | 33.375 | 33.375 | 8 |  |  |  |  | 23.5625 | [8 empty] | 1 | 150 | 201 | UL174 | Yes | Yes | Yes | No | Not Applicable | [5 empty] | 10332 | RES ELEC | 200094294
RE240L6-1NAL | RE240L | Bradford White | 671632873326 | Active | [10 empty] | No | Not Applicable | Not Applicable | Residential Water Heating | Water Heating.Electric | 6 | 6 |  |  |  | 238-44422-00 |  |  |  | 238-39699-00 |  | 238-51237-00 |  |  |  |  | Electric | Electric Resistance | 120 | 1 |  | Indoor |  | Floor Mounted |  | No | Not Applicable | 150 | Not Applicable |  |  |  | 0.75 | No | [7 empty] | 1.5 kW |  | 49 | 0.91 | 38 | 35 | 7 | On/Off | Not Applicable | [6 empty] | 140 | 25 | 25 | 47.4375 | 146 | 429 | 24 | 32.8125 |  |  |  |  | 33.375 | 33.375 | 33.375 | 8 |  |  |  |  | 23.5625 | [8 empty] | 1 | 150 | 201 | UL174 | Yes | Yes | Yes | No | Not Applicable | [5 empty] | 10332 | RES ELEC | 200094294
RE240L6-1NALL | RE240L | Bradford White | 671632826865 | Active | [10 empty] | No | Not Applicable | Not Applicable | Residential Water Heating | Water Heating.Electric | 6 | 6 |  |  |  | 238-44422-00 |  |  |  | 238-39699-00 |  | 238-51237-00 |  |  |  |  | Electric | Electric Resistance | 120 | 1 |  | Indoor |  | Floor Mounted |  | No | Not Applicable | 150 | Not Applicable |  |  |  | 0.75 | No | [7 empty] | 1.5 kW |  | 49 | 0.91 | 38 | 35 | 7 | On/Off | Not Applicable | [6 empty] | 140 | 25 | 25 | 47.4375 | 146 | 429 | 24 | 32.8125 |  |  |  |  | 33.375 | 33.375 | 33.375 | 8 |  |  |  |  | 23.5625 | [8 empty] | 1 | 150 | 201 | UL174 | Yes | Yes | Yes | No | Not Applicable | [5 empty] | 10332 | RES ELEC | 200094294
RE240L6-1NANN | RE240L | Bradford White | 671632144266 | Active | [10 empty] | No | Not Applicable | Not Applicable | Residential Water Heating | Water Heating.Electric | 6 | 6 |  |  |  | 238-44422-00 |  |  |  | 238-39699-00 |  | 238-51237-00 |  |  |  |  | Electric | Electric Resistance | 120 | 1 |  | Indoor |  | Floor Mounted |  | No | Not Applicable | 150 | Not Applicable |  |  |  | 0.75 | No | [7 empty] | 2.5 kW |  | 49 | 0.91 | 38 | 35 | 11 | On/Off | Not Applicable | [6 empty] | 140 | 25 | 25 | 47.4375 | 146 | 429 | 24 | 32.8125 |  |  |  |  | 33.375 | 33.375 | 33.375 | 8 |  |  |  |  | 23.5625 | [8 empty] | 1 | 150 | 201 | UL174 | Yes | Yes | Yes | No | Not Applicable | [5 empty] | 10332 | RES ELEC | 200094294
RE240L6-1NAPP | RE240L | Bradford White | 671632843688 | Active | [10 empty] | No | Not Applicable | Not Applicable | Residential Water Heating | Water Heating.Electric | 6 | 6 |  |  |  | 238-44422-00 |  |  |  | 238-39699-00 |  | 238-51237-00 |  |  |  |  | Electric | Electric Resistance | 120 | 1 |  | Indoor |  | Floor Mounted |  | No | Not Applicable | 150 | Not Applicable |  |  |  | 0.75 | No | [7 empty] | 3 kW |  | 49 | 0.91 | 38 | 35 | 14 | On/Off | Not Applicable | [6 empty] | 140 | 25 | 25 | 47.4375 | 146 | 429 | 24 | 32.8125 |  |  |  |  | 33.375 | 33.375 | 33.375 | 8 |  |  |  |  | 23.5625 | [8 empty] | 1 | 150 | 201 | UL174 | Yes | Yes | Yes | No | Not Applicable | [5 empty] | 10332 | RES ELEC | 200094294
RE240L6-1NAPP-403-264 | RE240L | Bradford White | 671632859580 | Active | The ""-264"" indicates that this SKU comes with an Aluminum Anode Rod. | The ""-403"" indicates that this SKU comes with a Top T&P Location. | [8 empty] | No | Not Applicable | Not Applicable | Residential Water Heating | Water Heating.Electric | 6 | 6 |  |  |  | 238-44422-00 |  |  |  | 238-39699-00 |  | 238-51237-00 |  |  |  |  | Electric | Electric Resistance | 120 | 1 |  | Indoor |  | Floor Mounted |  | No | Not Applicable | 150 | Not Applicable |  |  |  | 0.75 | No | [7 empty] | 3 kW |  | 49 | 0.91 | 38 | 35 | 14 | On/Off | Not Applicable | [6 empty] | 140 | 25 | 25 | 47.4375 | 146 | 429 | 24 | 32.8125 |  |  |  |  | 33.375 | 33.375 | 33.375 | 8 |  |  |  |  | 23.5625 | [8 empty] | 1 | 150 | 201 | UL174 | Yes | Yes | Yes | No | Not Applicable | [5 empty] | 10332 | RES ELEC | 200094294
RE240L6-1NCMM | RE240L | Bradford White | 671632838875 | Active | [10 empty] | No | Not Applicable | Not Applicable | Residential Water Heating | Water Heating.Electric | 6 | 6 |  |  |  | 238-44422-00 |  |  |  | 238-39699-00 |  | 238-51237-00 |  |  |  |  | Electric | Electric Resistance | 240/208 | 1 |  | Indoor |  | Floor Mounted |  | No | Not Applicable | 150 | Not Applicable |  |  |  | 0.75 | No | [7 empty] | 2/1.5 kW |  | 49 | 0.91 | 38 | 35 | 9/7 | On/Off | Not Applicable | [6 empty] | 140 | 25 | 25 | 47.4375 | 146 | 429 | 24 | 32.8125 |  |  |  |  | 33.375 | 33.375 | 33.375 | 8 |  |  |  |  | 23.5625 | [8 empty] | 1 | 150 | 201 | UL174 | Yes | Yes | Yes | No | Not Applicable | [5 empty] | 10332 | RES ELEC | 200094294
RE240L6-1NCMM-403-264 | RE240L | Bradford White | 671632679942 | Active | The ""-264"" indicates that this SKU comes with an Aluminum Anode Rod. | The ""-403"" indicates that this SKU comes with a Top T&P Location. | [8 empty] | No | Not Applicable | Not Applicable | Residential Water Heating | Water Heating.Electric | 6 | 6 |  |  |  | 238-44422-00 |  |  |  | 238-39699-00 |  | 238-51237-00 |  |  |  |  | Electric | Electric Resistance | 240/208 | 1 |  | Indoor |  | Floor Mounted |  | No | Not Applicable | 150 | Not Applicable |  |  |  | 0.75 | No | [7 empty] | 2/1.5 kW |  | 49 | 0.91 | 38 | 35 | 9/7 | On/Off | Not Applicable | [6 empty] | 140 | 25 | 25 | 47.4375 | 146 | 429 | 24 | 32.8125 |  |  |  |  | 33.375 | 33.375 | 33.375 | 8 |  |  |  |  | 23.5625 | [8 empty] | 1 | 150 | 201 | UL1453 | Yes | Yes | Yes | No | Not Applicable | [5 empty] | 10332 | RES ELEC | 200094294
RE240L6-1NCNN | RE240L | Bradford White | 671632810765 | Active | [10 empty] | No | Not Applicable | Not Applicable | Residential Water Heating | Water Heating.Electric | 6 | 6 |  |  |  | 238-44422-00 |  |  |  | 238-39699-00 |  | 238-51237-00 |  |  |  |  | Electric | Electric Resistance | 240/208 | 1 |  | Indoor |  | Floor Mounted |  | No | Not Applicable | 150 | Not Applicable |  |  |  | 0.75 | No | [7 empty] | 2.5/2 kW |  | 49 | 0.91 | 38 | 35 | 11/9 | On/Off | Not Applicable | [6 empty] | 140 | 25 | 25 | 47.4375 | 146 | 429 | 24 | 32.8125 |  |  |  |  | 33.375 | 33.375 | 33.375 | 8 |  |  |  |  | 23.5625 | [8 empty] | 1 | 150 | 201 | UL174 | Yes | Yes | Yes | No | Not Applicable | [5 empty] | 10332 | RES ELEC | 200094294
RE240L6-1NCPP-264 | RE240L | Bradford White | 671632901999 | Active | The ""-264"" indicates that this SKU comes with an Aluminum Anode Rod. | [9 empty] | No | Not Applicable | Not Applicable | Residential Water Heating | Water Heating.Electric | 6 | 6 |  |  |  | 238-44422-00 |  |  |  | 238-39699-00 |  | 238-51237-00 |  |  |  |  | Electric | Electric Resistance | 240 | 1 |  | Indoor |  | Floor Mounted |  | No | Not Applicable | 150 | Not Applicable |  |  |  | 0.75 | No | [7 empty] | 3 kW |  | 49 | 0.91 | 38 | 35 | 14 | On/Off | Not Applicable | [6 empty] | 140 | 25 | 25 | 47.4375 | 146 | 429 | 24 | 32.8125 |  |  |  |  | 33.375 | 33.375 | 33.375 | 8 |  |  |  |  | 23.5625 | [8 empty] | 1 | 150 | 201 | UL174 | Yes | Yes | Yes | No | Not Applicable | [5 empty] | 10332 | RES ELEC | 200094294
RE240L6-1NCPP-403 | RE240L | Bradford White | 671632879144 | Active | The ""-403"" indicates that this SKU comes with a Top T&P Location. | [9 empty] | No | Not Applicable | Not Applicable | Residential Water Heating | Water Heating.Electric | 6 | 6 |  |  |  | 238-44422-00 |  |  |  | 238-39699-00 |  | 238-51237-00 |  |  |  |  | Electric | Electric Resistance | 240 | 1 |  | Indoor |  | Floor Mounted |  | No | Not Applicable | 150 | Not Applicable |  |  |  | 0.75 | No | [7 empty] | 3 kW |  | 49 | 0.91 | 38 | 35 | 14 | On/Off | Not Applicable | [6 empty] | 140 | 25 | 25 | 47.4375 | 146 | 429 | 24 | 32.8125 |  |  |  |  | 33.375 | 33.375 | 33.375 | 8 |  |  |  |  | 23.5625 | [8 empty] | 1 | 150 | 201 | UL174 | Yes | Yes | Yes | No | Not Applicable | [5 empty] | 10332 | RES ELEC | 200094294
RE240L6-1NCRR | RE240L | Bradford White | 671632898329 | Active | [10 empty] | No | Not Applicable | Not Applicable | Residential Water Heating | Water Heating.Electric | 6 | 6 |  |  |  | 238-44422-00 |  |  |  | 238-39699-00 |  | 238-51237-00 |  |  |  |  | Electric | Electric Resistance | 240/208 | 1 |  | Indoor |  | Floor Mounted |  | No | Not Applicable | 150 | Not Applicable |  |  |  | 0.75 | No | [7 empty] | 3.5/2.5 kW |  | 49 | 0.91 | 38 | 35 | 16/11 | On/Off | Not Applicable | [6 empty] | 140 | 25 | 25 | 47.4375 | 146 | 429 | 24 | 32.8125 |  |  |  |  | 33.375 | 33.375 | 33.375 | 8 |  |  |  |  | 23.5625 | [8 empty] | 1 | 150 | 201 | UL174 | Yes | Yes | Yes | No | Not Applicable | [5 empty] | 10332 | RES ELEC | 200094294
RE240L6-1NCRR-403 | RE240L | Bradford White | 671632806324 | Active | The ""-403"" indicates that this SKU comes with a Top T&P Location. | [9 empty] | No | Not Applicable | Not Applicable | Residential Water Heating | Water Heating.Electric | 6 | 6 |  |  |  | 238-44422-00 |  |  |  | 238-39699-00 |  | 238-51237-00 |  |  |  |  | Electric | Electric Resistance | 240/208 | 1 |  | Indoor |  | Floor Mounted |  | No | Not Applicable | 150 | Not Applicable |  |  |  | 0.75 | No | [7 empty] | 3.5/2.5 kW |  | 49 | 0.91 | 38 | 35 | 16/11 | On/Off | Not Applicable | [6 empty] | 140 | 25 | 25 | 47.4375 | 146 | 429 | 24 | 32.8125 |  |  |  |  | 33.375 | 33.375 | 33.375 | 8 |  |  |  |  | 23.5625 | [8 empty] | 1 | 150 | 201 | UL174 | Yes | Yes | Yes | No | Not Applicable | [5 empty] | 10332 | RES ELEC | 200094294
RE240L6-1NCRR-403-264 | RE240L | Bradford White | 671632807161 | Active | The ""-264"" indicates that this SKU comes with an Aluminum Anode Rod. | The ""-403"" indicates that this SKU comes with a Top T&P Location. | [8 empty] | No | Not Applicable | Not Applicable | Residential Water Heating | Water Heating.Electric | 6 | 6 |  |  |  | 238-44422-00 |  |  |  | 238-39699-00 |  | 238-51237-00 |  |  |  |  | Electric | Electric Resistance | 240/208 | 1 |  | Indoor |  | Floor Mounted |  | No | Not Applicable | 150 | Not Applicable |  |  |  | 0.75 | No | [7 empty] | 3.5/2.5 kW |  | 49 | 0.91 | 38 | 35 | 16/11 | On/Off | Not Applicable | [6 empty] | 140 | 25 | 25 | 47.4375 | 146 | 429 | 24 | 32.8125 |  |  |  |  | 33.375 | 33.375 | 33.375 | 8 |  |  |  |  | 23.5625 | [8 empty] | 1 | 150 | 201 | UL174 | Yes | Yes | Yes | No | Not Applicable | [5 empty] | 10332 | RES ELEC | 200094294
RE240L6-1NCRR-403-506-284 | RE240L | Bradford White | 671632878529 | Active | The ""-284"" indicates that this SKU comes with an Incoloy Element. | The ""-403"" indicates that this SKU comes with a Top T&P Location. | The ""-506"" indicates that this SKU comes with an A420 Aluminum Anode Rod. | [7 empty] | No | Not Applicable | Not Applicable | Residential Water Heating | Water Heating.Electric | 6 | 6 |  |  |  | 238-44422-00 |  |  |  | 238-39699-00 |  | 238-51237-00 |  |  |  |  | Electric | Electric Resistance | 240/208 | 1 |  | Indoor |  | Floor Mounted |  | No | Not Applicable | 150 | Not Applicable |  |  |  | 0.75 | No | [7 empty] | 3.5/2.5 kW |  | 49 | 0.91 | 38 | 35 | 16/11 | On/Off | Not Applicable | [6 empty] | 140 | 25 | 25 | 47.4375 | 146 | 429 | 24 | 32.8125 |  |  |  |  | 33.375 | 33.375 | 33.375 | 8 |  |  |  |  | 23.5625 | [8 empty] | 1 | 150 | 201 | UL174 | Yes | Yes | Yes | No | Not Applicable | [5 empty] | 10332 | RES ELEC | 200094294
RE240L6-1NCRR-506-284 | RE240L | Bradford White | 671632877614 | Active | The ""-284"" indicates that this SKU comes with an Incoloy Element. | The ""-506"" indicates that this SKU comes with an A420 Aluminum Anode Rod. | [8 empty] | No | Not Applicable | Not Applicable | Residential Water Heating | Water Heating.Electric | 6 | 6 |  |  |  | 238-44422-00 |  |  |  | 238-39699-00 |  | 238-51237-00 |  |  |  |  | Electric | Electric Resistance | 240/208 | 1 |  | Indoor |  | Floor Mounted |  | No | Not Applicable | 150 | Not Applicable |  |  |  | 0.75 | No | [7 empty] | 3.5/2.5 kW |  | 49 | 0.91 | 38 | 35 | 16/11 | On/Off | Not Applicable | [6 empty] | 140 | 25 | 25 | 47.4375 | 146 | 429 | 24 | 32.8125 |  |  |  |  | 33.375 | 33.375 | 33.375 | 8 |  |  |  |  | 23.5625 | [8 empty] | 1 | 150 | 201 | UL174 | Yes | Yes | Yes | No | Not Applicable | [5 empty] | 10332 | RES ELEC | 200094294
RE240L6-1NCTT | RE240L | Bradford White | 671632821037 | Active | [10 empty] | No | Not Applicable | Not Applicable | Residential Water Heating | Water Heating.Electric | 6 | 6 |  |  |  | 238-44422-00 |  |  |  | 238-39699-00 |  | 238-51237-00 |  |  |  |  | Electric | Electric Resistance | 240/208 | 1 |  | Indoor |  | Floor Mounted |  | No | Not Applicable | 150 | Not Applicable |  |  |  | 0.75 | No | [7 empty] | 4/3 kW |  | 49 | 0.91 | 38 | 35 | 18/14 | On/Off | Not Applicable | [6 empty] | 140 | 25 | 25 | 47.4375 | 146 | 429 | 24 | 32.8125 |  |  |  |  | 33.375 | 33.375 | 33.375 | 8 |  |  |  |  | 23.5625 | [8 empty] | 1 | 150 | 201 | UL174 | Yes | Yes | Yes | No | Not Applicable | [5 empty] | 10332 | RES ELEC | 200094294
RE240L6-1NCTT-264 | RE240L | Bradford White | 671632552580 | Active | The ""-264"" indicates that this SKU comes with an Aluminum Anode Rod. | [9 empty] | No | Not Applicable | Not Applicable | Residential Water Heating | Water Heating.Electric | 6 | 6 |  |  |  | 238-44422-00 |  |  |  | 238-39699-00 |  | 238-51237-00 |  |  |  |  | Electric | Electric Resistance | 240/208 | 1 |  | Indoor |  | Floor Mounted |  | No | Not Applicable | 150 | Not Applicable |  |  |  | 0.75 | No | [7 empty] | 4/3 kW |  | 49 | 0.91 | 38 | 35 | 18/14 | On/Off | Not Applicable | [6 empty] | 140 | 25 | 25 | 47.4375 | 146 | 429 | 24 | 32.8125 |  |  |  |  | 33.375 | 33.375 | 33.375 | 8 |  |  |  |  | 23.5625 | [8 empty] | 1 | 150 | 201 | UL174 | Yes | Yes | Yes | No | Not Applicable | [5 empty] | 10332 | RES ELEC | 200094294
RE240L6-1NCTT-403 | RE240L | Bradford White | 671632808243 | Active | The ""-403"" indicates that this SKU comes with a Top T&P Location. | [9 empty] | No | Not Applicable | Not Applicable | Residential Water Heating | Water Heating.Electric | 6 | 6 |  |  |  | 238-44422-00 |  |  |  | 238-39699-00 |  | 238-51237-00 |  |  |  |  | Electric | Electric Resistance | 240/208 | 1 |  | Indoor |  | Floor Mounted |  | No | Not Applicable | 150 | Not Applicable |  |  |  | 0.75 | No | [7 empty] | 4/3 kW |  | 49 | 0.91 | 38 | 35 | 18/14 | On/Off | Not Applicable | [6 empty] | 140 | 25 | 25 | 47.4375 | 146 | 429 | 24 | 32.8125 |  |  |  |  | 33.375 | 33.375 | 33.375 | 8 |  |  |  |  | 23.5625 | [8 empty] | 1 | 150 | 201 | UL174 | Yes | Yes | Yes | No | Not Applicable | [5 empty] | 10332 | RES ELEC | 200094294
RE240L6-1NCW | RE240L | Bradford White | 671632806454 | Active | [10 empty] | No | Not Applicable | Not Applicable | Residential Water Heating | Water Heating.Electric | 6 | 6 |  |  |  | 238-44422-00 |  |  |  | 238-39699-00 |  | 238-51237-00 |  |  |  |  | Electric | Electric Resistance | 240/208 | 1 |  | Indoor |  | Floor Mounted |  | No | Not Applicable | 150 | Not Applicable |  |  |  | 0.75 | No | [7 empty] | 4.5/3.5 kW |  | 49 | 0.91 | 38 | 35 | 21/16 | On/Off | Not Applicable | [6 empty] | 140 | 25 | 25 | 47.4375 | 146 | 429 | 24 | 32.8125 |  |  |  |  | 33.375 | 33.375 | 33.375 | 8 |  |  |  |  | 23.5625 | [8 empty] | 1 | 150 | 201 | UL174 | Yes | Yes | Yes | No | Not Applicable | [5 empty] | 10332 | RES ELEC | 200094294
RE240L6-1NCW-264 | RE240L | Bradford White | 671632808045 | Active | The ""-264"" indicates that this SKU comes with an Aluminum Anode Rod. | [9 empty] | No | Not Applicable | Not Applicable | Residential Water Heating | Water Heating.Electric | 6 | 6 |  |  |  | 238-44422-00 |  |  |  | 238-39699-00 |  | 238-51237-00 |  |  |  |  | Electric | Electric Resistance | 240/208 | 1 |  | Indoor |  | Floor Mounted |  | No | Not Applicable | 150 | Not Applicable |  |  |  | 0.75 | No | [7 empty] | 4.5/3.5 kW |  | 49 | 0.91 | 38 | 35 | 21/16 | On/Off | Not Applicable | [6 empty] | 140 | 25 | 25 | 47.4375 | 146 | 429 | 24 | 32.8125 |  |  |  |  | 33.375 | 33.375 | 33.375 | 8 |  |  |  |  | 23.5625 | [8 empty] | 1 | 150 | 201 | UL174 | Yes | Yes | Yes | No | Not Applicable | [5 empty] | 10332 | RES ELEC | 200094294
RE240L6-1NCW-403 | RE240L | Bradford White | 671632887439 | Active | The ""-403"" indicates that this SKU comes with a Top T&P Location. | [9 empty] | No | Not Applicable | Not Applicable | Residential Water Heating | Water Heating.Electric | 6 | 6 |  |  |  | 238-44422-00 |  |  |  | 238-39699-00 |  | 238-51237-00 |  |  |  |  | Electric | Electric Resistance | 240/208 | 1 |  | Indoor |  | Floor Mounted |  | No | Not Applicable | 150 | Not Applicable |  |  |  | 0.75 | No | [7 empty] | 4.5/3.5 kW |  | 49 | 0.91 | 38 | 35 | 21/16 | On/Off | Not Applicable | [6 empty] | 140 | 25 | 25 | 47.4375 | 146 | 429 | 24 | 32.8125 |  |  |  |  | 33.375 | 33.375 | 33.375 | 8 |  |  |  |  | 23.5625 | [8 empty] | 1 | 150 | 201 | UL174 | Yes | Yes | Yes | No | Not Applicable | [5 empty] | 10332 | RES ELEC | 200094294
RE240L6-1NCWW | RE240L | Bradford White | 671632794409 | Active | [10 empty] | No | Not Applicable | Not Applicable | Residential Water Heating | Water Heating.Electric | 6 | 6 |  |  |  | 238-44422-00 |  |  |  | 238-39699-00 |  | 238-51237-00 |  |  |  |  | Electric | Electric Resistance | 240/208 | 1 |  | Indoor |  | Floor Mounted |  | No | Not Applicable | 150 | Not Applicable |  |  |  | 0.75 | No | [7 empty] | 4.5/3.5 kW |  | 49 | 0.91 | 38 | 35 | 21/16 | On/Off | Not Applicable | [6 empty] | 140 | 25 | 25 | 47.4375 | 146 | 429 | 24 | 32.8125 |  |  |  |  | 33.375 | 33.375 | 33.375 | 8 |  |  |  |  | 23.5625 | [8 empty] | 1 | 150 | 201 | UL174 | Yes | Yes | Yes | No | Not Applicable | [5 empty] | 10332 | RES ELEC | 200094294
RE240L6-1NCWW-264 | RE240L | Bradford White | 671632806331 | Active | The ""-264"" indicates that this SKU comes with an Aluminum Anode Rod. | [9 empty] | No | Not Applicable | Not Applicable | Residential Water Heating | Water Heating.Electric | 6 | 6 |  |  |  | 238-44422-00 |  |  |  | 238-39699-00 |  | 238-51237-00 |  |  |  |  | Electric | Electric Resistance | 240/208 | 1 |  | Indoor |  | Floor Mounted |  | No | Not Applicable | 150 | Not Applicable |  |  |  | 0.75 | No | [7 empty] | 4.5/3.5 kW |  | 49 | 0.91 | 38 | 35 | 21/16 | On/Off | Not Applicable | [6 empty] | 140 | 25 | 25 | 47.4375 | 146 | 429 | 24 | 32.8125 |  |  |  |  | 33.375 | 33.375 | 33.375 | 8 |  |  |  |  | 23.5625 | [8 empty] | 1 | 150 | 201 | UL174 | Yes | Yes | Yes | No | Not Applicable | [5 empty] | 10332 | RES ELEC | 200094294
RE240L6-1NCWW-264-284 | RE240L | Bradford White | 671632812677 | Active | The ""-264"" indicates that this SKU comes with an Aluminum Anode Rod. | The ""-284"" indicates that this SKU comes with an Incoloy Element. | [8 empty] | No | Not Applicable | Not Applicable | Residential Water Heating | Water Heating.Electric | 6 | 6 |  |  |  | 238-44422-00 |  |  |  | 238-39699-00 |  | 238-51237-00 |  |  |  |  | Electric | Electric Resistance | 240/208 | 1 |  | Indoor |  | Floor Mounted |  | No | Not Applicable | 150 | Not Applicable |  |  |  | 0.75 | No | [7 empty] | 4.5/3.5 kW |  | 49 | 0.91 | 38 | 35 | 21/16 | On/Off | Not Applicable | [6 empty] | 140 | 25 | 25 | 47.4375 | 146 | 429 | 24 | 32.8125 |  |  |  |  | 33.375 | 33.375 | 33.375 | 8 |  |  |  |  | 23.5625 | [8 empty] | 1 | 150 | 201 | UL174 | Yes | Yes | Yes | No | Not Applicable | [5 empty] | 10332 | RES ELEC | 200094294
RE240L6-1NCWW-284 | RE240L | Bradford White | 671632860579 | Active | The ""-284"" indicates that this SKU comes with an Incoloy Element. | [9 empty] | No | Not Applicable | Not Applicable | Residential Water Heating | Water Heating.Electric | 6 | 6 |  |  |  | 238-44422-00 |  |  |  | 238-39699-00 |  | 238-51237-00 |  |  |  |  | Electric | Electric Resistance | 240/208 | 1 |  | Indoor |  | Floor Mounted |  | No | Not Applicable | 150 | Not Applicable |  |  |  | 0.75 | No | [7 empty] | 4.5/3.5 kW |  | 49 | 0.91 | 38 | 35 | 21/16 | On/Off | Not Applicable | [6 empty] | 140 | 25 | 25 | 47.4375 | 146 | 429 | 24 | 32.8125 |  |  |  |  | 33.375 | 33.375 | 33.375 | 8 |  |  |  |  | 23.5625 | [8 empty] | 1 | 150 | 201 | UL174 | Yes | Yes | Yes | No | Not Applicable | [5 empty] | 10332 | RES ELEC | 200094294
RE240L6-1NCWW-315 | RE240L | Bradford White | 671632828418 | Active | The ""-315"" indicates that this SKU comes with a Low Watt Density Heating Element, lower location only. | [9 empty] | No | Not Applicable | Not Applicable | Residential Water Heating | Water Heating.Electric | 6 | 6 |  |  |  | 238-44422-00 |  |  |  | 238-39699-00 |  | 238-51237-00 |  |  |  |  | Electric | Electric Resistance | 240/208 | 1 |  | Indoor |  | Floor Mounted |  | No | Not Applicable | 150 | Not Applicable |  |  |  | 0.75 | No | [7 empty] | 4.5/3.5 kW |  | 49 | 0.91 | 38 | 35 | 21/16 | On/Off | Not Applicable | [6 empty] | 140 | 25 | 25 | 47.4375 | 146 | 429 | 24 | 32.8125 |  |  |  |  | 33.375 | 33.375 | 33.375 | 8 |  |  |  |  | 23.5625 | [8 empty] | 1 | 150 | 201 | UL174 | Yes | Yes | Yes | No | Not Applicable | [5 empty] | 10332 | RES ELEC | 200094294
RE240L6-1NCWW-403 | RE240L | Bradford White | 671632802920 | Active | The ""-403"" indicates that this SKU comes with a Top T&P Location. | [9 empty] | No | Not Applicable | Not Applicable | Residential Water Heating | Water Heating.Electric | 6 | 6 |  |  |  | 238-44422-00 |  |  |  | 238-39699-00 |  | 238-51237-00 |  |  |  |  | Electric | Electric Resistance | 240/208 | 1 |  | Indoor |  | Floor Mounted |  | No | Not Applicable | 150 | Not Applicable |  |  |  | 0.75 | No | [7 empty] | 4.5/3.5 kW |  | 49 | 0.91 | 38 | 35 | 21/16 | On/Off | Not Applicable | [6 empty] | 140 | 25 | 25 | 47.4375 | 146 | 429 | 24 | 32.8125 |  |  |  |  | 33.375 | 33.375 | 33.375 | 8 |  |  |  |  | 23.5625 | [8 empty] | 1 | 150 | 201 | UL174 | Yes | Yes | Yes | No | Not Applicable | [5 empty] | 10332 | RES ELEC | 200094294
RE240L6-1NCWW-403-264 | RE240L | Bradford White | 671632800148 | Active | The ""-264"" indicates that this SKU comes with an Aluminum Anode Rod. | The ""-403"" indicates that this SKU comes with a Top T&P Location. | [8 empty] | No | Not Applicable | Not Applicable | Residential Water Heating | Water Heating.Electric | 6 | 6 |  |  |  | 238-44422-00 |  |  |  | 238-39699-00 |  | 238-51237-00 |  |  |  |  | Electric | Electric Resistance | 240/208 | 1 |  | Indoor |  | Floor Mounted |  | No | Not Applicable | 150 | Not Applicable |  |  |  | 0.75 | No | [7 empty] | 4.5/3.5 kW |  | 49 | 0.91 | 38 | 35 | 21/16 | On/Off | Not Applicable | [6 empty] | 140 | 25 | 25 | 47.4375 | 146 | 429 | 24 | 32.8125 |  |  |  |  | 33.375 | 33.375 | 33.375 | 8 |  |  |  |  | 23.5625 | [8 empty] | 1 | 150 | 201 | UL174 | Yes | Yes | Yes | No | Not Applicable | [5 empty] | 10332 | RES ELEC | 200094294
RE240L6-1NCWW-403-264-284 | RE240L | Bradford White | 671632800131 | Active | The ""-264"" indicates that this SKU comes with an Aluminum Anode Rod. | The ""-284"" indicates that this SKU comes with an Incoloy Element. | The ""-403"" indicates that this SKU comes with a Top T&P Location. | [7 empty] | No | Not Applicable | Not Applicable | Residential Water Heating | Water Heating.Electric | 6 | 6 |  |  |  | 238-44422-00 |  |  |  | 238-39699-00 |  | 238-51237-00 |  |  |  |  | Electric | Electric Resistance | 240/208 | 1 |  | Indoor |  | Floor Mounted |  | No | Not Applicable | 150 | Not Applicable |  |  |  | 0.75 | No | [7 empty] | 4.5/3.5 kW |  | 49 | 0.91 | 38 | 35 | 21/16 | On/Off | Not Applicable | [6 empty] | 140 | 25 | 25 | 47.4375 | 146 | 429 | 24 | 32.8125 |  |  |  |  | 33.375 | 33.375 | 33.375 | 8 |  |  |  |  | 23.5625 | [8 empty] | 1 | 150 | 201 | UL174 | Yes | Yes | Yes | No | Not Applicable | [5 empty] | 10332 | RES ELEC | 200094294
RE240L6-1NCWW-403-284 | RE240L | Bradford White | 671632853786 | Active | The ""-284"" indicates that this SKU comes with an Incoloy Element. | The ""-403"" indicates that this SKU comes with a Top T&P Location. | [8 empty] | No | Not Applicable | Not Applicable | Residential Water Heating | Water Heating.Electric | 6 | 6 |  |  |  | 238-44422-00 |  |  |  | 238-39699-00 |  | 238-51237-00 |  |  |  |  | Electric | Electric Resistance | 240/208 | 1 |  | Indoor |  | Floor Mounted |  | No | Not Applicable | 150 | Not Applicable |  |  |  | 0.75 | No | [7 empty] | 4.5/3.5 kW |  | 49 | 0.91 | 38 | 35 | 21/16 | On/Off | Not Applicable | [6 empty] | 140 | 25 | 25 | 47.4375 | 146 | 429 | 24 | 32.8125 |  |  |  |  | 33.375 | 33.375 | 33.375 | 8 |  |  |  |  | 23.5625 | [8 empty] | 1 | 150 | 201 | UL174 | Yes | Yes | Yes | No | Not Applicable | [5 empty] | 10332 | RES ELEC | 200094294
RE240L6-1NCWW-403-506 | RE240L | Bradford White | 671632843589 | Active | The ""-403"" indicates that this SKU comes with a Top T&P Location. | The ""-506"" indicates that this SKU comes with an A420 Aluminum Anode Rod. | [8 empty] | No | Not Applicable | Not Applicable | Residential Water Heating | Water Heating.Electric | 6 | 6 |  |  |  | 238-44422-00 |  |  |  | 238-39699-00 |  | 238-51237-00 |  |  |  |  | Electric | Electric Resistance | 240/208 | 1 |  | Indoor |  | Floor Mounted |  | No | Not Applicable | 150 | Not Applicable |  |  |  | 0.75 | No | [7 empty] | 4.5/3.5 kW |  | 49 | 0.91 | 38 | 35 | 21/16 | On/Off | Not Applicable | [6 empty] | 140 | 25 | 25 | 47.4375 | 146 | 429 | 24 | 32.8125 |  |  |  |  | 33.375 | 33.375 | 33.375 | 8 |  |  |  |  | 23.5625 | [8 empty] | 1 | 150 | 201 | UL174 | Yes | Yes | Yes | No | Not Applicable | [5 empty] | 10332 | RES ELEC | 200094294
RE240L6-1NCWW-403-506-284 | RE240L | Bradford White | 671632808984 | Active | The ""-284"" indicates that this SKU comes with an Incoloy Element. | The ""-403"" indicates that this SKU comes with a Top T&P Location. | The ""-506"" indicates that this SKU comes with an A420 Aluminum Anode Rod. | [7 empty] | No | Not Applicable | Not Applicable | Residential Water Heating | Water Heating.Electric | 6 | 6 |  |  |  | 238-44422-00 |  |  |  | 238-39699-00 |  | 238-51237-00 |  |  |  |  | Electric | Electric Resistance | 240/208 | 1 |  | Indoor |  | Floor Mounted |  | No | Not Applicable | 150 | Not Applicable |  |  |  | 0.75 | No | [7 empty] | 4.5/3.5 kW |  | 49 | 0.91 | 38 | 35 | 21/16 | On/Off | Not Applicable | [6 empty] | 140 | 25 | 25 | 47.4375 | 146 | 429 | 24 | 32.8125 |  |  |  |  | 33.375 | 33.375 | 33.375 | 8 |  |  |  |  | 23.5625 | [8 empty] | 1 | 150 | 201 | UL174 | Yes | Yes | Yes | No | Not Applicable | [5 empty] | 10332 | RES ELEC | 200094294
RE240L6-1NCWW-506 | RE240L | Bradford White | 671632808281 | Active | The ""-506"" indicates that this SKU comes with an A420 Aluminum Anode Rod. | [9 empty] | No | Not Applicable | Not Applicable | Residential Water Heating | Water Heating.Electric | 6 | 6 |  |  |  | 238-44422-00 |  |  |  | 238-39699-00 |  | 238-51237-00 |  |  |  |  | Electric | Electric Resistance | 240/208 | 1 |  | Indoor |  | Floor Mounted |  | No | Not Applicable | 150 | Not Applicable |  |  |  | 0.75 | No | [7 empty] | 4.5/3.5 kW |  | 49 | 0.91 | 38 | 35 | 21/16 | On/Off | Not Applicable | [6 empty] | 140 | 25 | 25 | 47.4375 | 146 | 429 | 24 | 32.8125 |  |  |  |  | 33.375 | 33.375 | 33.375 | 8 |  |  |  |  | 23.5625 | [8 empty] | 1 | 150 | 201 | UL174 | Yes | Yes | Yes | No | Not Applicable | [5 empty] | 10332 | RES ELEC | 200094294
RE240L6-1NCWW-506-284 | RE240L | Bradford White | 671632873661 | Active | The ""-284"" indicates that this SKU comes with an Incoloy Element. | The ""-506"" indicates that this SKU comes with an A420 Aluminum Anode Rod. | [8 empty] | No | Not Applicable | Not Applicable | Residential Water Heating | Water Heating.Electric | 6 | 6 |  |  |  | 238-44422-00 |  |  |  | 238-39699-00 |  | 238-51237-00 |  |  |  |  | Electric | Electric Resistance | 240/208 | 1 |  | Indoor |  | Floor Mounted |  | No | Not Applicable | 150 | Not Applicable |  |  |  | 0.75 | No | [7 empty] | 4.5/3.5 kW |  | 49 | 0.91 | 38 | 35 | 21/16 | On/Off | Not Applicable | [6 empty] | 140 | 25 | 25 | 47.4375 | 146 | 429 | 24 | 32.8125 |  |  |  |  | 33.375 | 33.375 | 33.375 | 8 |  |  |  |  | 23.5625 | [8 empty] | 1 | 150 | 201 | UL174 | Yes | Yes | Yes | No | Not Applicable | [5 empty] | 10332 | RES ELEC | 200094294
RE240L6-1NCXX-264 | RE240L | Bradford White | 671632671083 | Active | The ""-264"" indicates that this SKU comes with an Aluminum Anode Rod. | [9 empty] | No | Not Applicable | Not Applicable | Residential Water Heating | Water Heating.Electric | 6 | 6 |  |  |  | 238-44422-00 |  |  |  | 238-39699-00 |  | 238-51237-00 |  |  |  |  | Electric | Electric Resistance | 240 | 1 |  | Indoor |  | Floor Mounted |  | No | Not Applicable | 150 | Not Applicable |  |  |  | 0.75 | No | [7 empty] | 5 kW |  | 49 | 0.91 | 38 | 35 | 23 | On/Off | Not Applicable | [6 empty] | 140 | 25 | 25 | 47.4375 | 146 | 429 | 24 | 32.8125 |  |  |  |  | 33.375 | 33.375 | 33.375 | 8 |  |  |  |  | 23.5625 | [8 empty] | 1 | 150 | 201 | UL1453 | Yes | Yes | Yes | No | Not Applicable | [5 empty] | 10332 | RES ELEC | 200094294
RE240L6-1NCY | RE240L | Bradford White | 671632806447 | Active | [10 empty] | No | Not Applicable | Not Applicable | Residential Water Heating | Water Heating.Electric | 6 | 6 |  |  |  | 238-44422-00 |  |  |  | 238-39699-00 |  | 238-51237-00 |  |  |  |  | Electric | Electric Resistance | 240/208 | 1 |  | Indoor |  | Floor Mounted |  | No | Not Applicable | 150 | Not Applicable |  |  |  | 0.75 | No | [7 empty] | 5.5/4 kW |  | 49 | 0.91 | 38 | 35 | 25/18 | On/Off | Not Applicable | [6 empty] | 140 | 25 | 25 | 47.4375 | 146 | 429 | 24 | 32.8125 |  |  |  |  | 33.375 | 33.375 | 33.375 | 8 |  |  |  |  | 23.5625 | [8 empty] | 1 | 150 | 201 | UL174 | Yes | Yes | Yes | No | Not Applicable | [5 empty] | 10332 | RES ELEC | 200094294
RE240L6-1NCY-264 | RE240L | Bradford White | 671632863679 | Active | The ""-264"" indicates that this SKU comes with an Aluminum Anode Rod. | [9 empty] | No | Not Applicable | Not Applicable | Residential Water Heating | Water Heating.Electric | 6 | 6 |  |  |  | 238-44422-00 |  |  |  | 238-39699-00 |  | 238-51237-00 |  |  |  |  | Electric | Electric Resistance | 240/208 | 1 |  | Indoor |  | Floor Mounted |  | No | Not Applicable | 150 | Not Applicable |  |  |  | 0.75 | No | [7 empty] | 5.5/4 kW |  | 49 | 0.91 | 38 | 35 | 25/18 | On/Off | Not Applicable | [6 empty] | 140 | 25 | 25 | 47.4375 | 146 | 429 | 24 | 32.8125 |  |  |  |  | 33.375 | 33.375 | 33.375 | 8 |  |  |  |  | 23.5625 | [8 empty] | 1 | 150 | 201 | UL174 | Yes | Yes | Yes | No | Not Applicable | [5 empty] | 10332 | RES ELEC | 200094294
RE240L6-1NCY-284 | RE240L | Bradford White | 671632848119 | Active | The ""-284"" indicates that this SKU comes with an Incoloy Element. | [9 empty] | No | Not Applicable | Not Applicable | Residential Water Heating | Water Heating.Electric | 6 | 6 |  |  |  | 238-44422-00 |  |  |  | 238-39699-00 |  | 238-51237-00 |  |  |  |  | Electric | Electric Resistance | 240/208 | 1 |  | Indoor |  | Floor Mounted |  | No | Not Applicable | 150 | Not Applicable |  |  |  | 0.75 | No | [7 empty] | 5.5/4 kW |  | 49 | 0.91 | 38 | 35 | 25/18 | On/Off | Not Applicable | [6 empty] | 140 | 25 | 25 | 47.4375 | 146 | 429 | 24 | 32.8125 |  |  |  |  | 33.375 | 33.375 | 33.375 | 8 |  |  |  |  | 23.5625 | [8 empty] | 1 | 150 | 201 | UL174 | Yes | Yes | Yes | No | Not Applicable | [5 empty] | 10332 | RES ELEC | 200094294
RE240L6-1NCY-403 | RE240L | Bradford White | 671632851973 | Active | The ""-403"" indicates that this SKU comes with a Top T&P Location. | [9 empty] | No | Not Applicable | Not Applicable | Residential Water Heating | Water Heating.Electric | 6 | 6 |  |  |  | 238-44422-00 |  |  |  | 238-39699-00 |  | 238-51237-00 |  |  |  |  | Electric | Electric Resistance | 240/208 | 1 |  | Indoor |  | Floor Mounted |  | No | Not Applicable | 150 | Not Applicable |  |  |  | 0.75 | No | [7 empty] | 5.5/4 kW |  | 49 | 0.91 | 38 | 35 | 25/18 | On/Off | Not Applicable | [6 empty] | 140 | 25 | 25 | 47.4375 | 146 | 429 | 24 | 32.8125 |  |  |  |  | 33.375 | 33.375 | 33.375 | 8 |  |  |  |  | 23.5625 | [8 empty] | 1 | 150 | 201 | UL174 | Yes | Yes | Yes | No | Not Applicable | [5 empty] | 10332 | RES ELEC | 200094294
RE240L6-1NCY-403-264-284 | RE240L | Bradford White | 671632852321 | Active | The ""-264"" indicates that this SKU comes with an Aluminum Anode Rod. | The ""-284"" indicates that this SKU comes with an Incoloy Element. | The ""-403"" indicates that this SKU comes with a Top T&P Location. | [7 empty] | No | Not Applicable | Not Applicable | Residential Water Heating | Water Heating.Electric | 6 | 6 |  |  |  | 238-44422-00 |  |  |  | 238-39699-00 |  | 238-51237-00 |  |  |  |  | Electric | Electric Resistance | 240/208 | 1 |  | Indoor |  | Floor Mounted |  | No | Not Applicable | 150 | Not Applicable |  |  |  | 0.75 | No | [7 empty] | 5.5/4 kW |  | 49 | 0.91 | 38 | 35 | 25/18 | On/Off | Not Applicable | [6 empty] | 140 | 25 | 25 | 47.4375 | 146 | 429 | 24 | 32.8125 |  |  |  |  | 33.375 | 33.375 | 33.375 | 8 |  |  |  |  | 23.5625 | [8 empty] | 1 | 150 | 201 | UL174 | Yes | Yes | Yes | No | Not Applicable | [5 empty] | 10332 | RES ELEC | 200094294
RE240L6-1NCY-403-284 | RE240L | Bradford White | 671632854394 | Active | The ""-284"" indicates that this SKU comes with an Incoloy Element. | The ""-403"" indicates that this SKU comes with a Top T&P Location. | [8 empty] | No | Not Applicable | Not Applicable | Residential Water Heating | Water Heating.Electric | 6 | 6 |  |  |  | 238-44422-00 |  |  |  | 238-39699-00 |  | 238-51237-00 |  |  |  |  | Electric | Electric Resistance | 240/208 | 1 |  | Indoor |  | Floor Mounted |  | No | Not Applicable | 150 | Not Applicable |  |  |  | 0.75 | No | [7 empty] | 5.5/4 kW |  | 49 | 0.91 | 38 | 35 | 25/18 | On/Off | Not Applicable | [6 empty] | 140 | 25 | 25 | 47.4375 | 146 | 429 | 24 | 32.8125 |  |  |  |  | 33.375 | 33.375 | 33.375 | 8 |  |  |  |  | 23.5625 | [8 empty] | 1 | 150 | 201 | UL174 | Yes | Yes | Yes | No | Not Applicable | [5 empty] | 10332 | RES ELEC | 200094294
RE240L6-1NCYY | RE240L | Bradford White | 671632840083 | Active | [10 empty] | No | Not Applicable | Not Applicable | Residential Water Heating | Water Heating.Electric | 6 | 6 |  |  |  | 238-44422-00 |  |  |  | 238-39699-00 |  | 238-51237-00 |  |  |  |  | Electric | Electric Resistance | 240/208 | 1 |  | Indoor |  | Floor Mounted |  | No | Not Applicable | 150 | Not Applicable |  |  |  | 0.75 | No | [7 empty] | 5.5/4 kW |  | 49 | 0.91 | 38 | 35 | 25/18 | On/Off | Not Applicable | [6 empty] | 140 | 25 | 25 | 47.4375 | 146 | 429 | 24 | 32.8125 |  |  |  |  | 33.375 | 33.375 | 33.375 | 8 |  |  |  |  | 23.5625 | [8 empty] | 1 | 150 | 201 | UL174 | Yes | Yes | Yes | No | Not Applicable | [5 empty] | 10332 | RES ELEC | 200094294
RE240L6-1NCYY-264 | RE240L | Bradford White | 671632913664 | Active | The ""-264"" indicates that this SKU comes with an Aluminum Anode Rod. | [9 empty] | No | Not Applicable | Not Applicable | Residential Water Heating | Water Heating.Electric | 6 | 6 |  |  |  | 238-44422-00 |  |  |  | 238-39699-00 |  | 238-51237-00 |  |  |  |  | Electric | Electric Resistance | 240/208 | 1 |  | Indoor |  | Floor Mounted |  | No | Not Applicable | 150 | Not Applicable |  |  |  | 0.75 | No | [7 empty] | 5.5/4 kW |  | 49 | 0.91 | 38 | 35 | 25/18 | On/Off | Not Applicable | [6 empty] | 140 | 25 | 25 | 47.4375 | 146 | 429 | 24 | 32.8125 |  |  |  |  | 33.375 | 33.375 | 33.375 | 8 |  |  |  |  | 23.5625 | [8 empty] | 1 | 150 | 201 | UL174 | Yes | Yes | Yes | No | Not Applicable | [5 empty] | 10332 | RES ELEC | 200094294
RE240L6-1NCYY-403 | RE240L | Bradford White | 671632824939 | Active | The ""-403"" indicates that this SKU comes with a Top T&P Location. | [9 empty] | No | Not Applicable | Not Applicable | Residential Water Heating | Water Heating.Electric | 6 | 6 |  |  |  | 238-44422-00 |  |  |  | 238-39699-00 |  | 238-51237-00 |  |  |  |  | Electric | Electric Resistance | 240/208 | 1 |  | Indoor |  | Floor Mounted |  | No | Not Applicable | 150 | Not Applicable |  |  |  | 0.75 | No | [7 empty] | 5.5/4 kW |  | 49 | 0.91 | 38 | 35 | 25/18 | On/Off | Not Applicable | [6 empty] | 140 | 25 | 25 | 47.4375 | 146 | 429 | 24 | 32.8125 |  |  |  |  | 33.375 | 33.375 | 33.375 | 8 |  |  |  |  | 23.5625 | [8 empty] | 1 | 150 | 201 | UL174 | Yes | Yes | Yes | No | Not Applicable | [5 empty] | 10332 | RES ELEC | 200094294
RE240L6-1NCYY-403-264 | RE240L | Bradford White | 671632570188 | Active | The ""-264"" indicates that this SKU comes with an Aluminum Anode Rod. | The ""-403"" indicates that this SKU comes with a Top T&P Location. | [8 empty] | No | Not Applicable | Not Applicable | Residential Water Heating | Water Heating.Electric | 6 | 6 |  |  |  | 238-44422-00 |  |  |  | 238-39699-00 |  | 238-51237-00 |  |  |  |  | Electric | Electric Resistance | 240/208 | 1 |  | Indoor |  | Floor Mounted |  | No | Not Applicable | 150 | Not Applicable |  |  |  | 0.75 | No | [7 empty] | 5.5/4 kW |  | 49 | 0.91 | 38 | 35 | 25/18 | On/Off | Not Applicable | [6 empty] | 140 | 25 | 25 | 47.4375 | 146 | 429 | 24 | 32.8125 |  |  |  |  | 33.375 | 33.375 | 33.375 | 8 |  |  |  |  | 23.5625 | [8 empty] | 1 | 150 | 201 | UL1453 | Yes | Yes | Yes | No | Not Applicable | [5 empty] | 10332 | RES ELEC | 200094294
RE240L6-1NCYY-403-264-284 | RE240L | Bradford White | 671632850297 | Active | The ""-264"" indicates that this SKU comes with an Aluminum Anode Rod. | The ""-284"" indicates that this SKU comes with an Incoloy Element. | The ""-403"" indicates that this SKU comes with a Top T&P Location. | [7 empty] | No | Not Applicable | Not Applicable | Residential Water Heating | Water Heating.Electric | 6 | 6 |  |  |  | 238-44422-00 |  |  |  | 238-39699-00 |  | 238-51237-00 |  |  |  |  | Electric | Electric Resistance | 240/208 | 1 |  | Indoor |  | Floor Mounted |  | No | Not Applicable | 150 | Not Applicable |  |  |  | 0.75 | No | [7 empty] | 5.5/4 kW |  | 49 | 0.91 | 38 | 35 | 25/18 | On/Off | Not Applicable | [6 empty] | 140 | 25 | 25 | 47.4375 | 146 | 429 | 24 | 32.8125 |  |  |  |  | 33.375 | 33.375 | 33.375 | 8 |  |  |  |  | 23.5625 | [8 empty] | 1 | 150 | 201 | UL174 | Yes | Yes | Yes | No | Not Applicable | [5 empty] | 10332 | RES ELEC | 200094294
RE240L6-1NCYY-506 | RE240L | Bradford White | 671632898534 | Active | The ""-506"" indicates that this SKU comes with an A420 Aluminum Anode Rod. | [9 empty] | No | Not Applicable | Not Applicable | Residential Water Heating | Water Heating.Electric | 6 | 6 |  |  |  | 238-44422-00 |  |  |  | 238-39699-00 |  | 238-51237-00 |  |  |  |  | Electric | Electric Resistance | 240/208 | 1 |  | Indoor |  | Floor Mounted |  | No | Not Applicable | 150 | Not Applicable |  |  |  | 0.75 | No | [7 empty] | 5.5/4 kW |  | 49 | 0.91 | 38 | 35 | 25/18 | On/Off | Not Applicable | [6 empty] | 140 | 25 | 25 | 47.4375 | 146 | 429 | 24 | 32.8125 |  |  |  |  | 33.375 | 33.375 | 33.375 | 8 |  |  |  |  | 23.5625 | [8 empty] | 1 | 150 | 201 | UL174 | Yes | Yes | Yes | No | Not Applicable | [5 empty] | 10332 | RES ELEC | 200094294
RE240L6-1NCYY-506-284 | RE240L | Bradford White | 671632313907 | Active | The ""-284"" indicates that this SKU comes with an Incoloy Element. | The ""-506"" indicates that this SKU comes with an A420 Aluminum Anode Rod. | [8 empty] | No | Not Applicable | Not Applicable | Residential Water Heating | Water Heating.Electric | 6 | 6 |  |  |  | 238-44422-00 |  |  |  | 238-39699-00 |  | 238-51237-00 |  |  |  |  | Electric | Electric Resistance | 240/208 | 1 |  | Indoor |  | Floor Mounted |  | No | Not Applicable | 150 | Not Applicable |  |  |  | 0.75 | No | [7 empty] | 5.5/4 kW |  | 49 | 0.91 | 38 | 35 | 25/18 | On/Off | Not Applicable | [6 empty] | 140 | 25 | 25 | 47.4375 | 146 | 429 | 24 | 32.8125 |  |  |  |  | 33.375 | 33.375 | 33.375 | 8 |  |  |  |  | 23.5625 | [8 empty] | 1 | 150 | 201 | UL174 | Yes | Yes | Yes | No | Not Applicable | [5 empty] | 10332 | RES ELEC | 200094294
RE240L6-1NCZ | RE240L | Bradford White | 671632887668 | Active | [10 empty] | No | Not Applicable | Not Applicable | Residential Water Heating | Water Heating.Electric | 6 | 6 |  |  |  | 238-44422-00 |  |  |  | 238-39699-00 |  | 238-51237-00 |  |  |  |  | Electric | Electric Resistance | 240/208 | 1 |  | Indoor |  | Floor Mounted |  | No | Not Applicable | 150 | Not Applicable |  |  |  | 0.75 | No | [7 empty] | 6/4.5 kW |  | 49 | 0.91 | 38 | 35 | 28/21 | On/Off | Not Applicable | [6 empty] | 140 | 25 | 25 | 47.4375 | 146 | 429 | 24 | 32.8125 |  |  |  |  | 33.375 | 33.375 | 33.375 | 8 |  |  |  |  | 23.5625 | [8 empty] | 1 | 150 | 201 | UL174 | Yes | Yes | Yes | No | Not Applicable | [5 empty] | 10332 | RES ELEC | 200094294
RE240L6-1NCZ-264 | RE240L | Bradford White | 671632913787 | Active | The ""-264"" indicates that this SKU comes with an Aluminum Anode Rod. | [9 empty] | No | Not Applicable | Not Applicable | Residential Water Heating | Water Heating.Electric | 6 | 6 |  |  |  | 238-44422-00 |  |  |  | 238-39699-00 |  | 238-51237-00 |  |  |  |  | Electric | Electric Resistance | 240/208 | 1 |  | Indoor |  | Floor Mounted |  | No | Not Applicable | 150 | Not Applicable |  |  |  | 0.75 | No | [7 empty] | 6/4.5 kW |  | 49 | 0.91 | 38 | 35 | 28/21 | On/Off | Not Applicable | [6 empty] | 140 | 25 | 25 | 47.4375 | 146 | 429 | 24 | 32.8125 |  |  |  |  | 33.375 | 33.375 | 33.375 | 8 |  |  |  |  | 23.5625 | [8 empty] | 1 | 150 | 201 | UL174 | Yes | Yes | Yes | No | Not Applicable | [5 empty] | 10332 | RES ELEC | 200094294
RE240L6-1NCZ-403 | RE240L | Bradford White | 671632894444 | Active | The ""-403"" indicates that this SKU comes with a Top T&P Location. | [9 empty] | No | Not Applicable | Not Applicable | Residential Water Heating | Water Heating.Electric | 6 | 6 |  |  |  | 238-44422-00 |  |  |  | 238-39699-00 |  | 238-51237-00 |  |  |  |  | Electric | Electric Resistance | 240/208 | 1 |  | Indoor |  | Floor Mounted |  | No | Not Applicable | 150 | Not Applicable |  |  |  | 0.75 | No | [7 empty] | 6/4.5 kW |  | 49 | 0.91 | 38 | 35 | 28/21 | On/Off | Not Applicable | [6 empty] | 140 | 25 | 25 | 47.4375 | 146 | 429 | 24 | 32.8125 |  |  |  |  | 33.375 | 33.375 | 33.375 | 8 |  |  |  |  | 23.5625 | [8 empty] | 1 | 150 | 201 | UL174 | Yes | Yes | Yes | No | Not Applicable | [5 empty] | 10332 | RES ELEC | 200094294
RE240L6-1NCZZ | RE240L | Bradford White | 671632811519 | Active | [10 empty] | No | Not Applicable | Not Applicable | Residential Water Heating | Water Heating.Electric | 6 | 6 |  |  |  | 238-44422-00 |  |  |  | 238-39699-00 |  | 238-51237-00 |  |  |  |  | Electric | Electric Resistance | 240/208 | 1 |  | Indoor |  | Floor Mounted |  | No | Not Applicable | 150 | Not Applicable |  |  |  | 0.75 | No | [7 empty] | 6/4.5 kW |  | 49 | 0.91 | 38 | 35 | 28/21 | On/Off | Not Applicable | [6 empty] | 140 | 25 | 25 | 47.4375 | 146 | 429 | 24 | 32.8125 |  |  |  |  | 33.375 | 33.375 | 33.375 | 8 |  |  |  |  | 23.5625 | [8 empty] | 1 | 150 | 201 | UL174 | Yes | Yes | Yes | No | Not Applicable | [5 empty] | 10332 | RES ELEC | 200094294
RE240L6-1NCZZ-264 | RE240L | Bradford White | 671632822966 | Active | The ""-264"" indicates that this SKU comes with an Aluminum Anode Rod. | [9 empty] | No | Not Applicable | Not Applicable | Residential Water Heating | Water Heating.Electric | 6 | 6 |  |  |  | 238-44422-00 |  |  |  | 238-39699-00 |  | 238-51237-00 |  |  |  |  | Electric | Electric Resistance | 240/208 | 1 |  | Indoor |  | Floor Mounted |  | No | Not Applicable | 150 | Not Applicable |  |  |  | 0.75 | No | [7 empty] | 6/4.5 kW |  | 49 | 0.91 | 38 | 35 | 28/21 | On/Off | Not Applicable | [6 empty] | 140 | 25 | 25 | 47.4375 | 146 | 429 | 24 | 32.8125 |  |  |  |  | 33.375 | 33.375 | 33.375 | 8 |  |  |  |  | 23.5625 | [8 empty] | 1 | 150 | 201 | UL174 | Yes | Yes | Yes | No | Not Applicable | [5 empty] | 10332 | RES ELEC | 200094294
RE240L6-1NCZZ-284 | RE240L | Bradford White | 671632622795 | Active | The ""-284"" indicates that this SKU comes with an Incoloy Element. | [9 empty] | No | Not Applicable | Not Applicable | Residential Water Heating | Water Heating.Electric | 6 | 6 |  |  |  | 238-44422-00 |  |  |  | 238-39699-00 |  | 238-51237-00 |  |  |  |  | Electric | Electric Resistance | 240/208 | 1 |  | Indoor |  | Floor Mounted |  | No | Not Applicable | 150 | Not Applicable |  |  |  | 0.75 | No | [7 empty] | 6/4.5 kW |  | 49 | 0.91 | 38 | 35 | 28/21 | On/Off | Not Applicable | [6 empty] | 140 | 25 | 25 | 47.4375 | 146 | 429 | 24 | 32.8125 |  |  |  |  | 33.375 | 33.375 | 33.375 | 8 |  |  |  |  | 23.5625 | [8 empty] | 1 | 150 | 201 | UL1453 | Yes | Yes | Yes | No | Not Applicable | [5 empty] | 10332 | RES ELEC | 200094294
RE240L6-1NCZZ-403 | RE240L | Bradford White | 671632812813 | Active | The ""-403"" indicates that this SKU comes with a Top T&P Location. | [9 empty] | No | Not Applicable | Not Applicable | Residential Water Heating | Water Heating.Electric | 6 | 6 |  |  |  | 238-44422-00 |  |  |  | 238-39699-00 |  | 238-51237-00 |  |  |  |  | Electric | Electric Resistance | 240/208 | 1 |  | Indoor |  | Floor Mounted |  | No | Not Applicable | 150 | Not Applicable |  |  |  | 0.75 | No | [7 empty] | 6/4.5 kW |  | 49 | 0.91 | 38 | 35 | 28/21 | On/Off | Not Applicable | [6 empty] | 140 | 25 | 25 | 47.4375 | 146 | 429 | 24 | 32.8125 |  |  |  |  | 33.375 | 33.375 | 33.375 | 8 |  |  |  |  | 23.5625 | [8 empty] | 1 | 150 | 201 | UL174 | Yes | Yes | Yes | No | Not Applicable | [5 empty] | 10332 | RES ELEC | 200094294
RE240L6-1NCZZ-403-264 | RE240L | Bradford White | 671632314904 | Active | The ""-264"" indicates that this SKU comes with an Aluminum Anode Rod. | The ""-403"" indicates that this SKU comes with a Top T&P Location. | [8 empty] | No | Not Applicable | Not Applicable | Residential Water Heating | Water Heating.Electric | 6 | 6 |  |  |  | 238-44422-00 |  |  |  | 238-39699-00 |  | 238-51237-00 |  |  |  |  | Electric | Electric Resistance | 240/208 | 1 |  | Indoor |  | Floor Mounted |  | No | Not Applicable | 150 | Not Applicable |  |  |  | 0.75 | No | [7 empty] | 6/4.5 kW |  | 49 | 0.91 | 38 | 35 | 28/21 | On/Off | Not Applicable | [6 empty] | 140 | 25 | 25 | 47.4375 | 146 | 429 | 24 | 32.8125 |  |  |  |  | 33.375 | 33.375 | 33.375 | 8 |  |  |  |  | 23.5625 | [8 empty] | 1 | 150 | 201 | UL174 | Yes | Yes | Yes | No | Not Applicable | [5 empty] | 10332 | RES ELEC | 200094294
RE240L6-1NCZZ-403-506-284 | RE240L | Bradford White | 671632896745 | Active | The ""-284"" indicates that this SKU comes with an Incoloy Element. | The ""-403"" indicates that this SKU comes with a Top T&P Location. | The ""-506"" indicates that this SKU comes with an A420 Aluminum Anode Rod. | [7 empty] | No | Not Applicable | Not Applicable | Residential Water Heating | Water Heating.Electric | 6 | 6 |  |  |  | 238-44422-00 |  |  |  | 238-39699-00 |  | 238-51237-00 |  |  |  |  | Electric | Electric Resistance | 240/208 | 1 |  | Indoor |  | Floor Mounted |  | No | Not Applicable | 150 | Not Applicable |  |  |  | 0.75 | No | [7 empty] | 6/4.5 kW |  | 49 | 0.91 | 38 | 35 | 28/21 | On/Off | Not Applicable | [6 empty] | 140 | 25 | 25 | 47.4375 | 146 | 429 | 24 | 32.8125 |  |  |  |  | 33.375 | 33.375 | 33.375 | 8 |  |  |  |  | 23.5625 | [8 empty] | 1 | 150 | 201 | UL174 | Yes | Yes | Yes | No | Not Applicable | [5 empty] | 10332 | RES ELEC | 200094294
RE240L6-1NCZZ-506-284 | RE240L | Bradford White | 671632126460 | Active | The ""-284"" indicates that this SKU comes with an Incoloy Element. | The ""-506"" indicates that this SKU comes with an A420 Aluminum Anode Rod. | [8 empty] | No | Not Applicable | Not Applicable | Residential Water Heating | Water Heating.Electric | 6 | 6 |  |  |  | 238-44422-00 |  |  |  | 238-39699-00 |  | 238-51237-00 |  |  |  |  | Electric | Electric Resistance | 240/208 | 1 |  | Indoor |  | Floor Mounted |  | No | Not Applicable | 150 | Not Applicable |  |  |  | 0.75 | No | [7 empty] | 6/4.5 kW |  | 49 | 0.91 | 38 | 35 | 28/21 | On/Off | Not Applicable | [6 empty] | 140 | 25 | 25 | 47.4375 | 146 | 429 | 24 | 32.8125 |  |  |  |  | 33.375 | 33.375 | 33.375 | 8 |  |  |  |  | 23.5625 | [8 empty] | 1 | 150 | 201 | UL174 | Yes | Yes | Yes | No | Not Applicable | [5 empty] | 10332 | RES ELEC | 200094294
RE240L6-1NEMM | RE240L | Bradford White | 671632894352 | Active | [10 empty] | No | Not Applicable | Not Applicable | Residential Water Heating | Water Heating.Electric | 6 | 6 |  |  |  | 238-44422-00 |  |  |  | 238-39699-00 |  | 238-51237-00 |  |  |  |  | Electric | Electric Resistance | 277 | 1 |  | Indoor |  | Floor Mounted |  | No | Not Applicable | 150 | Not Applicable |  |  |  | 0.75 | No | [7 empty] | 2 kW |  | 49 | 0.91 | 38 | 35 | 9 | On/Off | Not Applicable | [6 empty] | 140 | 25 | 25 | 47.4375 | 146 | 429 | 24 | 32.8125 |  |  |  |  | 33.375 | 33.375 | 33.375 | 8 |  |  |  |  | 23.5625 | [8 empty] | 1 | 150 | 201 | UL174 | Yes | Yes | Yes | No | Not Applicable | [5 empty] | 10332 | RES ELEC | 200094294
RE240L6-1NENN | RE240L | Bradford White | 671632821259 | Active | [10 empty] | No | Not Applicable | Not Applicable | Residential Water Heating | Water Heating.Electric | 6 | 6 |  |  |  | 238-44422-00 |  |  |  | 238-39699-00 |  | 238-51237-00 |  |  |  |  | Electric | Electric Resistance | 277 | 1 |  | Indoor |  | Floor Mounted |  | No | Not Applicable | 150 | Not Applicable |  |  |  | 0.75 | No | [7 empty] | 2.5 kW |  | 49 | 0.91 | 38 | 35 | 11 | On/Off | Not Applicable | [6 empty] | 140 | 25 | 25 | 47.4375 | 146 | 429 | 24 | 32.8125 |  |  |  |  | 33.375 | 33.375 | 33.375 | 8 |  |  |  |  | 23.5625 | [8 empty] | 1 | 150 | 201 | UL174 | Yes | Yes | Yes | No | Not Applicable | [5 empty] | 10332 | RES ELEC | 200094294
RE240L6-1NEPP | RE240L | Bradford White | 671632878970 | Active | [10 empty] | No | Not Applicable | Not Applicable | Residential Water Heating | Water Heating.Electric | 6 | 6 |  |  |  | 238-44422-00 |  |  |  | 238-39699-00 |  | 238-51237-00 |  |  |  |  | Electric | Electric Resistance | 277 | 1 |  | Indoor |  | Floor Mounted |  | No | Not Applicable | 150 | Not Applicable |  |  |  | 0.75 | No | [7 empty] | 3 kW |  | 49 | 0.91 | 38 | 35 | 14 | On/Off | Not Applicable | [6 empty] | 140 | 25 | 25 | 47.4375 | 146 | 429 | 24 | 32.8125 |  |  |  |  | 33.375 | 33.375 | 33.375 | 8 |  |  |  |  | 23.5625 | [8 empty] | 1 | 150 | 201 | UL174 | Yes | Yes | Yes | No | Not Applicable | [5 empty] | 10332 | RES ELEC | 200094294
RE240L6-1NEPP-403 | RE240L | Bradford White | 671632128426 | Active | The ""-403"" indicates that this SKU comes with a Top T&P Location. | [9 empty] | No | Not Applicable | Not Applicable | Residential Water Heating | Water Heating.Electric | 6 | 6 |  |  |  | 238-44422-00 |  |  |  | 238-39699-00 |  | 238-51237-00 |  |  |  |  | Electric | Electric Resistance | 277 | 1 |  | Indoor |  | Floor Mounted |  | No | Not Applicable | 150 | Not Applicable |  |  |  | 0.75 | No | [7 empty] | 3 kW |  | 49 | 0.91 | 38 | 35 | 14 | On/Off | Not Applicable | [6 empty] | 140 | 25 | 25 | 47.4375 | 146 | 429 | 24 | 32.8125 |  |  |  |  | 33.375 | 33.375 | 33.375 | 8 |  |  |  |  | 23.5625 | [8 empty] | 1 | 150 | 201 | UL174 | Yes | Yes | Yes | No | Not Applicable | [5 empty] | 10332 | RES ELEC | 200094294
RE240L6-1NETT | RE240L | Bradford White | 671632889686 | Active | [10 empty] | No | Not Applicable | Not Applicable | Residential Water Heating | Water Heating.Electric | 6 | 6 |  |  |  | 238-44422-00 |  |  |  | 238-39699-00 |  | 238-51237-00 |  |  |  |  | Electric | Electric Resistance | 277 | 1 |  | Indoor |  | Floor Mounted |  | No | Not Applicable | 150 | Not Applicable |  |  |  | 0.75 | No | [7 empty] | 4 kW |  | 49 | 0.91 | 38 | 35 | 18 | On/Off | Not Applicable | [6 empty] | 140 | 25 | 25 | 47.4375 | 146 | 429 | 24 | 32.8125 |  |  |  |  | 33.375 | 33.375 | 33.375 | 8 |  |  |  |  | 23.5625 | [8 empty] | 1 | 150 | 201 | UL174 | Yes | Yes | Yes | No | Not Applicable | [5 empty] | 10332 | RES ELEC | 200094294
RE240L6-1NEWW | RE240L | Bradford White | 671632820900 | Active | [10 empty] | No | Not Applicable | Not Applicable | Residential Water Heating | Water Heating.Electric | 6 | 6 |  |  |  | 238-44422-00 |  |  |  | 238-39699-00 |  | 238-51237-00 |  |  |  |  | Electric | Electric Resistance | 277 | 1 |  | Indoor |  | Floor Mounted |  | No | Not Applicable | 150 | Not Applicable |  |  |  | 0.75 | No | [7 empty] | 4.5 kW |  | 49 | 0.91 | 38 | 35 | 21 | On/Off | Not Applicable | [6 empty] | 140 | 25 | 25 | 47.4375 | 146 | 429 | 24 | 32.8125 |  |  |  |  | 33.375 | 33.375 | 33.375 | 8 |  |  |  |  | 23.5625 | [8 empty] | 1 | 150 | 201 | UL174 | Yes | Yes | Yes | No | Not Applicable | [5 empty] | 10332 | RES ELEC | 200094294
RE240L6-1NEWW-403 | RE240L | Bradford White | 671632552627 | Active | The ""-403"" indicates that this SKU comes with a Top T&P Location. | [9 empty] | No | Not Applicable | Not Applicable | Residential Water Heating | Water Heating.Electric | 6 | 6 |  |  |  | 238-44422-00 |  |  |  | 238-39699-00 |  | 238-51237-00 |  |  |  |  | Electric | Electric Resistance | 277 | 1 |  | Indoor |  | Floor Mounted |  | No | Not Applicable | 150 | Not Applicable |  |  |  | 0.75 | No | [7 empty] | 4.5 kW |  | 49 | 0.91 | 38 | 35 | 21 | On/Off | Not Applicable | [6 empty] | 140 | 25 | 25 | 47.4375 | 146 | 429 | 24 | 32.8125 |  |  |  |  | 33.375 | 33.375 | 33.375 | 8 |  |  |  |  | 23.5625 | [8 empty] | 1 | 150 | 201 | UL174 | Yes | Yes | Yes | No | Not Applicable | [5 empty] | 10332 | RES ELEC | 200094294
RE240L6-1NEXX | RE240L | Bradford White | 671632905683 | Active | [10 empty] | No | Not Applicable | Not Applicable | Residential Water Heating | Water Heating.Electric | 6 | 6 |  |  |  | 238-44422-00 |  |  |  | 238-39699-00 |  | 238-51237-00 |  |  |  |  | Electric | Electric Resistance | 277 | 1 |  | Indoor |  | Floor Mounted |  | No | Not Applicable | 150 | Not Applicable |  |  |  | 0.75 | No | [7 empty] | 5 kW |  | 49 | 0.91 | 38 | 35 | 23 | On/Off | Not Applicable | [6 empty] | 140 | 25 | 25 | 47.4375 | 146 | 429 | 24 | 32.8125 |  |  |  |  | 33.375 | 33.375 | 33.375 | 8 |  |  |  |  | 23.5625 | [8 empty] | 1 | 150 | 201 | UL174 | Yes | Yes | Yes | No | Not Applicable | [5 empty] | 10332 | RES ELEC | 200094294
RE240L6-1NEZZ | RE240L | Bradford White | 671632849765 | Active | [10 empty] | No | Not Applicable | Not Applicable | Residential Water Heating | Water Heating.Electric | 6 | 6 |  |  |  | 238-44422-00 |  |  |  | 238-39699-00 |  | 238-51237-00 |  |  |  |  | Electric | Electric Resistance | 277 | 1 |  | Indoor |  | Floor Mounted |  | No | Not Applicable | 150 | Not Applicable |  |  |  | 0.75 | No | [7 empty] | 6 kW |  | 49 | 0.91 | 38 | 35 | 28 | On/Off | Not Applicable | [6 empty] | 140 | 25 | 25 | 47.4375 | 146 | 429 | 24 | 32.8125 |  |  |  |  | 33.375 | 33.375 | 33.375 | 8 |  |  |  |  | 23.5625 | [8 empty] | 1 | 150 | 201 | UL174 | Yes | Yes | Yes | No | Not Applicable | [5 empty] | 10332 | RES ELEC | 200094294
RE240L6-1NHPP | RE240L | Bradford White | 671632860968 | Active | [10 empty] | No | Not Applicable | Not Applicable | Residential Water Heating | Water Heating.Electric | 6 | 6 |  |  |  | 238-44422-00 |  |  |  | 238-39699-00 |  | 238-51237-00 |  |  |  |  | Electric | Electric Resistance | 480 | 1 |  | Indoor |  | Floor Mounted |  | No | Not Applicable | 150 | Not Applicable |  |  |  | 0.75 | No | [7 empty] | 3 kW |  | 49 | 0.91 | 38 | 35 | 14 | On/Off | Not Applicable | [6 empty] | 140 | 25 | 25 | 47.4375 | 146 | 429 | 24 | 32.8125 |  |  |  |  | 33.375 | 33.375 | 33.375 | 8 |  |  |  |  | 23.5625 | [8 empty] | 1 | 150 | 201 | UL174 | Yes | Yes | Yes | No | Not Applicable | [5 empty] | 10332 | RES ELEC | 200094294
RE240L6-1NHPP-264 | RE240L | Bradford White | 671632902033 | Active | The ""-264"" indicates that this SKU comes with an Aluminum Anode Rod. | [9 empty] | No | Not Applicable | Not Applicable | Residential Water Heating | Water Heating.Electric | 6 | 6 |  |  |  | 238-44422-00 |  |  |  | 238-39699-00 |  | 238-51237-00 |  |  |  |  | Electric | Electric Resistance | 480 | 1 |  | Indoor |  | Floor Mounted |  | No | Not Applicable | 150 | Not Applicable |  |  |  | 0.75 | No | [7 empty] | 3 kW |  | 49 | 0.91 | 38 | 35 | 14 | On/Off | Not Applicable | [6 empty] | 140 | 25 | 25 | 47.4375 | 146 | 429 | 24 | 32.8125 |  |  |  |  | 33.375 | 33.375 | 33.375 | 8 |  |  |  |  | 23.5625 | [8 empty] | 1 | 150 | 201 | UL174 | Yes | Yes | Yes | No | Not Applicable | [5 empty] | 10332 | RES ELEC | 200094294
RE240L6-1NHWW | RE240L | Bradford White | 671632820030 | Active | [10 empty] | No | Not Applicable | Not Applicable | Residential Water Heating | Water Heating.Electric | 6 | 6 |  |  |  | 238-44422-00 |  |  |  | 238-39699-00 |  | 238-51237-00 |  |  |  |  | Electric | Electric Resistance | 480 | 1 |  | Indoor |  | Floor Mounted |  | No | Not Applicable | 150 | Not Applicable |  |  |  | 0.75 | No | [7 empty] | 4.5 kW |  | 49 | 0.91 | 38 | 35 | 21 | On/Off | Not Applicable | [6 empty] | 140 | 25 | 25 | 47.4375 | 146 | 429 | 24 | 32.8125 |  |  |  |  | 33.375 | 33.375 | 33.375 | 8 |  |  |  |  | 23.5625 | [8 empty] | 1 | 150 | 201 | UL174 | Yes | Yes | Yes | No | Not Applicable | [5 empty] | 10332 | RES ELEC | 200094294
RE240L6-1NHWW-264 | RE240L | Bradford White | 671632575565 | Active | The ""-264"" indicates that this SKU comes with an Aluminum Anode Rod. | [9 empty] | No | Not Applicable | Not Applicable | Residential Water Heating | Water Heating.Electric | 6 | 6 |  |  |  | 238-44422-00 |  |  |  | 238-39699-00 |  | 238-51237-00 |  |  |  |  | Electric | Electric Resistance | 480 | 1 |  | Indoor |  | Floor Mounted |  | No | Not Applicable | 150 | Not Applicable |  |  |  | 0.75 | No | [7 empty] | 4.5 kW |  | 49 | 0.91 | 38 | 35 | 21 | On/Off | Not Applicable | [6 empty] | 140 | 25 | 25 | 47.4375 | 146 | 429 | 24 | 32.8125 |  |  |  |  | 33.375 | 33.375 | 33.375 | 8 |  |  |  |  | 23.5625 | [8 empty] | 1 | 150 | 201 | UL1453 | Yes | Yes | Yes | No | Not Applicable | [5 empty] | 10332 | RES ELEC | 200094294
RE240L6-1NHWW-403 | RE240L | Bradford White | 671632891825 | Active | The ""-403"" indicates that this SKU comes with a Top T&P Location. | [9 empty] | No | Not Applicable | Not Applicable | Residential Water Heating | Water Heating.Electric | 6 | 6 |  |  |  | 238-44422-00 |  |  |  | 238-39699-00 |  | 238-51237-00 |  |  |  |  | Electric | Electric Resistance | 480 | 1 |  | Indoor |  | Floor Mounted |  | No | Not Applicable | 150 | Not Applicable |  |  |  | 0.75 | No | [7 empty] | 4.5 kW |  | 49 | 0.91 | 38 | 35 | 21 | On/Off | Not Applicable | [6 empty] | 140 | 25 | 25 | 47.4375 | 146 | 429 | 24 | 32.8125 |  |  |  |  | 33.375 | 33.375 | 33.375 | 8 |  |  |  |  | 23.5625 | [8 empty] | 1 | 150 | 201 | UL174 | Yes | Yes | Yes | No | Not Applicable | [5 empty] | 10332 | RES ELEC | 200094294
RE240L6-1NHXX | RE240L | Bradford White | 671632838752 | Active | [10 empty] | No | Not Applicable | Not Applicable | Residential Water Heating | Water Heating.Electric | 6 | 6 |  |  |  | 238-44422-00 |  |  |  | 238-39699-00 |  | 238-51237-00 |  |  |  |  | Electric | Electric Resistance | 480 | 1 |  | Indoor |  | Floor Mounted |  | No | Not Applicable | 150 | Not Applicable |  |  |  | 0.75 | No | [7 empty] | 5 kW |  | 49 | 0.91 | 38 | 35 | 23 | On/Off | Not Applicable | [6 empty] | 140 | 25 | 25 | 47.4375 | 146 | 429 | 24 | 32.8125 |  |  |  |  | 33.375 | 33.375 | 33.375 | 8 |  |  |  |  | 23.5625 | [8 empty] | 1 | 150 | 201 | UL174 | Yes | Yes | Yes | No | Not Applicable | [5 empty] | 10332 | RES ELEC | 200094294
RE240L6-1NLWW | RE240L | Bradford White | 671632896783 | Active | [10 empty] | No | Not Applicable | Not Applicable | Residential Water Heating | Water Heating.Electric | 6 | 6 |  |  |  | 238-44422-00 |  |  |  | 238-39699-00 |  | 238-51237-00 |  |  |  |  | Electric | Electric Resistance | 208 | 1 |  | Indoor |  | Floor Mounted |  | No | Not Applicable | 150 | Not Applicable |  |  |  | 0.75 | No | [7 empty] | 4.5 kW |  | 49 | 0.91 | 38 | 35 | 21 | On/Off | Not Applicable | [6 empty] | 140 | 25 | 25 | 47.4375 | 146 | 429 | 24 | 32.8125 |  |  |  |  | 33.375 | 33.375 | 33.375 | 8 |  |  |  |  | 23.5625 | [8 empty] | 1 | 150 | 201 | UL174 | Yes | Yes | Yes | No | Not Applicable | [5 empty] | 10332 | RES ELEC | 200094294
RE240L6-1NLWW-264 | RE240L | Bradford White | 671632561827 | Active | The ""-264"" indicates that this SKU comes with an Aluminum Anode Rod. | [9 empty] | No | Not Applicable | Not Applicable | Residential Water Heating | Water Heating.Electric | 6 | 6 |  |  |  | 238-44422-00 |  |  |  | 238-39699-00 |  | 238-51237-00 |  |  |  |  | Electric | Electric Resistance | 208 | 1 |  | Indoor |  | Floor Mounted |  | No | Not Applicable | 150 | Not Applicable |  |  |  | 0.75 | No | [7 empty] | 4.5 kW |  | 49 | 0.91 | 38 | 35 | 21 | On/Off | Not Applicable | [6 empty] | 140 | 25 | 25 | 47.4375 | 146 | 429 | 24 | 32.8125 |  |  |  |  | 33.375 | 33.375 | 33.375 | 8 |  |  |  |  | 23.5625 | [8 empty] | 1 | 150 | 201 | UL1453 | Yes | Yes | Yes | No | Not Applicable | [5 empty] | 10332 | RES ELEC | 200094294
RE240L6-1NLXX | RE240L | Bradford White | 671632846177 | Active | [10 empty] | No | Not Applicable | Not Applicable | Residential Water Heating | Water Heating.Electric | 6 | 6 |  |  |  | 238-44422-00 |  |  |  | 238-39699-00 |  | 238-51237-00 |  |  |  |  | Electric | Electric Resistance | 208 | 1 |  | Indoor |  | Floor Mounted |  | No | Not Applicable | 150 | Not Applicable |  |  |  | 0.75 | No | [7 empty] | 5 kW |  | 49 | 0.91 | 38 | 35 | 23 | On/Off | Not Applicable | [6 empty] | 140 | 25 | 25 | 47.4375 | 146 | 429 | 24 | 32.8125 |  |  |  |  | 33.375 | 33.375 | 33.375 | 8 |  |  |  |  | 23.5625 | [8 empty] | 1 | 150 | 201 | UL174 | Yes | Yes | Yes | No | Not Applicable | [5 empty] | 10332 | RES ELEC | 200094294
RE240L6-1NLXX-403-264 | RE240L | Bradford White | 671632552481 | Active | The ""-264"" indicates that this SKU comes with an Aluminum Anode Rod. | The ""-403"" indicates that this SKU comes with a Top T&P Location. | [8 empty] | No | Not Applicable | Not Applicable | Residential Water Heating | Water Heating.Electric | 6 | 6 |  |  |  | 238-44422-00 |  |  |  | 238-39699-00 |  | 238-51237-00 |  |  |  |  | Electric | Electric Resistance | 208 | 1 |  | Indoor |  | Floor Mounted |  | No | Not Applicable | 150 | Not Applicable |  |  |  | 0.75 | No | [7 empty] | 5 kW |  | 49 | 0.91 | 38 | 35 | 23 | On/Off | Not Applicable | [6 empty] | 140 | 25 | 25 | 47.4375 | 146 | 429 | 24 | 32.8125 |  |  |  |  | 33.375 | 33.375 | 33.375 | 8 |  |  |  |  | 23.5625 | [8 empty] | 1 | 150 | 201 | UL174 | Yes | Yes | Yes | No | Not Applicable | [5 empty] | 10332 | RES ELEC | 200094294
RE240L6-1NLXX-506 | RE240L | Bradford White | 671632313891 | Active | The ""-506"" indicates that this SKU comes with an A420 Aluminum Anode Rod. | [9 empty] | No | Not Applicable | Not Applicable | Residential Water Heating | Water Heating.Electric | 6 | 6 |  |  |  | 238-44422-00 |  |  |  | 238-39699-00 |  | 238-51237-00 |  |  |  |  | Electric | Electric Resistance | 208 | 1 |  | Indoor |  | Floor Mounted |  | No | Not Applicable | 150 | Not Applicable |  |  |  | 0.75 | No | [7 empty] | 5 kW |  | 49 | 0.91 | 38 | 35 | 23 | On/Off | Not Applicable | [6 empty] | 140 | 25 | 25 | 47.4375 | 146 | 429 | 24 | 32.8125 |  |  |  |  | 33.375 | 33.375 | 33.375 | 8 |  |  |  |  | 23.5625 | [8 empty] | 1 | 150 | 201 | UL174 | Yes | Yes | Yes | No | Not Applicable | [5 empty] | 10332 | RES ELEC | 200094294
RE240L6-1NLY | RE240L | Bradford White | 671632828500 | Active | [10 empty] | No | Not Applicable | Not Applicable | Residential Water Heating | Water Heating.Electric | 6 | 6 |  |  |  | 238-44422-00 |  |  |  | 238-39699-00 |  | 238-51237-00 |  |  |  |  | Electric | Electric Resistance | 208 | 1 |  | Indoor |  | Floor Mounted |  | No | Not Applicable | 150 | Not Applicable |  |  |  | 0.75 | No | [7 empty] | 5.5 kW |  | 49 | 0.91 | 38 | 35 | 25 | On/Off | Not Applicable | [6 empty] | 140 | 25 | 25 | 47.4375 | 146 | 429 | 24 | 32.8125 |  |  |  |  | 33.375 | 33.375 | 33.375 | 8 |  |  |  |  | 23.5625 | [8 empty] | 1 | 150 | 201 | UL174 | Yes | Yes | Yes | No | Not Applicable | [5 empty] | 10332 | RES ELEC | 200094294
RE240L6-1NLYY-403-264 | RE240L | Bradford White | 671632857173 | Active | The ""-264"" indicates that this SKU comes with an Aluminum Anode Rod. | The ""-403"" indicates that this SKU comes with a Top T&P Location. | [8 empty] | No | Not Applicable | Not Applicable | Residential Water Heating | Water Heating.Electric | 6 | 6 |  |  |  | 238-44422-00 |  |  |  | 238-39699-00 |  | 238-51237-00 |  |  |  |  | Electric | Electric Resistance | 208 | 1 |  | Indoor |  | Floor Mounted |  | No | Not Applicable | 150 | Not Applicable |  |  |  | 0.75 | No | [7 empty] | 5.5 kW |  | 49 | 0.91 | 38 | 35 | 25 | On/Off | Not Applicable | [6 empty] | 140 | 25 | 25 | 47.4375 | 146 | 429 | 24 | 32.8125 |  |  |  |  | 33.375 | 33.375 | 33.375 | 8 |  |  |  |  | 23.5625 | [8 empty] | 1 | 150 | 201 | UL174 | Yes | Yes | Yes | No | Not Applicable | [5 empty] | 10332 | RES ELEC | 200094294
RE240L6-1NLYY-506 | RE240L | Bradford White | 671632623686 | Active | The ""-506"" indicates that this SKU comes with an A420 Aluminum Anode Rod. | [9 empty] | No | Not Applicable | Not Applicable | Residential Water Heating | Water Heating.Electric | 6 | 6 |  |  |  | 238-44422-00 |  |  |  | 238-39699-00 |  | 238-51237-00 |  |  |  |  | Electric | Electric Resistance | 208 | 1 |  | Indoor |  | Floor Mounted |  | No | Not Applicable | 150 | Not Applicable |  |  |  | 0.75 | No | [7 empty] | 5.5 kW |  | 49 | 0.91 | 38 | 35 | 25 | On/Off | Not Applicable | [6 empty] | 140 | 25 | 25 | 47.4375 | 146 | 429 | 24 | 32.8125 |  |  |  |  | 33.375 | 33.375 | 33.375 | 8 |  |  |  |  | 23.5625 | [8 empty] | 1 | 150 | 201 | UL1453 | Yes | Yes | Yes | No | Not Applicable | [5 empty] | 10332 | RES ELEC | 200094294
RE240L6-1NLZ | RE240L | Bradford White | 671632127894 | Active | [10 empty] | No | Not Applicable | Not Applicable | Residential Water Heating | Water Heating.Electric | 6 | 6 |  |  |  | 238-44422-00 |  |  |  | 238-39699-00 |  | 238-51237-00 |  |  |  |  | Electric | Electric Resistance | 208 | 1 |  | Indoor |  | Floor Mounted |  | No | Not Applicable | 150 | Not Applicable |  |  |  | 0.75 | No | [7 empty] | 6 kW |  | 49 | 0.91 | 38 | 35 | 28 | On/Off | Not Applicable | [6 empty] | 140 | 25 | 25 | 47.4375 | 146 | 429 | 24 | 32.8125 |  |  |  |  | 33.375 | 33.375 | 33.375 | 8 |  |  |  |  | 23.5625 | [8 empty] | 1 | 150 | 201 | UL174 | Yes | Yes | Yes | No | Not Applicable | [5 empty] | 10332 | RES ELEC | 200094294
RE240L6-1NLZZ | RE240L | Bradford White | 671632839810 | Active | [10 empty] | No | Not Applicable | Not Applicable | Residential Water Heating | Water Heating.Electric | 6 | 6 |  |  |  | 238-44422-00 |  |  |  | 238-39699-00 |  | 238-51237-00 |  |  |  |  | Electric | Electric Resistance | 208 | 1 |  | Indoor |  | Floor Mounted |  | No | Not Applicable | 150 | Not Applicable |  |  |  | 0.75 | No | [7 empty] | 6 kW |  | 49 | 0.91 | 38 | 35 | 28 | On/Off | Not Applicable | [6 empty] | 140 | 25 | 25 | 47.4375 | 146 | 429 | 24 | 32.8125 |  |  |  |  | 33.375 | 33.375 | 33.375 | 8 |  |  |  |  | 23.5625 | [8 empty] | 1 | 150 | 201 | UL174 | Yes | Yes | Yes | No | Not Applicable | [5 empty] | 10332 | RES ELEC | 200094294
RE240L6-1NLZZ-403 | RE240L | Bradford White | 671632824427 | Active | The ""-403"" indicates that this SKU comes with a Top T&P Location. | [9 empty] | No | Not Applicable | Not Applicable | Residential Water Heating | Water Heating.Electric | 6 | 6 |  |  |  | 238-44422-00 |  |  |  | 238-39699-00 |  | 238-51237-00 |  |  |  |  | Electric | Electric Resistance | 208 | 1 |  | Indoor |  | Floor Mounted |  | No | Not Applicable | 150 | Not Applicable |  |  |  | 0.75 | No | [7 empty] | 6 kW |  | 49 | 0.91 | 38 | 35 | 28 | On/Off | Not Applicable | [6 empty] | 140 | 25 | 25 | 47.4375 | 146 | 429 | 24 | 32.8125 |  |  |  |  | 33.375 | 33.375 | 33.375 | 8 |  |  |  |  | 23.5625 | [8 empty] | 1 | 150 | 201 | UL174 | Yes | Yes | Yes | No | Not Applicable | [5 empty] | 10332 | RES ELEC | 200094294
RE240L6-1SALL | RE240L | Bradford White | 671632132133 | Active | [10 empty] | No | Not Applicable | Not Applicable | Residential Water Heating | Water Heating.Electric | 6 | 6 |  |  |  | 238-44422-00 |  |  |  | 238-39699-00 |  | 238-51237-00 |  |  |  |  | Electric | Electric Resistance | 120 | 1 |  | Indoor |  | Floor Mounted |  | No | Not Applicable | 150 | Not Applicable |  |  |  | 0.75 | No | [7 empty] | 3 kW |  | 49 | 0.91 | 38 | 35 | 14 | On/Off | Not Applicable | [6 empty] | 140 | 25 | 25 | 47.4375 | 146 | 429 | 24 | 32.8125 |  |  |  |  | 33.375 | 33.375 | 33.375 | 8 |  |  |  |  | 23.5625 | [8 empty] | 1 | 150 | 201 | UL174 | Yes | Yes | Yes | No | Not Applicable | [5 empty] | 10332 | RES ELEC | 200094294
RE240L6-1SCTT | RE240L | Bradford White | 671632821044 | Active | [10 empty] | No | Not Applicable | Not Applicable | Residential Water Heating | Water Heating.Electric | 6 | 6 |  |  |  | 238-44422-00 |  |  |  | 238-39699-00 |  | 238-51237-00 |  |  |  |  | Electric | Electric Resistance | 240/208 | 1 |  | Indoor |  | Floor Mounted |  | No | Not Applicable | 150 | Not Applicable |  |  |  | 0.75 | No | [7 empty] | 8/6 kW |  | 49 | 0.91 | 38 | 35 | 37/28 | On/Off | Not Applicable | [6 empty] | 140 | 25 | 25 | 47.4375 | 146 | 429 | 24 | 32.8125 |  |  |  |  | 33.375 | 33.375 | 33.375 | 8 |  |  |  |  | 23.5625 | [8 empty] | 1 | 150 | 201 | UL174 | Yes | Yes | Yes | No | Not Applicable | [5 empty] | 10332 | RES ELEC | 200094294
RE240L6-1SCWW | RE240L | Bradford White | 671632844586 | Active | [10 empty] | No | Not Applicable | Not Applicable | Residential Water Heating | Water Heating.Electric | 6 | 6 |  |  |  | 238-44422-00 |  |  |  | 238-39699-00 |  | 238-51237-00 |  |  |  |  | Electric | Electric Resistance | 240/208 | 1 |  | Indoor |  | Floor Mounted |  | No | Not Applicable | 150 | Not Applicable |  |  |  | 0.75 | No | [7 empty] | 9/7 kW |  | 49 | 0.91 | 38 | 35 | 41/32 | On/Off | Not Applicable | [6 empty] | 140 | 25 | 25 | 47.4375 | 146 | 429 | 24 | 32.8125 |  |  |  |  | 33.375 | 33.375 | 33.375 | 8 |  |  |  |  | 23.5625 | [8 empty] | 1 | 150 | 201 | UL174 | Yes | Yes | Yes | No | Not Applicable | [5 empty] | 10332 | RES ELEC | 200094294
RE240L6-1SEXX | RE240L | Bradford White | 671632906963 | Active | [10 empty] | No | Not Applicable | Not Applicable | Residential Water Heating | Water Heating.Electric | 6 | 6 |  |  |  | 238-44422-00 |  |  |  | 238-39699-00 |  | 238-51237-00 |  |  |  |  | Electric | Electric Resistance | 277 | 1 |  | Indoor |  | Floor Mounted |  | No | Not Applicable | 150 | Not Applicable |  |  |  | 0.75 | No | [7 empty] | 10 kW |  | 49 | 0.91 | 38 | 35 | 46 | On/Off | Not Applicable | [6 empty] | 140 | 25 | 25 | 47.4375 | 146 | 429 | 24 | 32.8125 |  |  |  |  | 33.375 | 33.375 | 33.375 | 8 |  |  |  |  | 23.5625 | [8 empty] | 1 | 150 | 201 | UL174 | Yes | Yes | Yes | No | Not Applicable | [5 empty] | 10332 | RES ELEC | 200094294
RE240L6-1SLWW | RE240L | Bradford White | 671632823895 | Active | [10 empty] | No | Not Applicable | Not Applicable | Residential Water Heating | Water Heating.Electric | 6 | 6 |  |  |  | 238-44422-00 |  |  |  | 238-39699-00 |  | 238-51237-00 |  |  |  |  | Electric | Electric Resistance | 208 | 1 |  | Indoor |  | Floor Mounted |  | No | Not Applicable | 150 | Not Applicable |  |  |  | 0.75 | No | [7 empty] | 9 kW |  | 49 | 0.91 | 38 | 35 | 41 | On/Off | Not Applicable | [6 empty] | 140 | 25 | 25 | 47.4375 | 146 | 429 | 24 | 32.8125 |  |  |  |  | 33.375 | 33.375 | 33.375 | 8 |  |  |  |  | 23.5625 | [8 empty] | 1 | 150 | 201 | UL174 | Yes | Yes | Yes | No | Not Applicable | [5 empty] | 10332 | RES ELEC | 200094294
RE240L6-1SLWW-264 | RE240L | Bradford White | 671632561452 | Active | The ""-264"" indicates that this SKU comes with an Aluminum Anode Rod. | [9 empty] | No | Not Applicable | Not Applicable | Residential Water Heating | Water Heating.Electric | 6 | 6 |  |  |  | 238-44422-00 |  |  |  | 238-39699-00 |  | 238-51237-00 |  |  |  |  | Electric | Electric Resistance | 208 | 1 |  | Indoor |  | Floor Mounted |  | No | Not Applicable | 150 | Not Applicable |  |  |  | 0.75 | No | [7 empty] | 9 kW |  | 49 | 0.91 | 38 | 35 | 41 | On/Off | Not Applicable | [6 empty] | 140 | 25 | 25 | 47.4375 | 146 | 429 | 24 | 32.8125 |  |  |  |  | 33.375 | 33.375 | 33.375 | 8 |  |  |  |  | 23.5625 | [8 empty] | 1 | 150 | 201 | UL1453 | Yes | Yes | Yes | No | Not Applicable | [5 empty] | 10332 | RES ELEC | 200094294
RE240L6-1SLWW-403-264 | RE240L | Bradford White | 671632650101 | Active | The ""-264"" indicates that this SKU comes with an Aluminum Anode Rod. | The ""-403"" indicates that this SKU comes with a Top T&P Location. | [8 empty] | No | Not Applicable | Not Applicable | Residential Water Heating | Water Heating.Electric | 6 | 6 |  |  |  | 238-44422-00 |  |  |  | 238-39699-00 |  | 238-51237-00 |  |  |  |  | Electric | Electric Resistance | 208 | 1 |  | Indoor |  | Floor Mounted |  | No | Not Applicable | 150 | Not Applicable |  |  |  | 0.75 | No | [7 empty] | 9 kW |  | 49 | 0.91 | 38 | 35 | 41 | On/Off | Not Applicable | [6 empty] | 140 | 25 | 25 | 47.4375 | 146 | 429 | 24 | 32.8125 |  |  |  |  | 33.375 | 33.375 | 33.375 | 8 |  |  |  |  | 23.5625 | [8 empty] | 1 | 150 | 201 | UL1453 | Yes | Yes | Yes | No | Not Applicable | [5 empty] | 10332 | RES ELEC | 200094294
RE240L6-1SLXX | RE240L | Bradford White | 671632321391 | Active | [10 empty] | No | Not Applicable | Not Applicable | Residential Water Heating | Water Heating.Electric | 6 | 6 |  |  |  | 238-44422-00 |  |  |  | 238-39699-00 |  | 238-51237-00 |  |  |  |  | Electric | Electric Resistance | 208 | 1 |  | Indoor |  | Floor Mounted |  | No | Not Applicable | 150 | Not Applicable |  |  |  | 0.75 | No | [7 empty] | 10 kW |  | 49 | 0.91 | 38 | 35 | 46 | On/Off | Not Applicable | [6 empty] | 140 | 25 | 25 | 47.4375 | 146 | 429 | 24 | 32.8125 |  |  |  |  | 33.375 | 33.375 | 33.375 | 8 |  |  |  |  | 23.5625 | [8 empty] | 1 | 150 | 201 | UL174 | Yes | Yes | Yes | No | Not Applicable | [5 empty] | 10332 | RES ELEC | 200094294
RE240L6-3NCWW | RE240L | Bradford White | 671632844777 | Active | [10 empty] | No | Not Applicable | Not Applicable | Residential Water Heating | Water Heating.Electric | 6 | 6 |  |  |  | 238-44422-00 |  |  |  | 238-39699-00 |  | 238-51237-00 |  |  |  |  | Electric | Electric Resistance | 240/208 | 3 |  | Indoor |  | Floor Mounted |  | No | Not Applicable | 150 | Not Applicable |  |  |  | 0.75 | No | [7 empty] | 4.5/3.5 kW |  | 49 | 0.91 | 38 | 35 | 21/16 | On/Off | Not Applicable | [6 empty] | 140 | 25 | 25 | 47.4375 | 146 | 429 | 24 | 32.8125 |  |  |  |  | 33.375 | 33.375 | 33.375 | 8 |  |  |  |  | 23.5625 | [8 empty] | 1 | 150 | 201 | UL174 | Yes | Yes | Yes | No | Not Applicable | [5 empty] | 10332 | RES ELEC | 200094294
RE240L6-3NCZZ | RE240L | Bradford White | 671632861385 | Active | [10 empty] | No | Not Applicable | Not Applicable | Residential Water Heating | Water Heating.Electric | 6 | 6 |  |  |  | 238-44422-00 |  |  |  | 238-39699-00 |  | 238-51237-00 |  |  |  |  | Electric | Electric Resistance | 240/208 | 3 |  | Indoor |  | Floor Mounted |  | No | Not Applicable | 150 | Not Applicable |  |  |  | 0.75 | No | [7 empty] | 6/4.5 kW |  | 49 | 0.91 | 38 | 35 | 28/21 | On/Off | Not Applicable | [6 empty] | 140 | 25 | 25 | 47.4375 | 146 | 429 | 24 | 32.8125 |  |  |  |  | 33.375 | 33.375 | 33.375 | 8 |  |  |  |  | 23.5625 | [8 empty] | 1 | 150 | 201 | UL174 | Yes | Yes | Yes | No | Not Applicable | [5 empty] | 10332 | RES ELEC | 200094294
RE240L6-3NHPP | RE240L | Bradford White | 671632637850 | Active | [10 empty] | No | Not Applicable | Not Applicable | Residential Water Heating | Water Heating.Electric | 6 | 6 |  |  |  | 238-44422-00 |  |  |  | 238-39699-00 |  | 238-51237-00 |  |  |  |  | Electric | Electric Resistance | 480 | 3 |  | Indoor |  | Floor Mounted |  | No | Not Applicable | 150 | Not Applicable |  |  |  | 0.75 | No | [7 empty] | 3 kW |  | 49 | 0.91 | 38 | 35 | 14 | On/Off | Not Applicable | [6 empty] | 140 | 25 | 25 | 47.4375 | 146 | 429 | 24 | 32.8125 |  |  |  |  | 33.375 | 33.375 | 33.375 | 8 |  |  |  |  | 23.5625 | [8 empty] | 1 | 150 | 201 | UL1453 | Yes | Yes | Yes | No | Not Applicable | [5 empty] | 10332 | RES ELEC | 200094294
RE240L6-3NHWW | RE240L | Bradford White | 671632811762 | Active | [10 empty] | No | Not Applicable | Not Applicable | Residential Water Heating | Water Heating.Electric | 6 | 6 |  |  |  | 238-44422-00 |  |  |  | 238-39699-00 |  | 238-51237-00 |  |  |  |  | Electric | Electric Resistance | 480 | 3 |  | Indoor |  | Floor Mounted |  | No | Not Applicable | 150 | Not Applicable |  |  |  | 0.75 | No | [7 empty] | 4.5 kW |  | 49 | 0.91 | 38 | 35 | 21 | On/Off | Not Applicable | [6 empty] | 140 | 25 | 25 | 47.4375 | 146 | 429 | 24 | 32.8125 |  |  |  |  | 33.375 | 33.375 | 33.375 | 8 |  |  |  |  | 23.5625 | [8 empty] | 1 | 150 | 201 | UL174 | Yes | Yes | Yes | No | Not Applicable | [5 empty] | 10332 | RES ELEC | 200094294
RE240L6-3NHZZ | RE240L | Bradford White | 671632825820 | Active | [10 empty] | No | Not Applicable | Not Applicable | Residential Water Heating | Water Heating.Electric | 6 | 6 |  |  |  | 238-44422-00 |  |  |  | 238-39699-00 |  | 238-51237-00 |  |  |  |  | Electric | Electric Resistance | 480 | 3 |  | Indoor |  | Floor Mounted |  | No | Not Applicable | 150 | Not Applicable |  |  |  | 0.75 | No | [7 empty] | 6 kW |  | 49 | 0.91 | 38 | 35 | 28 | On/Off | Not Applicable | [6 empty] | 140 | 25 | 25 | 47.4375 | 146 | 429 | 24 | 32.8125 |  |  |  |  | 33.375 | 33.375 | 33.375 | 8 |  |  |  |  | 23.5625 | [8 empty] | 1 | 150 | 201 | UL174 | Yes | Yes | Yes | No | Not Applicable | [5 empty] | 10332 | RES ELEC | 200094294
RE240L6-3NLXX | RE240L | Bradford White | 671632888047 | Active | [10 empty] | No | Not Applicable | Not Applicable | Residential Water Heating | Water Heating.Electric | 6 | 6 |  |  |  | 238-44422-00 |  |  |  | 238-39699-00 |  | 238-51237-00 |  |  |  |  | Electric | Electric Resistance | 208 | 3 |  | Indoor |  | Floor Mounted |  | No | Not Applicable | 150 | Not Applicable |  |  |  | 0.75 | No | [7 empty] | 5 kW |  | 49 | 0.91 | 38 | 35 | 23 | On/Off | Not Applicable | [6 empty] | 140 | 25 | 25 | 47.4375 | 146 | 429 | 24 | 32.8125 |  |  |  |  | 33.375 | 33.375 | 33.375 | 8 |  |  |  |  | 23.5625 | [8 empty] | 1 | 150 | 201 | UL174 | Yes | Yes | Yes | No | Not Applicable | [5 empty] | 10332 | RES ELEC | 200094294
RE240L6-3NLZZ | RE240L | Bradford White | 671632138814 | Active | [10 empty] | No | Not Applicable | Not Applicable | Residential Water Heating | Water Heating.Electric | 6 | 6 |  |  |  | 238-44422-00 |  |  |  | 238-39699-00 |  | 238-51237-00 |  |  |  |  | Electric | Electric Resistance | 208 | 3 |  | Indoor |  | Floor Mounted |  | No | Not Applicable | 150 | Not Applicable |  |  |  | 0.75 | No | [7 empty] | 6 kW |  | 49 | 0.91 | 38 | 35 | 28 | On/Off | Not Applicable | [6 empty] | 140 | 25 | 25 | 47.4375 | 146 | 429 | 24 | 32.8125 |  |  |  |  | 33.375 | 33.375 | 33.375 | 8 |  |  |  |  | 23.5625 | [8 empty] | 1 | 150 | 201 | UL174 | Yes | Yes | Yes | No | Not Applicable | [5 empty] | 10332 | RES ELEC | 200094294
RE240L6-3SCYY | RE240L | Bradford White | 671632913107 | Active | [10 empty] | No | Not Applicable | Not Applicable | Residential Water Heating | Water Heating.Electric | 6 | 6 |  |  |  | 238-44422-00 |  |  |  | 238-39699-00 |  | 238-51237-00 |  |  |  |  | Electric | Electric Resistance | 240/208 | 3 |  | Indoor |  | Floor Mounted |  | No | Not Applicable | 150 | Not Applicable |  |  |  | 0.75 | No | [7 empty] | 11/8 kW |  | 49 | 0.91 | 38 | 35 | 51/37 | On/Off | Not Applicable | [6 empty] | 140 | 25 | 25 | 47.4375 | 146 | 429 | 24 | 32.8125 |  |  |  |  | 33.375 | 33.375 | 33.375 | 8 |  |  |  |  | 23.5625 | [8 empty] | 1 | 150 | 201 | UL174 | Yes | Yes | Yes | No | Not Applicable | [5 empty] | 10332 | RES ELEC | 200094294
RE240L6-3SHWW | RE240L | Bradford White | 671632840137 | Active | [10 empty] | No | Not Applicable | Not Applicable | Residential Water Heating | Water Heating.Electric | 6 | 6 |  |  |  | 238-44422-00 |  |  |  | 238-39699-00 |  | 238-51237-00 |  |  |  |  | Electric | Electric Resistance | 480 | 3 |  | Indoor |  | Floor Mounted |  | No | Not Applicable | 150 | Not Applicable |  |  |  | 0.75 | No | [7 empty] | 9 kW |  | 49 | 0.91 | 38 | 35 | 41 | On/Off | Not Applicable | [6 empty] | 140 | 25 | 25 | 47.4375 | 146 | 429 | 24 | 32.8125 |  |  |  |  | 33.375 | 33.375 | 33.375 | 8 |  |  |  |  | 23.5625 | [8 empty] | 1 | 150 | 201 | UL174 | Yes | Yes | Yes | No | Not Applicable | [5 empty] | 10332 | RES ELEC | 200094294
RE240L6-3SLWW | RE240L | Bradford White | 671632827787 | Active | [10 empty] | No | Not Applicable | Not Applicable | Residential Water Heating | Water Heating.Electric | 6 | 6 |  |  |  | 238-44422-00 |  |  |  | 238-39699-00 |  | 238-51237-00 |  |  |  |  | Electric | Electric Resistance | 208 | 3 |  | Indoor |  | Floor Mounted |  | No | Not Applicable | 150 | Not Applicable |  |  |  | 0.75 | No | [7 empty] | 9 kW |  | 49 | 0.91 | 38 | 35 | 41 | On/Off | Not Applicable | [6 empty] | 140 | 25 | 25 | 47.4375 | 146 | 429 | 24 | 32.8125 |  |  |  |  | 33.375 | 33.375 | 33.375 | 8 |  |  |  |  | 23.5625 | [8 empty] | 1 | 150 | 201 | UL174 | Yes | Yes | Yes | No | Not Applicable | [5 empty] | 10332 | RES ELEC | 200094294
RE240L6-3SLXX | RE240L | Bradford White | 671632825394 | Active | [10 empty] | No | Not Applicable | Not Applicable | Residential Water Heating | Water Heating.Electric | 6 | 6 |  |  |  | 238-44422-00 |  |  |  | 238-39699-00 |  | 238-51237-00 |  |  |  |  | Electric | Electric Resistance | 208 | 3 |  | Indoor |  | Floor Mounted |  | No | Not Applicable | 150 | Not Applicable |  |  |  | 0.75 | No | [7 empty] | 10 kW |  | 49 | 0.91 | 38 | 35 | 46 | On/Off | Not Applicable | [6 empty] | 140 | 25 | 25 | 47.4375 | 146 | 429 | 24 | 32.8125 |  |  |  |  | 33.375 | 33.375 | 33.375 | 8 |  |  |  |  | 23.5625 | [8 empty] | 1 | 150 | 201 | UL174 | Yes | Yes | Yes | No | Not Applicable | [5 empty] | 10332 | RES ELEC | 200094294
RE240LN10-1NCWW | RE240LN | Bradford White | 671632901081 | Active | [10 empty] | No | Not Applicable | Not Applicable | Residential Water Heating | Water Heating.Electric | 10 | 6 |  |  |  | 238-44422-00 |  |  |  | 238-39699-00 | [6 empty] | Electric | Electric Resistance | 240/208 | 1 |  | Indoor |  | Floor Mounted |  | No | Not Applicable | 150 | Not Applicable |  |  |  | 0.75 | No | [7 empty] | 4.5/3.5 kW |  | 45 | 0.92 | 37 | 34 | 21/16 | On/Off | Not Applicable | [6 empty] | 140 | 24.94 | 24.75 | 37.13 | 146 | 420 | 24.5 | 31.5 |  |  |  |  | 33.9375 | 33.9375 | 33.9375 | 8 |  |  |  |  | 23.5625 | [8 empty] | 1 | 136 | 180 | UL174 | Yes | Yes | Yes | No | Not Applicable | [5 empty] | 10332 | RES ELEC | 200094294
RE240LN10-1NCWW-403-506-284 | RE240LN | Bradford White | 671632135745 | Active | The ""-284"" indicates that this SKU comes with an Incoloy Element. | The ""-403"" indicates that this SKU comes with a Top T&P Location. | The ""-506"" indicates that this SKU comes with an A420 Aluminum Anode Rod. | [7 empty] | No | Not Applicable | Not Applicable | Residential Water Heating | Water Heating.Electric | 10 | 6 |  |  |  | 238-44422-00 |  |  |  | 238-39699-00 | [6 empty] | Electric | Electric Resistance | 240/208 | 1 |  | Indoor |  | Floor Mounted |  | No | Not Applicable | 150 | Not Applicable |  |  |  | 0.75 | No | [7 empty] | 4.5/3.5 kW |  | 45 | 0.92 | 37 | 34 | 21/16 | On/Off | Not Applicable | [6 empty] | 140 | 24.94 | 24.75 | 37.13 | 146 | 420 | 24.5 | 31.5 |  |  |  |  | 33.9375 | 33.9375 | 33.9375 | 8 |  |  |  |  | 23.5625 | [8 empty] | 1 | 136 | 180 | UL174 | Yes | Yes | Yes | No | Not Applicable | [5 empty] | 10332 | RES ELEC | 200094294
RE240LN10-1NCZZ | RE240LN | Bradford White | 671632320899 | Active | [10 empty] | No | Not Applicable | Not Applicable | Residential Water Heating | Water Heating.Electric | 10 | 6 |  |  |  | 238-44422-00 |  |  |  | 238-39699-00 | [6 empty] | Electric | Electric Resistance | 240/208 | 1 |  | Indoor |  | Floor Mounted |  | No | Not Applicable | 150 | Not Applicable |  |  |  | 0.75 | No | [7 empty] | 6/4.5 kW |  | 45 | 0.92 | 37 | 34 | 28/21 | On/Off | Not Applicable | [6 empty] | 140 | 24.94 | 24.75 | 37.13 | 146 | 420 | 24.5 | 31.5 |  |  |  |  | 33.9375 | 33.9375 | 33.9375 | 8 |  |  |  |  | 23.5625 | [8 empty] | 1 | 136 | 180 | UL174 | Yes | Yes | Yes | No | Not Applicable | [5 empty] | 10332 | RES ELEC | 200094294
RE240LN10-1NCZZ-264 | RE240LN | Bradford White | 671632325467 | Active | The ""-264"" indicates that this SKU comes with an Aluminum Anode Rod. | [9 empty] | No | Not Applicable | Not Applicable | Residential Water Heating | Water Heating.Electric | 10 | 6 |  |  |  | 238-44422-00 |  |  |  | 238-39699-00 | [6 empty] | Electric | Electric Resistance | 240/208 | 1 |  | Indoor |  | Floor Mounted |  | No | Not Applicable | 150 | Not Applicable |  |  |  | 0.75 | No | [7 empty] | 6/4.5 kW |  | 45 | 0.92 | 37 | 34 | 28/21 | On/Off | Not Applicable | [6 empty] | 140 | 24.94 | 24.75 | 37.13 | 146 | 420 | 24.5 | 31.5 |  |  |  |  | 33.9375 | 33.9375 | 33.9375 | 8 |  |  |  |  | 23.5625 | [8 empty] | 1 | 136 | 180 | UL174 | Yes | Yes | Yes | No | Not Applicable | [5 empty] | 10332 | RES ELEC | 200094294
RE240LN10-1NCZZ-403-264 | RE240LN | Bradford White | 671632680719 | Active | The ""-264"" indicates that this SKU comes with an Aluminum Anode Rod. | The ""-403"" indicates that this SKU comes with a Top T&P Location. | [8 empty] | No | Not Applicable | Not Applicable | Residential Water Heating | Water Heating.Electric | 10 | 6 |  |  |  | 238-44422-00 |  |  |  | 238-39699-00 | [6 empty] | Electric | Electric Resistance | 240/208 | 1 |  | Indoor |  | Floor Mounted |  | No | Not Applicable | 150 | Not Applicable |  |  |  | 0.75 | No | [7 empty] | 6/4.5 kW |  | 45 | 0.92 | 37 | 34 | 28/21 | On/Off | Not Applicable | [6 empty] | 140 | 24.94 | 24.75 | 37.13 | 146 | 420 | 24.5 | 31.5 |  |  |  |  | 33.9375 | 33.9375 | 33.9375 | 8 |  |  |  |  | 23.5625 | [8 empty] | 1 | 136 | 180 | UL1453 | Yes | Yes | Yes | No | Not Applicable | [5 empty] | 10332 | RES ELEC | 200094294
RE240LN10-1NLYY | RE240LN | Bradford White | 671632333998 | Active | [10 empty] | No | Not Applicable | Not Applicable | Residential Water Heating | Water Heating.Electric | 10 | 6 |  |  |  | 238-44422-00 |  |  |  | 238-39699-00 | [6 empty] | Electric | Electric Resistance | 208 | 1 |  | Indoor |  | Floor Mounted |  | No | Not Applicable | 150 | Not Applicable |  |  |  | 0.75 | No | [7 empty] | 5.5 kW |  | 45 | 0.92 | 37 | 34 | 25 | On/Off | Not Applicable | [6 empty] | 140 | 24.94 | 24.75 | 37.13 | 146 | 420 | 24.5 | 31.5 |  |  |  |  | 33.9375 | 33.9375 | 33.9375 | 8 |  |  |  |  | 23.5625 | [8 empty] | 1 | 136 | 180 | UL174 | Yes | Yes | Yes | No | Not Applicable | [5 empty] | 10332 | RES ELEC | 200094294
RE240LN10-3NHTT | RE240LN | Bradford White | 671632998142 | Active | [10 empty] | No | Not Applicable | Not Applicable | Residential Water Heating | Water Heating.Electric | 10 | 6 |  |  |  | 238-44422-00 |  |  |  | 238-39699-00 | [6 empty] | Electric | Electric Resistance | 480 | 3 |  | Indoor |  | Floor Mounted |  | No | Not Applicable | 150 | Not Applicable |  |  |  | 0.75 | No | [7 empty] | 4 kW |  | 45 | 0.92 | 37 | 34 | 18 | On/Off | Not Applicable | [6 empty] | 140 | 24.94 | 24.75 | 37.13 | 146 | 420 | 24.5 | 31.5 |  |  |  |  | 33.9375 | 33.9375 | 33.9375 | 8 |  |  |  |  | 23.5625 | [8 empty] | 1 | 136 | 180 | UL174 | Yes | Yes | Yes | No | Not Applicable | [5 empty] | 10332 | RES ELEC | 200094294
RE240LN6-1NALL | RE240LN | Bradford White | 671632656257 | Active | [10 empty] | No | Not Applicable | Not Applicable | Residential Water Heating | Water Heating.Electric | 6 | 6 |  |  |  | 238-44422-00 |  |  |  | 238-39699-00 | [6 empty] | Electric | Electric Resistance | 120 | 1 |  | Indoor |  | Floor Mounted |  | No | Not Applicable | 150 | Not Applicable |  |  |  | 0.75 | No | [7 empty] | 1.5 kW |  | 45 | 0.92 | 37 | 34 | 7 | On/Off | Not Applicable | [6 empty] | 140 | 24.94 | 24.75 | 37.13 | 146 | 420 | 24.5 | 31.5 |  |  |  |  | 33.9375 | 33.9375 | 33.9375 | 8 |  |  |  |  | 23.5625 | [8 empty] | 1 | 136 | 180 | UL1453 | Yes | Yes | Yes | No | Not Applicable | [5 empty] | 10332 | RES ELEC | 200094294
RE240LN6-1NALL-458 | RE240LN | Bradford White | 671632639755 | Active | The ""-458"" indicates that this SKU was designed and certified for Installation in Canada. | [9 empty] | No | Not Applicable | Not Applicable | Residential Water Heating | Water Heating.Electric | 6 | 6 |  |  |  | 238-44422-00 |  |  |  | 238-39699-00 | [6 empty] | Electric | Electric Resistance | 120 | 1 |  | Indoor |  | Floor Mounted |  | No | Not Applicable | 150 | Not Applicable |  |  |  | 0.75 | No | [7 empty] | 1.5 kW |  |  |  | 37 |  | 7 | On/Off | Not Applicable | [6 empty] | 140 | 24.94 | 24.75 | 37.13 | 146 | 445 | 24.5 | 31.5 |  |  |  |  | 33.9375 | 33.9375 | 33.9375 | 8 |  |  |  |  | 23.5625 | [8 empty] | 1 | 136 | 180 | UL1453 | Yes | No | Yes | No | Not Applicable | 238-45688-00 |  |  |  | 238-45684-00 | 10332 | RES ELEC
RE240LN6-1NAM | RE240LN | Bradford White | 671632138982 | Active | [10 empty] | No | Not Applicable | Not Applicable | Residential Water Heating | Water Heating.Electric | 6 | 6 |  |  |  | 238-44422-00 |  |  |  | 238-39699-00 | [6 empty] | Electric | Electric Resistance | 120 | 1 |  | Indoor |  | Floor Mounted |  | No | Not Applicable | 150 | Not Applicable |  |  |  | 0.75 | No | [7 empty] | 2 kW |  | 45 | 0.92 | 37 | 34 | 9 | On/Off | Not Applicable | [6 empty] | 140 | 24.94 | 24.75 | 37.13 | 146 | 420 | 24.5 | 31.5 |  |  |  |  | 33.9375 | 33.9375 | 33.9375 | 8 |  |  |  |  | 23.5625 | [8 empty] | 1 | 136 | 180 | UL174 | Yes | Yes | Yes | No | Not Applicable | [5 empty] | 10332 | RES ELEC | 200094294
RE240LN6-1NAMM | RE240LN | Bradford White | 671632133758 | Active | [10 empty] | No | Not Applicable | Not Applicable | Residential Water Heating | Water Heating.Electric | 6 | 6 |  |  |  | 238-44422-00 |  |  |  | 238-39699-00 | [6 empty] | Electric | Electric Resistance | 120 | 1 |  | Indoor |  | Floor Mounted |  | No | Not Applicable | 150 | Not Applicable |  |  |  | 0.75 | No | [7 empty] | 2 kW |  | 45 | 0.92 | 37 | 34 | 9 | On/Off | Not Applicable | [6 empty] | 140 | 24.94 | 24.75 | 37.13 | 146 | 420 | 24.5 | 31.5 |  |  |  |  | 33.9375 | 33.9375 | 33.9375 | 8 |  |  |  |  | 23.5625 | [8 empty] | 1 | 136 | 180 | UL174 | Yes | Yes | Yes | No | Not Applicable | [5 empty] | 10332 | RES ELEC | 200094294
RE240LN6-1NANN | RE240LN | Bradford White | 671632888122 | Active | [10 empty] | No | Not Applicable | Not Applicable | Residential Water Heating | Water Heating.Electric | 6 | 6 |  |  |  | 238-44422-00 |  |  |  | 238-39699-00 | [6 empty] | Electric | Electric Resistance | 120 | 1 |  | Indoor |  | Floor Mounted |  | No | Not Applicable | 150 | Not Applicable |  |  |  | 0.75 | No | [7 empty] | 2.5 kW |  | 45 | 0.92 | 37 | 34 | 11 | On/Off | Not Applicable | [6 empty] | 140 | 24.94 | 24.75 | 37.13 | 146 | 420 | 24.5 | 31.5 |  |  |  |  | 33.9375 | 33.9375 | 33.9375 | 8 |  |  |  |  | 23.5625 | [8 empty] | 1 | 136 | 180 | UL174 | Yes | Yes | Yes | No | Not Applicable | [5 empty] | 10332 | RES ELEC | 200094294
RE240LN6-1NAPP | RE240LN | Bradford White | 671632897933 | Active | [10 empty] | No | Not Applicable | Not Applicable | Residential Water Heating | Water Heating.Electric | 6 | 6 |  |  |  | 238-44422-00 |  |  |  | 238-39699-00 | [6 empty] | Electric | Electric Resistance | 120 | 1 |  | Indoor |  | Floor Mounted |  | No | Not Applicable | 150 | Not Applicable |  |  |  | 0.75 | No | [7 empty] | 3 kW |  | 45 | 0.92 | 37 | 34 | 14 | On/Off | Not Applicable | [6 empty] | 140 | 24.94 | 24.75 | 37.13 | 146 | 420 | 24.5 | 31.5 |  |  |  |  | 33.9375 | 33.9375 | 33.9375 | 8 |  |  |  |  | 23.5625 | [8 empty] | 1 | 136 | 180 | UL174 | Yes | Yes | Yes | No | Not Applicable | [5 empty] | 10332 | RES ELEC | 200094294
RE240LN6-1NAPP-403-264 | RE240LN | Bradford White | 671632680603 | Active | The ""-264"" indicates that this SKU comes with an Aluminum Anode Rod. | The ""-403"" indicates that this SKU comes with a Top T&P Location. | [8 empty] | No | Not Applicable | Not Applicable | Residential Water Heating | Water Heating.Electric | 6 | 6 |  |  |  | 238-44422-00 |  |  |  | 238-39699-00 | [6 empty] | Electric | Electric Resistance | 120 | 1 |  | Indoor |  | Floor Mounted |  | No | Not Applicable | 150 | Not Applicable |  |  |  | 0.75 | No | [7 empty] | 3 kW |  | 45 | 0.92 | 37 | 34 | 14 | On/Off | Not Applicable | [6 empty] | 140 | 24.94 | 24.75 | 37.13 | 146 | 420 | 24.5 | 31.5 |  |  |  |  | 33.9375 | 33.9375 | 33.9375 | 8 |  |  |  |  | 23.5625 | [8 empty] | 1 | 136 | 180 | UL1453 | Yes | Yes | Yes | No | Not Applicable | [5 empty] | 10332 | RES ELEC | 200094294
RE240LN6-1NCMM-458 | RE240LN | Bradford White | 671632672752 | Active | The ""-458"" indicates that this SKU was designed and certified for Installation in Canada. | [9 empty] | No | Not Applicable | Not Applicable | Residential Water Heating | Water Heating.Electric | 6 | 6 |  |  |  | 238-44422-00 |  |  |  | 238-39699-00 | [6 empty] | Electric | Electric Resistance | 240/208 | 1 |  | Indoor |  | Floor Mounted |  | No | Not Applicable | 150 | Not Applicable |  |  |  | 0.75 | No | [7 empty] | 2/1.5 kW |  |  |  | 37 |  | 9/7 | On/Off | Not Applicable | [6 empty] | 140 | 24.94 | 24.75 | 37.13 | 146 | 445 | 24.5 | 31.5 |  |  |  |  | 33.9375 | 33.9375 | 33.9375 | 8 |  |  |  |  | 23.5625 | [8 empty] | 1 | 136 | 180 | UL1453 | Yes | No | Yes | No | Not Applicable | 238-45688-00 |  |  |  | 238-45684-00 | 10332 | RES ELEC
RE240LN6-1NCNN-458 | RE240LN | Bradford White | 671632326006 | Active | The ""-458"" indicates that this SKU was designed and certified for Installation in Canada. | [9 empty] | No | Not Applicable | Not Applicable | Residential Water Heating | Water Heating.Electric | 6 | 6 |  |  |  | 238-44422-00 |  |  |  | 238-39699-00 | [6 empty] | Electric | Electric Resistance | 240/208 | 1 |  | Indoor |  | Floor Mounted |  | No | Not Applicable | 150 | Not Applicable |  |  |  | 0.75 | No | [7 empty] | 2.5/2 kW |  |  |  | 37 |  | 11/9 | On/Off | Not Applicable | [6 empty] | 140 | 24.94 | 24.75 | 37.13 | 146 | 445 | 24.5 | 31.5 |  |  |  |  | 33.9375 | 33.9375 | 33.9375 | 8 |  |  |  |  | 23.5625 | [8 empty] | 1 | 136 | 180 | UL1453 | Yes | No | Yes | No | Not Applicable | 238-45688-00 |  |  |  | 238-45684-00 | 10332 | RES ELEC
RE240LN6-1NCPP | RE240LN | Bradford White | 671632571536 | Active | [10 empty] | No | Not Applicable | Not Applicable | Residential Water Heating | Water Heating.Electric | 6 | 6 |  |  |  | 238-44422-00 |  |  |  | 238-39699-00 | [6 empty] | Electric | Electric Resistance | 240 | 1 |  | Indoor |  | Floor Mounted |  | No | Not Applicable | 150 | Not Applicable |  |  |  | 0.75 | No | [7 empty] | 3 kW |  | 45 | 0.92 | 37 | 34 | 14 | On/Off | Not Applicable | [6 empty] | 140 | 24.94 | 24.75 | 37.13 | 146 | 420 | 24.5 | 31.5 |  |  |  |  | 33.9375 | 33.9375 | 33.9375 | 8 |  |  |  |  | 23.5625 | [8 empty] | 1 | 136 | 180 | UL1453 | Yes | Yes | Yes | No | Not Applicable | [5 empty] | 10332 | RES ELEC | 200094294
RE240LN6-1NCPP-403-264 | RE240LN | Bradford White | 671632554485 | Active | The ""-264"" indicates that this SKU comes with an Aluminum Anode Rod. | The ""-403"" indicates that this SKU comes with a Top T&P Location. | [8 empty] | No | Not Applicable | Not Applicable | Residential Water Heating | Water Heating.Electric | 6 | 6 |  |  |  | 238-44422-00 |  |  |  | 238-39699-00 | [6 empty] | Electric | Electric Resistance | 240 | 1 |  | Indoor |  | Floor Mounted |  | No | Not Applicable | 150 | Not Applicable |  |  |  | 0.75 | No | [7 empty] | 3 kW |  | 45 | 0.92 | 37 | 34 | 14 | On/Off | Not Applicable | [6 empty] | 140 | 24.94 | 24.75 | 37.13 | 146 | 420 | 24.5 | 31.5 |  |  |  |  | 33.9375 | 33.9375 | 33.9375 | 8 |  |  |  |  | 23.5625 | [8 empty] | 1 | 136 | 180 | UL1453 | Yes | Yes | Yes | No | Not Applicable | [5 empty] | 10332 | RES ELEC | 200094294
RE240LN6-1NCPP-458 | RE240LN | Bradford White | 671632883479 | Active | The ""-458"" indicates that this SKU was designed and certified for Installation in Canada. | [9 empty] | No | Not Applicable | Not Applicable | Residential Water Heating | Water Heating.Electric | 6 | 6 |  |  |  | 238-44422-00 |  |  |  | 238-39699-00 | [6 empty] | Electric | Electric Resistance | 240 | 1 |  | Indoor |  | Floor Mounted |  | No | Not Applicable | 150 | Not Applicable |  |  |  | 0.75 | No | [7 empty] | 3 kW |  |  |  | 37 |  | 14 | On/Off | Not Applicable | [6 empty] | 140 | 24.94 | 24.75 | 37.13 | 146 | 445 | 24.5 | 31.5 |  |  |  |  | 33.9375 | 33.9375 | 33.9375 | 8 |  |  |  |  | 23.5625 | [8 empty] | 1 | 136 | 180 | UL1453 | Yes | No | Yes | No | Not Applicable | 238-45688-00 |  |  |  | 238-45684-00 | 10332 | RES ELEC
RE240LN6-1NCRR | RE240LN | Bradford White | 671632867219 | Active | [10 empty] | No | Not Applicable | Not Applicable | Residential Water Heating | Water Heating.Electric | 6 | 6 |  |  |  | 238-44422-00 |  |  |  | 238-39699-00 | [6 empty] | Electric | Electric Resistance | 240/208 | 1 |  | Indoor |  | Floor Mounted |  | No | Not Applicable | 150 | Not Applicable |  |  |  | 0.75 | No | [7 empty] | 3.5/2.5 kW |  | 45 | 0.92 | 37 | 34 | 16/11 | On/Off | Not Applicable | [6 empty] | 140 | 24.94 | 24.75 | 37.13 | 146 | 420 | 24.5 | 31.5 |  |  |  |  | 33.9375 | 33.9375 | 33.9375 | 8 |  |  |  |  | 23.5625 | [8 empty] | 1 | 136 | 180 | UL174 | Yes | Yes | Yes | No | Not Applicable | [5 empty] | 10332 | RES ELEC | 200094294
RE240LN6-1NCRR-403 | RE240LN | Bradford White | 671632861200 | Active | The ""-403"" indicates that this SKU comes with a Top T&P Location. | [9 empty] | No | Not Applicable | Not Applicable | Residential Water Heating | Water Heating.Electric | 6 | 6 |  |  |  | 238-44422-00 |  |  |  | 238-39699-00 | [6 empty] | Electric | Electric Resistance | 240/208 | 1 |  | Indoor |  | Floor Mounted |  | No | Not Applicable | 150 | Not Applicable |  |  |  | 0.75 | No | [7 empty] | 3.5/2.5 kW |  | 45 | 0.92 | 37 | 34 | 16/11 | On/Off | Not Applicable | [6 empty] | 140 | 24.94 | 24.75 | 37.13 | 146 | 420 | 24.5 | 31.5 |  |  |  |  | 33.9375 | 33.9375 | 33.9375 | 8 |  |  |  |  | 23.5625 | [8 empty] | 1 | 136 | 180 | UL174 | Yes | Yes | Yes | No | Not Applicable | [5 empty] | 10332 | RES ELEC | 200094294
RE240LN6-1NCRR-403-264 | RE240LN | Bradford White | 671632893997 | Active | The ""-264"" indicates that this SKU comes with an Aluminum Anode Rod. | The ""-403"" indicates that this SKU comes with a Top T&P Location. | [8 empty] | No | Not Applicable | Not Applicable | Residential Water Heating | Water Heating.Electric | 6 | 6 |  |  |  | 238-44422-00 |  |  |  | 238-39699-00 | [6 empty] | Electric | Electric Resistance | 240/208 | 1 |  | Indoor |  | Floor Mounted |  | No | Not Applicable | 150 | Not Applicable |  |  |  | 0.75 | No | [7 empty] | 3.5/2.5 kW |  | 45 | 0.92 | 37 | 34 | 16/11 | On/Off | Not Applicable | [6 empty] | 140 | 24.94 | 24.75 | 37.13 | 146 | 420 | 24.5 | 31.5 |  |  |  |  | 33.9375 | 33.9375 | 33.9375 | 8 |  |  |  |  | 23.5625 | [8 empty] | 1 | 136 | 180 | UL174 | Yes | Yes | Yes | No | Not Applicable | [5 empty] | 10332 | RES ELEC | 200094294
RE240LN6-1NCTT | RE240LN | Bradford White | 671632889327 | Active | [10 empty] | No | Not Applicable | Not Applicable | Residential Water Heating | Water Heating.Electric | 6 | 6 |  |  |  | 238-44422-00 |  |  |  | 238-39699-00 | [6 empty] | Electric | Electric Resistance | 240/208 | 1 |  | Indoor |  | Floor Mounted |  | No | Not Applicable | 150 | Not Applicable |  |  |  | 0.75 | No | [7 empty] | 4/3 kW |  | 45 | 0.92 | 37 | 34 | 18/14 | On/Off | Not Applicable | [6 empty] | 140 | 24.94 | 24.75 | 37.13 | 146 | 420 | 24.5 | 31.5 |  |  |  |  | 33.9375 | 33.9375 | 33.9375 | 8 |  |  |  |  | 23.5625 | [8 empty] | 1 | 136 | 180 | UL174 | Yes | Yes | Yes | No | Not Applicable | [5 empty] | 10332 | RES ELEC | 200094294
RE240LN6-1NCTT-264 | RE240LN | Bradford White | 671632553211 | Active | The ""-264"" indicates that this SKU comes with an Aluminum Anode Rod. | [9 empty] | No | Not Applicable | Not Applicable | Residential Water Heating | Water Heating.Electric | 6 | 6 |  |  |  | 238-44422-00 |  |  |  | 238-39699-00 | [6 empty] | Electric | Electric Resistance | 240/208 | 1 |  | Indoor |  | Floor Mounted |  | No | Not Applicable | 150 | Not Applicable |  |  |  | 0.75 | No | [7 empty] | 4/3 kW |  | 45 | 0.92 | 37 | 34 | 18/14 | On/Off | Not Applicable | [6 empty] | 140 | 24.94 | 24.75 | 37.13 | 146 | 420 | 24.5 | 31.5 |  |  |  |  | 33.9375 | 33.9375 | 33.9375 | 8 |  |  |  |  | 23.5625 | [8 empty] | 1 | 136 | 180 | UL174 | Yes | Yes | Yes | No | Not Applicable | [5 empty] | 10332 | RES ELEC | 200094294
RE240LN6-1NCTT-403 | RE240LN | Bradford White | 671632913633 | Active | The ""-403"" indicates that this SKU comes with a Top T&P Location. | [9 empty] | No | Not Applicable | Not Applicable | Residential Water Heating | Water Heating.Electric | 6 | 6 |  |  |  | 238-44422-00 |  |  |  | 238-39699-00 | [6 empty] | Electric | Electric Resistance | 240/208 | 1 |  | Indoor |  | Floor Mounted |  | No | Not Applicable | 150 | Not Applicable |  |  |  | 0.75 | No | [7 empty] | 4/3 kW |  | 45 | 0.92 | 37 | 34 | 18/14 | On/Off | Not Applicable | [6 empty] | 140 | 24.94 | 24.75 | 37.13 | 146 | 420 | 24.5 | 31.5 |  |  |  |  | 33.9375 | 33.9375 | 33.9375 | 8 |  |  |  |  | 23.5625 | [8 empty] | 1 | 136 | 180 | UL174 | Yes | Yes | Yes | No | Not Applicable | [5 empty] | 10332 | RES ELEC | 200094294
RE240LN6-1NCTT-403-264 | RE240LN | Bradford White | 671632889341 | Active | The ""-264"" indicates that this SKU comes with an Aluminum Anode Rod. | The ""-403"" indicates that this SKU comes with a Top T&P Location. | [8 empty] | No | Not Applicable | Not Applicable | Residential Water Heating | Water Heating.Electric | 6 | 6 |  |  |  | 238-44422-00 |  |  |  | 238-39699-00 | [6 empty] | Electric | Electric Resistance | 240/208 | 1 |  | Indoor |  | Floor Mounted |  | No | Not Applicable | 150 | Not Applicable |  |  |  | 0.75 | No | [7 empty] | 4/3 kW |  | 45 | 0.92 | 37 | 34 | 18/14 | On/Off | Not Applicable | [6 empty] | 140 | 24.94 | 24.75 | 37.13 | 146 | 420 | 24.5 | 31.5 |  |  |  |  | 33.9375 | 33.9375 | 33.9375 | 8 |  |  |  |  | 23.5625 | [8 empty] | 1 | 136 | 180 | UL174 | Yes | Yes | Yes | No | Not Applicable | [5 empty] | 10332 | RES ELEC | 200094294
RE240LN6-1NCTT-458 | RE240LN | Bradford White | 671632641284 | Active | The ""-458"" indicates that this SKU was designed and certified for Installation in Canada. | [9 empty] | No | Not Applicable | Not Applicable | Residential Water Heating | Water Heating.Electric | 6 | 6 |  |  |  | 238-44422-00 |  |  |  | 238-39699-00 | [6 empty] | Electric | Electric Resistance | 240/208 | 1 |  | Indoor |  | Floor Mounted |  | No | Not Applicable | 150 | Not Applicable |  |  |  | 0.75 | No | [7 empty] | 4/3 kW |  |  |  | 37 |  | 18/14 | On/Off | Not Applicable | [6 empty] | 140 | 24.94 | 24.75 | 37.13 | 146 | 445 | 24.5 | 31.5 |  |  |  |  | 33.9375 | 33.9375 | 33.9375 | 8 |  |  |  |  | 23.5625 | [8 empty] | 1 | 136 | 180 | UL1453 | Yes | No | Yes | No | Not Applicable | 238-45688-00 |  |  |  | 238-45684-00 | 10332 | RES ELEC
RE240LN6-1NCWW | RE240LN | Bradford White | 671632856534 | Active | [10 empty] | No | Not Applicable | Not Applicable | Residential Water Heating | Water Heating.Electric | 6 | 6 |  |  |  | 238-44422-00 |  |  |  | 238-39699-00 | [6 empty] | Electric | Electric Resistance | 240/208 | 1 |  | Indoor |  | Floor Mounted |  | No | Not Applicable | 150 | Not Applicable |  |  |  | 0.75 | No | [7 empty] | 4.5/3.5 kW |  | 45 | 0.92 | 37 | 34 | 21/16 | On/Off | Not Applicable | [6 empty] | 140 | 24.94 | 24.75 | 37.13 | 146 | 420 | 24.5 | 31.5 |  |  |  |  | 33.9375 | 33.9375 | 33.9375 | 8 |  |  |  |  | 23.5625 | [8 empty] | 1 | 136 | 180 | UL174 | Yes | Yes | Yes | No | Not Applicable | [5 empty] | 10332 | RES ELEC | 200094294
RE240LN6-1NCWW-264 | RE240LN | Bradford White | 671632861026 | Active | The ""-264"" indicates that this SKU comes with an Aluminum Anode Rod. | [9 empty] | No | Not Applicable | Not Applicable | Residential Water Heating | Water Heating.Electric | 6 | 6 |  |  |  | 238-44422-00 |  |  |  | 238-39699-00 | [6 empty] | Electric | Electric Resistance | 240/208 | 1 |  | Indoor |  | Floor Mounted |  | No | Not Applicable | 150 | Not Applicable |  |  |  | 0.75 | No | [7 empty] | 4.5/3.5 kW |  | 45 | 0.92 | 37 | 34 | 21/16 | On/Off | Not Applicable | [6 empty] | 140 | 24.94 | 24.75 | 37.13 | 146 | 420 | 24.5 | 31.5 |  |  |  |  | 33.9375 | 33.9375 | 33.9375 | 8 |  |  |  |  | 23.5625 | [8 empty] | 1 | 136 | 180 | UL174 | Yes | Yes | Yes | No | Not Applicable | [5 empty] | 10332 | RES ELEC | 200094294
RE240LN6-1NCWW-264-284 | RE240LN | Bradford White | 671632864935 | Active | The ""-264"" indicates that this SKU comes with an Aluminum Anode Rod. | The ""-284"" indicates that this SKU comes with an Incoloy Element. | [8 empty] | No | Not Applicable | Not Applicable | Residential Water Heating | Water Heating.Electric | 6 | 6 |  |  |  | 238-44422-00 |  |  |  | 238-39699-00 | [6 empty] | Electric | Electric Resistance | 240/208 | 1 |  | Indoor |  | Floor Mounted |  | No | Not Applicable | 150 | Not Applicable |  |  |  | 0.75 | No | [7 empty] | 4.5/3.5 kW |  | 45 | 0.92 | 37 | 34 | 21/16 | On/Off | Not Applicable | [6 empty] | 140 | 24.94 | 24.75 | 37.13 | 146 | 420 | 24.5 | 31.5 |  |  |  |  | 33.9375 | 33.9375 | 33.9375 | 8 |  |  |  |  | 23.5625 | [8 empty] | 1 | 136 | 180 | UL174 | Yes | Yes | Yes | No | Not Applicable | [5 empty] | 10332 | RES ELEC | 200094294
RE240LN6-1NCWW-264-458 | RE240LN | Bradford White | 671632649624 | Active | The ""-264"" indicates that this SKU comes with an Aluminum Anode Rod. | The ""-458"" indicates that this SKU was designed and certified for Installation in Canada. | [8 empty] | No | Not Applicable | Not Applicable | Residential Water Heating | Water Heating.Electric | 6 | 6 |  |  |  | 238-44422-00 |  |  |  | 238-39699-00 | [6 empty] | Electric | Electric Resistance | 240/208 | 1 |  | Indoor |  | Floor Mounted |  | No | Not Applicable | 150 | Not Applicable |  |  |  | 0.75 | No | [7 empty] | 4.5/3.5 kW |  |  |  | 37 |  | 21/16 | On/Off | Not Applicable | [6 empty] | 140 | 24.94 | 24.75 | 37.13 | 146 | 445 | 24.5 | 31.5 |  |  |  |  | 33.9375 | 33.9375 | 33.9375 | 8 |  |  |  |  | 23.5625 | [8 empty] | 1 | 136 | 180 | UL1453 | Yes | No | Yes | No | Not Applicable | 238-45688-00 |  |  |  | 238-45684-00 | 10332 | RES ELEC
RE240LN6-1NCWW-284 | RE240LN | Bradford White | 671632861033 | Active | The ""-284"" indicates that this SKU comes with an Incoloy Element. | [9 empty] | No | Not Applicable | Not Applicable | Residential Water Heating | Water Heating.Electric | 6 | 6 |  |  |  | 238-44422-00 |  |  |  | 238-39699-00 | [6 empty] | Electric | Electric Resistance | 240/208 | 1 |  | Indoor |  | Floor Mounted |  | No | Not Applicable | 150 | Not Applicable |  |  |  | 0.75 | No | [7 empty] | 4.5/3.5 kW |  | 45 | 0.92 | 37 | 34 | 21/16 | On/Off | Not Applicable | [6 empty] | 140 | 24.94 | 24.75 | 37.13 | 146 | 420 | 24.5 | 31.5 |  |  |  |  | 33.9375 | 33.9375 | 33.9375 | 8 |  |  |  |  | 23.5625 | [8 empty] | 1 | 136 | 180 | UL174 | Yes | Yes | Yes | No | Not Applicable | [5 empty] | 10332 | RES ELEC | 200094294
RE240LN6-1NCWW-315 | RE240LN | Bradford White | 671632133550 | Active | The ""-315"" indicates that this SKU comes with a Low Watt Density Heating Element, lower location only. | [9 empty] | No | Not Applicable | Not Applicable | Residential Water Heating | Water Heating.Electric | 6 | 6 |  |  |  | 238-44422-00 |  |  |  | 238-39699-00 | [6 empty] | Electric | Electric Resistance | 240/208 | 1 |  | Indoor |  | Floor Mounted |  | No | Not Applicable | 150 | Not Applicable |  |  |  | 0.75 | No | [7 empty] | 4.5/3.5 kW |  | 45 | 0.92 | 37 | 34 | 21/16 | On/Off | Not Applicable | [6 empty] | 140 | 24.94 | 24.75 | 37.13 | 146 | 420 | 24.5 | 31.5 |  |  |  |  | 33.9375 | 33.9375 | 33.9375 | 8 |  |  |  |  | 23.5625 | [8 empty] | 1 | 136 | 180 | UL174 | Yes | Yes | Yes | No | Not Applicable | [5 empty] | 10332 | RES ELEC | 200094294
RE240LN6-1NCWW-403 | RE240LN | Bradford White | 671632861040 | Active | The ""-403"" indicates that this SKU comes with a Top T&P Location. | [9 empty] | No | Not Applicable | Not Applicable | Residential Water Heating | Water Heating.Electric | 6 | 6 |  |  |  | 238-44422-00 |  |  |  | 238-39699-00 | [6 empty] | Electric | Electric Resistance | 240/208 | 1 |  | Indoor |  | Floor Mounted |  | No | Not Applicable | 150 | Not Applicable |  |  |  | 0.75 | No | [7 empty] | 4.5/3.5 kW |  | 45 | 0.92 | 37 | 34 | 21/16 | On/Off | Not Applicable | [6 empty] | 140 | 24.94 | 24.75 | 37.13 | 146 | 420 | 24.5 | 31.5 |  |  |  |  | 33.9375 | 33.9375 | 33.9375 | 8 |  |  |  |  | 23.5625 | [8 empty] | 1 | 136 | 180 | UL174 | Yes | Yes | Yes | No | Not Applicable | [5 empty] | 10332 | RES ELEC | 200094294
RE240LN6-1NCWW-403-264 | RE240LN | Bradford White | 671632858804 | Active | The ""-264"" indicates that this SKU comes with an Aluminum Anode Rod. | The ""-403"" indicates that this SKU comes with a Top T&P Location. | [8 empty] | No | Not Applicable | Not Applicable | Residential Water Heating | Water Heating.Electric | 6 | 6 |  |  |  | 238-44422-00 |  |  |  | 238-39699-00 | [6 empty] | Electric | Electric Resistance | 240/208 | 1 |  | Indoor |  | Floor Mounted |  | No | Not Applicable | 150 | Not Applicable |  |  |  | 0.75 | No | [7 empty] | 4.5/3.5 kW |  | 45 | 0.92 | 37 | 34 | 21/16 | On/Off | Not Applicable | [6 empty] | 140 | 24.94 | 24.75 | 37.13 | 146 | 420 | 24.5 | 31.5 |  |  |  |  | 33.9375 | 33.9375 | 33.9375 | 8 |  |  |  |  | 23.5625 | [8 empty] | 1 | 136 | 180 | UL174 | Yes | Yes | Yes | No | Not Applicable | [5 empty] | 10332 | RES ELEC | 200094294
RE240LN6-1NCWW-403-264-284 | RE240LN | Bradford White | 671632314935 | Active | The ""-264"" indicates that this SKU comes with an Aluminum Anode Rod. | The ""-284"" indicates that this SKU comes with an Incoloy Element. | The ""-403"" indicates that this SKU comes with a Top T&P Location. | [7 empty] | No | Not Applicable | Not Applicable | Residential Water Heating | Water Heating.Electric | 6 | 6 |  |  |  | 238-44422-00 |  |  |  | 238-39699-00 | [6 empty] | Electric | Electric Resistance | 240/208 | 1 |  | Indoor |  | Floor Mounted |  | No | Not Applicable | 150 | Not Applicable |  |  |  | 0.75 | No | [7 empty] | 4.5/3.5 kW |  | 45 | 0.92 | 37 | 34 | 21/16 | On/Off | Not Applicable | [6 empty] | 140 | 24.94 | 24.75 | 37.13 | 146 | 420 | 24.5 | 31.5 |  |  |  |  | 33.9375 | 33.9375 | 33.9375 | 8 |  |  |  |  | 23.5625 | [8 empty] | 1 | 136 | 180 | UL174 | Yes | Yes | Yes | No | Not Applicable | [5 empty] | 10332 | RES ELEC | 200094294
RE240LN6-1NCWW-403-284 | RE240LN | Bradford White | 671632137435 | Active | The ""-284"" indicates that this SKU comes with an Incoloy Element. | The ""-403"" indicates that this SKU comes with a Top T&P Location. | [8 empty] | No | Not Applicable | Not Applicable | Residential Water Heating | Water Heating.Electric | 6 | 6 |  |  |  | 238-44422-00 |  |  |  | 238-39699-00 | [6 empty] | Electric | Electric Resistance | 240/208 | 1 |  | Indoor |  | Floor Mounted |  | No | Not Applicable | 150 | Not Applicable |  |  |  | 0.75 | No | [7 empty] | 4.5/3.5 kW |  | 45 | 0.92 | 37 | 34 | 21/16 | On/Off | Not Applicable | [6 empty] | 140 | 24.94 | 24.75 | 37.13 | 146 | 420 | 24.5 | 31.5 |  |  |  |  | 33.9375 | 33.9375 | 33.9375 | 8 |  |  |  |  | 23.5625 | [8 empty] | 1 | 136 | 180 | UL174 | Yes | Yes | Yes | No | Not Applicable | [5 empty] | 10332 | RES ELEC | 200094294
RE240LN6-1NCWW-403-506-284 | RE240LN | Bradford White | 671632124664 | Active | The ""-284"" indicates that this SKU comes with an Incoloy Element. | The ""-403"" indicates that this SKU comes with a Top T&P Location. | The ""-506"" indicates that this SKU comes with an A420 Aluminum Anode Rod. | [7 empty] | No | Not Applicable | Not Applicable | Residential Water Heating | Water Heating.Electric | 6 | 6 |  |  |  | 238-44422-00 |  |  |  | 238-39699-00 | [6 empty] | Electric | Electric Resistance | 240/208 | 1 |  | Indoor |  | Floor Mounted |  | No | Not Applicable | 150 | Not Applicable |  |  |  | 0.75 | No | [7 empty] | 4.5/3.5 kW |  | 45 | 0.92 | 37 | 34 | 21/16 | On/Off | Not Applicable | [6 empty] | 140 | 24.94 | 24.75 | 37.13 | 146 | 420 | 24.5 | 31.5 |  |  |  |  | 33.9375 | 33.9375 | 33.9375 | 8 |  |  |  |  | 23.5625 | [8 empty] | 1 | 136 | 180 | UL174 | Yes | Yes | Yes | No | Not Applicable | [5 empty] | 10332 | RES ELEC | 200094294
RE240LN6-1NCWW-458 | RE240LN | Bradford White | 671632879908 | Active | The ""-458"" indicates that this SKU was designed and certified for Installation in Canada. | [9 empty] | No | Not Applicable | Not Applicable | Residential Water Heating | Water Heating.Electric | 6 | 6 |  |  |  | 238-44422-00 |  |  |  | 238-39699-00 | [6 empty] | Electric | Electric Resistance | 240/208 | 1 |  | Indoor |  | Floor Mounted |  | No | Not Applicable | 150 | Not Applicable |  |  |  | 0.75 | No | [7 empty] | 4.5/3.5 kW |  |  |  | 37 |  | 21/16 | On/Off | Not Applicable | [6 empty] | 140 | 24.94 | 24.75 | 37.13 | 146 | 445 | 24.5 | 31.5 |  |  |  |  | 33.9375 | 33.9375 | 33.9375 | 8 |  |  |  |  | 23.5625 | [8 empty] | 1 | 136 | 180 | UL1453 | Yes | No | Yes | No | Not Applicable | 238-45688-00 |  |  |  | 238-45684-00 | 10332 | RES ELEC
RE240LN6-1NCWW-506 | RE240LN | Bradford White | 671632861057 | Active | The ""-506"" indicates that this SKU comes with an A420 Aluminum Anode Rod. | [9 empty] | No | Not Applicable | Not Applicable | Residential Water Heating | Water Heating.Electric | 6 | 6 |  |  |  | 238-44422-00 |  |  |  | 238-39699-00 | [6 empty] | Electric | Electric Resistance | 240/208 | 1 |  | Indoor |  | Floor Mounted |  | No | Not Applicable | 150 | Not Applicable |  |  |  | 0.75 | No | [7 empty] | 4.5/3.5 kW |  | 45 | 0.92 | 37 | 34 | 21/16 | On/Off | Not Applicable | [6 empty] | 140 | 24.94 | 24.75 | 37.13 | 146 | 420 | 24.5 | 31.5 |  |  |  |  | 33.9375 | 33.9375 | 33.9375 | 8 |  |  |  |  | 23.5625 | [8 empty] | 1 | 136 | 180 | UL174 | Yes | Yes | Yes | No | Not Applicable | [5 empty] | 10332 | RES ELEC | 200094294
RE240LN6-1NCWW-506-284 | RE240LN | Bradford White | 671632127993 | Active | The ""-284"" indicates that this SKU comes with an Incoloy Element. | The ""-506"" indicates that this SKU comes with an A420 Aluminum Anode Rod. | [8 empty] | No | Not Applicable | Not Applicable | Residential Water Heating | Water Heating.Electric | 6 | 6 |  |  |  | 238-44422-00 |  |  |  | 238-39699-00 | [6 empty] | Electric | Electric Resistance | 240/208 | 1 |  | Indoor |  | Floor Mounted |  | No | Not Applicable | 150 | Not Applicable |  |  |  | 0.75 | No | [7 empty] | 4.5/3.5 kW |  | 45 | 0.92 | 37 | 34 | 21/16 | On/Off | Not Applicable | [6 empty] | 140 | 24.94 | 24.75 | 37.13 | 146 | 420 | 24.5 | 31.5 |  |  |  |  | 33.9375 | 33.9375 | 33.9375 | 8 |  |  |  |  | 23.5625 | [8 empty] | 1 | 136 | 180 | UL174 | Yes | Yes | Yes | No | Not Applicable | [5 empty] | 10332 | RES ELEC | 200094294
RE240LN6-1NCXX | RE240LN | Bradford White | 671632669226 | Active | [10 empty] | No | Not Applicable | Not Applicable | Residential Water Heating | Water Heating.Electric | 6 | 6 |  |  |  | 238-44422-00 |  |  |  | 238-39699-00 | [6 empty] | Electric | Electric Resistance | 240 | 1 |  | Indoor |  | Floor Mounted |  | No | Not Applicable | 150 | Not Applicable |  |  |  | 0.75 | No | [7 empty] | 5 kW |  | 45 | 0.92 | 37 | 34 | 23 | On/Off | Not Applicable | [6 empty] | 140 | 24.94 | 24.75 | 37.13 | 146 | 420 | 24.5 | 31.5 |  |  |  |  | 33.9375 | 33.9375 | 33.9375 | 8 |  |  |  |  | 23.5625 | [8 empty] | 1 | 136 | 180 | UL1453 | Yes | Yes | Yes | No | Not Applicable | [5 empty] | 10332 | RES ELEC | 200094294
RE240LN6-1NCY | RE240LN | Bradford White | 671632334902 | Active | [10 empty] | No | Not Applicable | Not Applicable | Residential Water Heating | Water Heating.Electric | 6 | 6 |  |  |  | 238-44422-00 |  |  |  | 238-39699-00 | [6 empty] | Electric | Electric Resistance | 240/208 | 1 |  | Indoor |  | Floor Mounted |  | No | Not Applicable | 150 | Not Applicable |  |  |  | 0.75 | No | [7 empty] | 5.5/4 kW |  | 45 | 0.92 | 37 | 34 | 25/18 | On/Off | Not Applicable | [6 empty] | 140 | 24.94 | 24.75 | 37.13 | 146 | 420 | 24.5 | 31.5 |  |  |  |  | 33.9375 | 33.9375 | 33.9375 | 8 |  |  |  |  | 23.5625 | [8 empty] | 1 | 136 | 180 | UL174 | Yes | Yes | Yes | No | Not Applicable | [5 empty] | 10332 | RES ELEC | 200094294
RE240LN6-1NCY-264 | RE240LN | Bradford White | 671632654093 | Active | The ""-264"" indicates that this SKU comes with an Aluminum Anode Rod. | [9 empty] | No | Not Applicable | Not Applicable | Residential Water Heating | Water Heating.Electric | 6 | 6 |  |  |  | 238-44422-00 |  |  |  | 238-39699-00 | [6 empty] | Electric | Electric Resistance | 240/208 | 1 |  | Indoor |  | Floor Mounted |  | No | Not Applicable | 150 | Not Applicable |  |  |  | 0.75 | No | [7 empty] | 5.5/4 kW |  | 45 | 0.92 | 37 | 34 | 25/18 | On/Off | Not Applicable | [6 empty] | 140 | 24.94 | 24.75 | 37.13 | 146 | 420 | 24.5 | 31.5 |  |  |  |  | 33.9375 | 33.9375 | 33.9375 | 8 |  |  |  |  | 23.5625 | [8 empty] | 1 | 136 | 180 | UL1453 | Yes | Yes | Yes | No | Not Applicable | [5 empty] | 10332 | RES ELEC | 200094294
RE240LN6-1NCYY | RE240LN | Bradford White | 671632895540 | Active | [10 empty] | No | Not Applicable | Not Applicable | Residential Water Heating | Water Heating.Electric | 6 | 6 |  |  |  | 238-44422-00 |  |  |  | 238-39699-00 | [6 empty] | Electric | Electric Resistance | 240/208 | 1 |  | Indoor |  | Floor Mounted |  | No | Not Applicable | 150 | Not Applicable |  |  |  | 0.75 | No | [7 empty] | 5.5/4 kW |  | 45 | 0.92 | 37 | 34 | 25/18 | On/Off | Not Applicable | [6 empty] | 140 | 24.94 | 24.75 | 37.13 | 146 | 420 | 24.5 | 31.5 |  |  |  |  | 33.9375 | 33.9375 | 33.9375 | 8 |  |  |  |  | 23.5625 | [8 empty] | 1 | 136 | 180 | UL174 | Yes | Yes | Yes | No | Not Applicable | [5 empty] | 10332 | RES ELEC | 200094294
RE240LN6-1NCYY-264 | RE240LN | Bradford White | 671632654109 | Active | The ""-264"" indicates that this SKU comes with an Aluminum Anode Rod. | [9 empty] | No | Not Applicable | Not Applicable | Residential Water Heating | Water Heating.Electric | 6 | 6 |  |  |  | 238-44422-00 |  |  |  | 238-39699-00 | [6 empty] | Electric | Electric Resistance | 240/208 | 1 |  | Indoor |  | Floor Mounted |  | No | Not Applicable | 150 | Not Applicable |  |  |  | 0.75 | No | [7 empty] | 5.5/4 kW |  | 45 | 0.92 | 37 | 34 | 25/18 | On/Off | Not Applicable | [6 empty] | 140 | 24.94 | 24.75 | 37.13 | 146 | 420 | 24.5 | 31.5 |  |  |  |  | 33.9375 | 33.9375 | 33.9375 | 8 |  |  |  |  | 23.5625 | [8 empty] | 1 | 136 | 180 | UL1453 | Yes | Yes | Yes | No | Not Applicable | [5 empty] | 10332 | RES ELEC | 200094294
RE240LN6-1NCYY-403 | RE240LN | Bradford White | 671632874248 | Active | The ""-403"" indicates that this SKU comes with a Top T&P Location. | [9 empty] | No | Not Applicable | Not Applicable | Residential Water Heating | Water Heating.Electric | 6 | 6 |  |  |  | 238-44422-00 |  |  |  | 238-39699-00 | [6 empty] | Electric | Electric Resistance | 240/208 | 1 |  | Indoor |  | Floor Mounted |  | No | Not Applicable | 150 | Not Applicable |  |  |  | 0.75 | No | [7 empty] | 5.5/4 kW |  | 45 | 0.92 | 37 | 34 | 25/18 | On/Off | Not Applicable | [6 empty] | 140 | 24.94 | 24.75 | 37.13 | 146 | 420 | 24.5 | 31.5 |  |  |  |  | 33.9375 | 33.9375 | 33.9375 | 8 |  |  |  |  | 23.5625 | [8 empty] | 1 | 136 | 180 | UL174 | Yes | Yes | Yes | No | Not Applicable | [5 empty] | 10332 | RES ELEC | 200094294
RE240LN6-1NCYY-403-264 | RE240LN | Bradford White | 671632863723 | Active | The ""-264"" indicates that this SKU comes with an Aluminum Anode Rod. | The ""-403"" indicates that this SKU comes with a Top T&P Location. | [8 empty] | No | Not Applicable | Not Applicable | Residential Water Heating | Water Heating.Electric | 6 | 6 |  |  |  | 238-44422-00 |  |  |  | 238-39699-00 | [6 empty] | Electric | Electric Resistance | 240/208 | 1 |  | Indoor |  | Floor Mounted |  | No | Not Applicable | 150 | Not Applicable |  |  |  | 0.75 | No | [7 empty] | 5.5/4 kW |  | 45 | 0.92 | 37 | 34 | 25/18 | On/Off | Not Applicable | [6 empty] | 140 | 24.94 | 24.75 | 37.13 | 146 | 420 | 24.5 | 31.5 |  |  |  |  | 33.9375 | 33.9375 | 33.9375 | 8 |  |  |  |  | 23.5625 | [8 empty] | 1 | 136 | 180 | UL174 | Yes | Yes | Yes | No | Not Applicable | [5 empty] | 10332 | RES ELEC | 200094294
RE240LN6-1NCYY-403-506-284 | RE240LN | Bradford White | 671632320509 | Active | The ""-284"" indicates that this SKU comes with an Incoloy Element. | The ""-403"" indicates that this SKU comes with a Top T&P Location. | The ""-506"" indicates that this SKU comes with an A420 Aluminum Anode Rod. | [7 empty] | No | Not Applicable | Not Applicable | Residential Water Heating | Water Heating.Electric | 6 | 6 |  |  |  | 238-44422-00 |  |  |  | 238-39699-00 | [6 empty] | Electric | Electric Resistance | 240/208 | 1 |  | Indoor |  | Floor Mounted |  | No | Not Applicable | 150 | Not Applicable |  |  |  | 0.75 | No | [7 empty] | 5.5/4 kW |  | 45 | 0.92 | 37 | 34 | 25/18 | On/Off | Not Applicable | [6 empty] | 140 | 24.94 | 24.75 | 37.13 | 146 | 420 | 24.5 | 31.5 |  |  |  |  | 33.9375 | 33.9375 | 33.9375 | 8 |  |  |  |  | 23.5625 | [8 empty] | 1 | 136 | 180 | UL174 | Yes | Yes | Yes | No | Not Applicable | [5 empty] | 10332 | RES ELEC | 200094294
RE240LN6-1NCYY-506-284 | RE240LN | Bradford White | 671632145904 | Active | The ""-284"" indicates that this SKU comes with an Incoloy Element. | The ""-506"" indicates that this SKU comes with an A420 Aluminum Anode Rod. | [8 empty] | No | Not Applicable | Not Applicable | Residential Water Heating | Water Heating.Electric | 6 | 6 |  |  |  | 238-44422-00 |  |  |  | 238-39699-00 | [6 empty] | Electric | Electric Resistance | 240/208 | 1 |  | Indoor |  | Floor Mounted |  | No | Not Applicable | 150 | Not Applicable |  |  |  | 0.75 | No | [7 empty] | 5.5/4 kW |  | 45 | 0.92 | 37 | 34 | 25/18 | On/Off | Not Applicable | [6 empty] | 140 | 24.94 | 24.75 | 37.13 | 146 | 420 | 24.5 | 31.5 |  |  |  |  | 33.9375 | 33.9375 | 33.9375 | 8 |  |  |  |  | 23.5625 | [8 empty] | 1 | 136 | 180 | UL174 | Yes | Yes | Yes | No | Not Applicable | [5 empty] | 10332 | RES ELEC | 200094294
RE240LN6-1NCZ | RE240LN | Bradford White | 671632560295 | Active | [10 empty] | No | Not Applicable | Not Applicable | Residential Water Heating | Water Heating.Electric | 6 | 6 |  |  |  | 238-44422-00 |  |  |  | 238-39699-00 | [6 empty] | Electric | Electric Resistance | 240/208 | 1 |  | Indoor |  | Floor Mounted |  | No | Not Applicable | 150 | Not Applicable |  |  |  | 0.75 | No | [7 empty] | 6/4.5 kW |  | 45 | 0.92 | 37 | 34 | 28/21 | On/Off | Not Applicable | [6 empty] | 140 | 24.94 | 24.75 | 37.13 | 146 | 420 | 24.5 | 31.5 |  |  |  |  | 33.9375 | 33.9375 | 33.9375 | 8 |  |  |  |  | 23.5625 | [8 empty] | 1 | 136 | 180 | UL1453 | Yes | Yes | Yes | No | Not Applicable | [5 empty] | 10332 | RES ELEC | 200094294
RE240LN6-1NCZ-403-264 | RE240LN | Bradford White | 671632906932 | Active | The ""-264"" indicates that this SKU comes with an Aluminum Anode Rod. | The ""-403"" indicates that this SKU comes with a Top T&P Location. | [8 empty] | No | Not Applicable | Not Applicable | Residential Water Heating | Water Heating.Electric | 6 | 6 |  |  |  | 238-44422-00 |  |  |  | 238-39699-00 | [6 empty] | Electric | Electric Resistance | 240/208 | 1 |  | Indoor |  | Floor Mounted |  | No | Not Applicable | 150 | Not Applicable |  |  |  | 0.75 | No | [7 empty] | 6/4.5 kW |  | 45 | 0.92 | 37 | 34 | 28/21 | On/Off | Not Applicable | [6 empty] | 140 | 24.94 | 24.75 | 37.13 | 146 | 420 | 24.5 | 31.5 |  |  |  |  | 33.9375 | 33.9375 | 33.9375 | 8 |  |  |  |  | 23.5625 | [8 empty] | 1 | 136 | 180 | UL174 | Yes | Yes | Yes | No | Not Applicable | [5 empty] | 10332 | RES ELEC | 200094294
RE240LN6-1NCZZ | RE240LN | Bradford White | 671632869787 | Active | [10 empty] | No | Not Applicable | Not Applicable | Residential Water Heating | Water Heating.Electric | 6 | 6 |  |  |  | 238-44422-00 |  |  |  | 238-39699-00 | [6 empty] | Electric | Electric Resistance | 240/208 | 1 |  | Indoor |  | Floor Mounted |  | No | Not Applicable | 150 | Not Applicable |  |  |  | 0.75 | No | [7 empty] | 6/4.5 kW |  | 45 | 0.92 | 37 | 34 | 28/21 | On/Off | Not Applicable | [6 empty] | 140 | 24.94 | 24.75 | 37.13 | 146 | 420 | 24.5 | 31.5 |  |  |  |  | 33.9375 | 33.9375 | 33.9375 | 8 |  |  |  |  | 23.5625 | [8 empty] | 1 | 136 | 180 | UL174 | Yes | Yes | Yes | No | Not Applicable | [5 empty] | 10332 | RES ELEC | 200094294
RE240LN6-1NCZZ-264 | RE240LN | Bradford White | 671632334674 | Active | The ""-264"" indicates that this SKU comes with an Aluminum Anode Rod. | [9 empty] | No | Not Applicable | Not Applicable | Residential Water Heating | Water Heating.Electric | 6 | 6 |  |  |  | 238-44422-00 |  |  |  | 238-39699-00 | [6 empty] | Electric | Electric Resistance | 240/208 | 1 |  | Indoor |  | Floor Mounted |  | No | Not Applicable | 150 | Not Applicable |  |  |  | 0.75 | No | [7 empty] | 6/4.5 kW |  | 45 | 0.92 | 37 | 34 | 28/21 | On/Off | Not Applicable | [6 empty] | 140 | 24.94 | 24.75 | 37.13 | 146 | 420 | 24.5 | 31.5 |  |  |  |  | 33.9375 | 33.9375 | 33.9375 | 8 |  |  |  |  | 23.5625 | [8 empty] | 1 | 136 | 180 | UL174 | Yes | Yes | Yes | No | Not Applicable | [5 empty] | 10332 | RES ELEC | 200094294
RE240LN6-1NCZZ-284 | RE240LN | Bradford White | 671632326624 | Active | The ""-284"" indicates that this SKU comes with an Incoloy Element. | [9 empty] | No | Not Applicable | Not Applicable | Residential Water Heating | Water Heating.Electric | 6 | 6 |  |  |  | 238-44422-00 |  |  |  | 238-39699-00 | [6 empty] | Electric | Electric Resistance | 240/208 | 1 |  | Indoor |  | Floor Mounted |  | No | Not Applicable | 150 | Not Applicable |  |  |  | 0.75 | No | [7 empty] | 6/4.5 kW |  | 45 | 0.92 | 37 | 34 | 28/21 | On/Off | Not Applicable | [6 empty] | 140 | 24.94 | 24.75 | 37.13 | 146 | 420 | 24.5 | 31.5 |  |  |  |  | 33.9375 | 33.9375 | 33.9375 | 8 |  |  |  |  | 23.5625 | [8 empty] | 1 | 136 | 180 | UL174 | Yes | Yes | Yes | No | Not Applicable | [5 empty] | 10332 | RES ELEC | 200094294
RE240LN6-1NCZZ-403 | RE240LN | Bradford White | 671632869480 | Active | The ""-403"" indicates that this SKU comes with a Top T&P Location. | [9 empty] | No | Not Applicable | Not Applicable | Residential Water Heating | Water Heating.Electric | 6 | 6 |  |  |  | 238-44422-00 |  |  |  | 238-39699-00 | [6 empty] | Electric | Electric Resistance | 240/208 | 1 |  | Indoor |  | Floor Mounted |  | No | Not Applicable | 150 | Not Applicable |  |  |  | 0.75 | No | [7 empty] | 6/4.5 kW |  | 45 | 0.92 | 37 | 34 | 28/21 | On/Off | Not Applicable | [6 empty] | 140 | 24.94 | 24.75 | 37.13 | 146 | 420 | 24.5 | 31.5 |  |  |  |  | 33.9375 | 33.9375 | 33.9375 | 8 |  |  |  |  | 23.5625 | [8 empty] | 1 | 136 | 180 | UL174 | Yes | Yes | Yes | No | Not Applicable | [5 empty] | 10332 | RES ELEC | 200094294
RE240LN6-1NCZZ-403-264 | RE240LN | Bradford White | 671632858811 | Active | The ""-264"" indicates that this SKU comes with an Aluminum Anode Rod. | The ""-403"" indicates that this SKU comes with a Top T&P Location. | [8 empty] | No | Not Applicable | Not Applicable | Residential Water Heating | Water Heating.Electric | 6 | 6 |  |  |  | 238-44422-00 |  |  |  | 238-39699-00 | [6 empty] | Electric | Electric Resistance | 240/208 | 1 |  | Indoor |  | Floor Mounted |  | No | Not Applicable | 150 | Not Applicable |  |  |  | 0.75 | No | [7 empty] | 6/4.5 kW |  | 45 | 0.92 | 37 | 34 | 28/21 | On/Off | Not Applicable | [6 empty] | 140 | 24.94 | 24.75 | 37.13 | 146 | 420 | 24.5 | 31.5 |  |  |  |  | 33.9375 | 33.9375 | 33.9375 | 8 |  |  |  |  | 23.5625 | [8 empty] | 1 | 136 | 180 | UL174 | Yes | Yes | Yes | No | Not Applicable | [5 empty] | 10332 | RES ELEC | 200094294
RE240LN6-1NCZZ-458 | RE240LN | Bradford White | 671632578924 | Active | The ""-458"" indicates that this SKU was designed and certified for Installation in Canada. | [9 empty] | No | Not Applicable | Not Applicable | Residential Water Heating | Water Heating.Electric | 6 | 6 |  |  |  | 238-44422-00 |  |  |  | 238-39699-00 | [6 empty] | Electric | Electric Resistance | 240/208 | 1 |  | Indoor |  | Floor Mounted |  | No | Not Applicable | 150 | Not Applicable |  |  |  | 0.75 | No | [7 empty] | 6/4.5 kW |  |  |  | 37 |  | 28/21 | On/Off | Not Applicable | [6 empty] | 140 | 24.94 | 24.75 | 37.13 | 146 | 445 | 24.5 | 31.5 |  |  |  |  | 33.9375 | 33.9375 | 33.9375 | 8 |  |  |  |  | 23.5625 | [8 empty] | 1 | 136 | 180 | UL1453 | Yes | No | Yes | No | Not Applicable | 238-45688-00 |  |  |  | 238-45684-00 | 10332 | RES ELEC
RE240LN6-1NCZZ-506-284 | RE240LN | Bradford White | 671632638215 | Active | The ""-284"" indicates that this SKU comes with an Incoloy Element. | The ""-506"" indicates that this SKU comes with an A420 Aluminum Anode Rod. | [8 empty] | No | Not Applicable | Not Applicable | Residential Water Heating | Water Heating.Electric | 6 | 6 |  |  |  | 238-44422-00 |  |  |  | 238-39699-00 | [6 empty] | Electric | Electric Resistance | 240/208 | 1 |  | Indoor |  | Floor Mounted |  | No | Not Applicable | 150 | Not Applicable |  |  |  | 0.75 | No | [7 empty] | 6/4.5 kW |  | 45 | 0.92 | 37 | 34 | 28/21 | On/Off | Not Applicable | [6 empty] | 140 | 24.94 | 24.75 | 37.13 | 146 | 420 | 24.5 | 31.5 |  |  |  |  | 33.9375 | 33.9375 | 33.9375 | 8 |  |  |  |  | 23.5625 | [8 empty] | 1 | 136 | 180 | UL1453 | Yes | Yes | Yes | No | Not Applicable | [5 empty] | 10332 | RES ELEC | 200094294
RE240LN6-1NEWW | RE240LN | Bradford White | 671632897049 | Active | [10 empty] | No | Not Applicable | Not Applicable | Residential Water Heating | Water Heating.Electric | 6 | 6 |  |  |  | 238-44422-00 |  |  |  | 238-39699-00 | [6 empty] | Electric | Electric Resistance | 277 | 1 |  | Indoor |  | Floor Mounted |  | No | Not Applicable | 150 | Not Applicable |  |  |  | 0.75 | No | [7 empty] | 4.5 kW |  | 45 | 0.92 | 37 | 34 | 21 | On/Off | Not Applicable | [6 empty] | 140 | 24.94 | 24.75 | 37.13 | 146 | 420 | 24.5 | 31.5 |  |  |  |  | 33.9375 | 33.9375 | 33.9375 | 8 |  |  |  |  | 23.5625 | [8 empty] | 1 | 136 | 180 | UL174 | Yes | Yes | Yes | No | Not Applicable | [5 empty] | 10332 | RES ELEC | 200094294
RE240LN6-1NEWW-264 | RE240LN | Bradford White | 671632128631 | Active | The ""-264"" indicates that this SKU comes with an Aluminum Anode Rod. | [9 empty] | No | Not Applicable | Not Applicable | Residential Water Heating | Water Heating.Electric | 6 | 6 |  |  |  | 238-44422-00 |  |  |  | 238-39699-00 | [6 empty] | Electric | Electric Resistance | 277 | 1 |  | Indoor |  | Floor Mounted |  | No | Not Applicable | 150 | Not Applicable |  |  |  | 0.75 | No | [7 empty] | 4.5 kW |  | 45 | 0.92 | 37 | 34 | 21 | On/Off | Not Applicable | [6 empty] | 140 | 24.94 | 24.75 | 37.13 | 146 | 420 | 24.5 | 31.5 |  |  |  |  | 33.9375 | 33.9375 | 33.9375 | 8 |  |  |  |  | 23.5625 | [8 empty] | 1 | 136 | 180 | UL174 | Yes | Yes | Yes | No | Not Applicable | [5 empty] | 10332 | RES ELEC | 200094294
RE240LN6-1NEZZ | RE240LN | Bradford White | 671632901159 | Active | [10 empty] | No | Not Applicable | Not Applicable | Residential Water Heating | Water Heating.Electric | 6 | 6 |  |  |  | 238-44422-00 |  |  |  | 238-39699-00 | [6 empty] | Electric | Electric Resistance | 277 | 1 |  | Indoor |  | Floor Mounted |  | No | Not Applicable | 150 | Not Applicable |  |  |  | 0.75 | No | [7 empty] | 6 kW |  | 45 | 0.92 | 37 | 34 | 28 | On/Off | Not Applicable | [6 empty] | 140 | 24.94 | 24.75 | 37.13 | 146 | 420 | 24.5 | 31.5 |  |  |  |  | 33.9375 | 33.9375 | 33.9375 | 8 |  |  |  |  | 23.5625 | [8 empty] | 1 | 136 | 180 | UL174 | Yes | Yes | Yes | No | Not Applicable | [5 empty] | 10332 | RES ELEC | 200094294
RE240LN6-1NHWW | RE240LN | Bradford White | 671632904754 | Active | [10 empty] | No | Not Applicable | Not Applicable | Residential Water Heating | Water Heating.Electric | 6 | 6 |  |  |  | 238-44422-00 |  |  |  | 238-39699-00 | [6 empty] | Electric | Electric Resistance | 480 | 1 |  | Indoor |  | Floor Mounted |  | No | Not Applicable | 150 | Not Applicable |  |  |  | 0.75 | No | [7 empty] | 4.5 kW |  | 45 | 0.92 | 37 | 34 | 21 | On/Off | Not Applicable | [6 empty] | 140 | 24.94 | 24.75 | 37.13 | 146 | 420 | 24.5 | 31.5 |  |  |  |  | 33.9375 | 33.9375 | 33.9375 | 8 |  |  |  |  | 23.5625 | [8 empty] | 1 | 136 | 180 | UL174 | Yes | Yes | Yes | No | Not Applicable | [5 empty] | 10332 | RES ELEC | 200094294
RE240LN6-1NHZZ | RE240LN | Bradford White | 671632331475 | Active | [10 empty] | No | Not Applicable | Not Applicable | Residential Water Heating | Water Heating.Electric | 6 | 6 |  |  |  | 238-44422-00 |  |  |  | 238-39699-00 | [6 empty] | Electric | Electric Resistance | 480 | 1 |  | Indoor |  | Floor Mounted |  | No | Not Applicable | 150 | Not Applicable |  |  |  | 0.75 | No | [7 empty] | 6 kW |  | 45 | 0.92 | 37 | 34 | 28 | On/Off | Not Applicable | [6 empty] | 140 | 24.94 | 24.75 | 37.13 | 146 | 420 | 24.5 | 31.5 |  |  |  |  | 33.9375 | 33.9375 | 33.9375 | 8 |  |  |  |  | 23.5625 | [8 empty] | 1 | 136 | 180 | UL174 | Yes | Yes | Yes | No | Not Applicable | [5 empty] | 10332 | RES ELEC | 200094294
RE240LN6-1NLXX | RE240LN | Bradford White | 671632325375 | Active | [10 empty] | No | Not Applicable | Not Applicable | Residential Water Heating | Water Heating.Electric | 6 | 6 |  |  |  | 238-44422-00 |  |  |  | 238-39699-00 | [6 empty] | Electric | Electric Resistance | 208 | 1 |  | Indoor |  | Floor Mounted |  | No | Not Applicable | 150 | Not Applicable |  |  |  | 0.75 | No | [7 empty] | 5 kW |  | 45 | 0.92 | 37 | 34 | 23 | On/Off | Not Applicable | [6 empty] | 140 | 24.94 | 24.75 | 37.13 | 146 | 420 | 24.5 | 31.5 |  |  |  |  | 33.9375 | 33.9375 | 33.9375 | 8 |  |  |  |  | 23.5625 | [8 empty] | 1 | 136 | 180 | UL174 | Yes | Yes | Yes | No | Not Applicable | [5 empty] | 10332 | RES ELEC | 200094294
RE240LN6-1NLXX-403-264 | RE240LN | Bradford White | 671632336579 | Active | The ""-264"" indicates that this SKU comes with an Aluminum Anode Rod. | The ""-403"" indicates that this SKU comes with a Top T&P Location. | [8 empty] | No | Not Applicable | Not Applicable | Residential Water Heating | Water Heating.Electric | 6 | 6 |  |  |  | 238-44422-00 |  |  |  | 238-39699-00 | [6 empty] | Electric | Electric Resistance | 208 | 1 |  | Indoor |  | Floor Mounted |  | No | Not Applicable | 150 | Not Applicable |  |  |  | 0.75 | No | [7 empty] | 5 kW |  | 45 | 0.92 | 37 | 34 | 23 | On/Off | Not Applicable | [6 empty] | 140 | 24.94 | 24.75 | 37.13 | 146 | 420 | 24.5 | 31.5 |  |  |  |  | 33.9375 | 33.9375 | 33.9375 | 8 |  |  |  |  | 23.5625 | [8 empty] | 1 | 136 | 180 | UL174 | Yes | Yes | Yes | No | Not Applicable | [5 empty] | 10332 | RES ELEC | 200094294
RE240LN6-1NLY-403 | RE240LN | Bradford White | 671632138869 | Active | The ""-403"" indicates that this SKU comes with a Top T&P Location. | [9 empty] | No | Not Applicable | Not Applicable | Residential Water Heating | Water Heating.Electric | 6 | 6 |  |  |  | 238-44422-00 |  |  |  | 238-39699-00 | [6 empty] | Electric | Electric Resistance | 208 | 1 |  | Indoor |  | Floor Mounted |  | No | Not Applicable | 150 | Not Applicable |  |  |  | 0.75 | No | [7 empty] | 5.5 kW |  | 45 | 0.92 | 37 | 34 | 25 | On/Off | Not Applicable | [6 empty] | 140 | 24.94 | 24.75 | 37.13 | 146 | 420 | 24.5 | 31.5 |  |  |  |  | 33.9375 | 33.9375 | 33.9375 | 8 |  |  |  |  | 23.5625 | [8 empty] | 1 | 136 | 180 | UL174 | Yes | Yes | Yes | No | Not Applicable | [5 empty] | 10332 | RES ELEC | 200094294
RE240LN6-1NLYY | RE240LN | Bradford White | 671632580552 | Active | [10 empty] | No | Not Applicable | Not Applicable | Residential Water Heating | Water Heating.Electric | 6 | 6 |  |  |  | 238-44422-00 |  |  |  | 238-39699-00 | [6 empty] | Electric | Electric Resistance | 208 | 1 |  | Indoor |  | Floor Mounted |  | No | Not Applicable | 150 | Not Applicable |  |  |  | 0.75 | No | [7 empty] | 5.5 kW |  | 45 | 0.92 | 37 | 34 | 25 | On/Off | Not Applicable | [6 empty] | 140 | 24.94 | 24.75 | 37.13 | 146 | 420 | 24.5 | 31.5 |  |  |  |  | 33.9375 | 33.9375 | 33.9375 | 8 |  |  |  |  | 23.5625 | [8 empty] | 1 | 136 | 180 | UL1453 | Yes | Yes | Yes | No | Not Applicable | [5 empty] | 10332 | RES ELEC | 200094294
RE240LN6-1NLYY-264 | RE240LN | Bradford White | 671632580569 | Active | The ""-264"" indicates that this SKU comes with an Aluminum Anode Rod. | [9 empty] | No | Not Applicable | Not Applicable | Residential Water Heating | Water Heating.Electric | 6 | 6 |  |  |  | 238-44422-00 |  |  |  | 238-39699-00 | [6 empty] | Electric | Electric Resistance | 208 | 1 |  | Indoor |  | Floor Mounted |  | No | Not Applicable | 150 | Not Applicable |  |  |  | 0.75 | No | [7 empty] | 5.5 kW |  | 45 | 0.92 | 37 | 34 | 25 | On/Off | Not Applicable | [6 empty] | 140 | 24.94 | 24.75 | 37.13 | 146 | 420 | 24.5 | 31.5 |  |  |  |  | 33.9375 | 33.9375 | 33.9375 | 8 |  |  |  |  | 23.5625 | [8 empty] | 1 | 136 | 180 | UL1453 | Yes | Yes | Yes | No | Not Applicable | [5 empty] | 10332 | RES ELEC | 200094294
RE240LN6-1NLYY-403 | RE240LN | Bradford White | 671632135011 | Active | The ""-403"" indicates that this SKU comes with a Top T&P Location. | [9 empty] | No | Not Applicable | Not Applicable | Residential Water Heating | Water Heating.Electric | 6 | 6 |  |  |  | 238-44422-00 |  |  |  | 238-39699-00 | [6 empty] | Electric | Electric Resistance | 208 | 1 |  | Indoor |  | Floor Mounted |  | No | Not Applicable | 150 | Not Applicable |  |  |  | 0.75 | No | [7 empty] | 5.5 kW |  | 45 | 0.92 | 37 | 34 | 25 | On/Off | Not Applicable | [6 empty] | 140 | 24.94 | 24.75 | 37.13 | 146 | 420 | 24.5 | 31.5 |  |  |  |  | 33.9375 | 33.9375 | 33.9375 | 8 |  |  |  |  | 23.5625 | [8 empty] | 1 | 136 | 180 | UL174 | Yes | Yes | Yes | No | Not Applicable | [5 empty] | 10332 | RES ELEC | 200094294
RE240LN6-1NLYY-403-264 | RE240LN | Bradford White | 671632858798 | Active | The ""-264"" indicates that this SKU comes with an Aluminum Anode Rod. | The ""-403"" indicates that this SKU comes with a Top T&P Location. | [8 empty] | No | Not Applicable | Not Applicable | Residential Water Heating | Water Heating.Electric | 6 | 6 |  |  |  | 238-44422-00 |  |  |  | 238-39699-00 | [6 empty] | Electric | Electric Resistance | 208 | 1 |  | Indoor |  | Floor Mounted |  | No | Not Applicable | 150 | Not Applicable |  |  |  | 0.75 | No | [7 empty] | 5.5 kW |  | 45 | 0.92 | 37 | 34 | 25 | On/Off | Not Applicable | [6 empty] | 140 | 24.94 | 24.75 | 37.13 | 146 | 420 | 24.5 | 31.5 |  |  |  |  | 33.9375 | 33.9375 | 33.9375 | 8 |  |  |  |  | 23.5625 | [8 empty] | 1 | 136 | 180 | UL174 | Yes | Yes | Yes | No | Not Applicable | [5 empty] | 10332 | RES ELEC | 200094294
RE240LN6-1NLYY-458 | RE240LN | Bradford White | 671632129577 | Active | The ""-458"" indicates that this SKU was designed and certified for Installation in Canada. | [9 empty] | No | Not Applicable | Not Applicable | Residential Water Heating | Water Heating.Electric | 6 | 6 |  |  |  | 238-44422-00 |  |  |  | 238-39699-00 | [6 empty] | Electric | Electric Resistance | 208 | 1 |  | Indoor |  | Floor Mounted |  | No | Not Applicable | 150 | Not Applicable |  |  |  | 0.75 | No | [7 empty] | 5.5 kW |  |  |  | 37 |  | 25 | On/Off | Not Applicable | [6 empty] | 140 | 24.94 | 24.75 | 37.13 | 146 | 445 | 24.5 | 31.5 |  |  |  |  | 33.9375 | 33.9375 | 33.9375 | 8 |  |  |  |  | 23.5625 | [8 empty] | 1 | 136 | 180 | UL1453 | Yes | No | Yes | No | Not Applicable | 238-45688-00 |  |  |  | 238-45684-00 | 10332 | RES ELEC
RE240LN6-1NLZZ | RE240LN | Bradford White | 671632888214 | Active | [10 empty] | No | Not Applicable | Not Applicable | Residential Water Heating | Water Heating.Electric | 6 | 6 |  |  |  | 238-44422-00 |  |  |  | 238-39699-00 | [6 empty] | Electric | Electric Resistance | 208 | 1 |  | Indoor |  | Floor Mounted |  | No | Not Applicable | 150 | Not Applicable |  |  |  | 0.75 | No | [7 empty] | 6 kW |  | 45 | 0.92 | 37 | 34 | 28 | On/Off | Not Applicable | [6 empty] | 140 | 24.94 | 24.75 | 37.13 | 146 | 420 | 24.5 | 31.5 |  |  |  |  | 33.9375 | 33.9375 | 33.9375 | 8 |  |  |  |  | 23.5625 | [8 empty] | 1 | 136 | 180 | UL174 | Yes | Yes | Yes | No | Not Applicable | [5 empty] | 10332 | RES ELEC | 200094294
RE240LN6-1NLZZ-264 | RE240LN | Bradford White | 671632555192 | Active | The ""-264"" indicates that this SKU comes with an Aluminum Anode Rod. | [9 empty] | No | Not Applicable | Not Applicable | Residential Water Heating | Water Heating.Electric | 6 | 6 |  |  |  | 238-44422-00 |  |  |  | 238-39699-00 | [6 empty] | Electric | Electric Resistance | 208 | 1 |  | Indoor |  | Floor Mounted |  | No | Not Applicable | 150 | Not Applicable |  |  |  | 0.75 | No | [7 empty] | 6 kW |  | 45 | 0.92 | 37 | 34 | 28 | On/Off | Not Applicable | [6 empty] | 140 | 24.94 | 24.75 | 37.13 | 146 | 420 | 24.5 | 31.5 |  |  |  |  | 33.9375 | 33.9375 | 33.9375 | 8 |  |  |  |  | 23.5625 | [8 empty] | 1 | 136 | 180 | UL1453 | Yes | Yes | Yes | No | Not Applicable | [5 empty] | 10332 | RES ELEC | 200094294
RE240LN6-1NLZZ-403 | RE240LN | Bradford White | 671632878734 | Active | The ""-403"" indicates that this SKU comes with a Top T&P Location. | [9 empty] | No | Not Applicable | Not Applicable | Residential Water Heating | Water Heating.Electric | 6 | 6 |  |  |  | 238-44422-00 |  |  |  | 238-39699-00 | [6 empty] | Electric | Electric Resistance | 208 | 1 |  | Indoor |  | Floor Mounted |  | No | Not Applicable | 150 | Not Applicable |  |  |  | 0.75 | No | [7 empty] | 6 kW |  | 45 | 0.92 | 37 | 34 | 28 | On/Off | Not Applicable | [6 empty] | 140 | 24.94 | 24.75 | 37.13 | 146 | 420 | 24.5 | 31.5 |  |  |  |  | 33.9375 | 33.9375 | 33.9375 | 8 |  |  |  |  | 23.5625 | [8 empty] | 1 | 136 | 180 | UL174 | Yes | Yes | Yes | No | Not Applicable | [5 empty] | 10332 | RES ELEC | 200094294
RE240LN6-1NLZZ-403-264 | RE240LN | Bradford White | 671632336586 | Active | The ""-264"" indicates that this SKU comes with an Aluminum Anode Rod. | The ""-403"" indicates that this SKU comes with a Top T&P Location. | [8 empty] | No | Not Applicable | Not Applicable | Residential Water Heating | Water Heating.Electric | 6 | 6 |  |  |  | 238-44422-00 |  |  |  | 238-39699-00 | [6 empty] | Electric | Electric Resistance | 208 | 1 |  | Indoor |  | Floor Mounted |  | No | Not Applicable | 150 | Not Applicable |  |  |  | 0.75 | No | [7 empty] | 6 kW |  | 45 | 0.92 | 37 | 34 | 28 | On/Off | Not Applicable | [6 empty] | 140 | 24.94 | 24.75 | 37.13 | 146 | 420 | 24.5 | 31.5 |  |  |  |  | 33.9375 | 33.9375 | 33.9375 | 8 |  |  |  |  | 23.5625 | [8 empty] | 1 | 136 | 180 | UL174 | Yes | Yes | Yes | No | Not Applicable | [5 empty] | 10332 | RES ELEC | 200094294
RE240LN6-1SALL | RE240LN | Bradford White | 671632315055 | Active | [10 empty] | No | Not Applicable | Not Applicable | Residential Water Heating | Water Heating.Electric | 6 | 6 |  |  |  | 238-44422-00 |  |  |  | 238-39699-00 | [6 empty] | Electric | Electric Resistance | 120 | 1 |  | Indoor |  | Floor Mounted |  | No | Not Applicable | 150 | Not Applicable |  |  |  | 0.75 | No | [7 empty] | 3 kW |  | 45 | 0.92 | 37 | 34 | 14 | On/Off | Not Applicable | [6 empty] | 140 | 24.94 | 24.75 | 37.13 | 146 | 420 | 24.5 | 31.5 |  |  |  |  | 33.9375 | 33.9375 | 33.9375 | 8 |  |  |  |  | 23.5625 | [8 empty] | 1 | 136 | 180 | UL174 | Yes | Yes | Yes | No | Not Applicable | [5 empty] | 10332 | RES ELEC | 200094294
RE240LN6-1SCSS-458 | RE240LN | Bradford White | 671632132706 | Active | The ""-458"" indicates that this SKU was designed and certified for Installation in Canada. | [9 empty] | No | Not Applicable | Not Applicable | Residential Water Heating | Water Heating.Electric | 6 | 6 |  |  |  | 238-44422-00 |  |  |  | 238-39699-00 | [6 empty] | Electric | Electric Resistance | 240 | 1 |  | Indoor |  | Floor Mounted |  | No | Not Applicable | 150 | Not Applicable |  |  |  | 0.75 | No | [7 empty] | 8 kW |  |  |  | 37 |  | 37 | On/Off | Not Applicable | [6 empty] | 140 | 24.94 | 24.75 | 37.13 | 146 | 445 | 24.5 | 31.5 |  |  |  |  | 33.9375 | 33.9375 | 33.9375 | 8 |  |  |  |  | 23.5625 | [8 empty] | 1 | 136 | 180 | UL1453 | Yes | No | Yes | No | Not Applicable | 238-45688-00 |  |  |  | 238-45684-00 | 10332 | RES ELEC
RE240LN6-1SCTT | RE240LN | Bradford White | 671632324408 | Active | [10 empty] | No | Not Applicable | Not Applicable | Residential Water Heating | Water Heating.Electric | 6 | 6 |  |  |  | 238-44422-00 |  |  |  | 238-39699-00 | [6 empty] | Electric | Electric Resistance | 240/208 | 1 |  | Indoor |  | Floor Mounted |  | No | Not Applicable | 150 | Not Applicable |  |  |  | 0.75 | No | [7 empty] | 8/6 kW |  | 45 | 0.92 | 37 | 34 | 37/28 | On/Off | Not Applicable | [6 empty] | 140 | 24.94 | 24.75 | 37.13 | 146 | 420 | 24.5 | 31.5 |  |  |  |  | 33.9375 | 33.9375 | 33.9375 | 8 |  |  |  |  | 23.5625 | [8 empty] | 1 | 136 | 180 | UL174 | Yes | Yes | Yes | No | Not Applicable | [5 empty] | 10332 | RES ELEC | 200094294
RE240LN6-1SCWW | RE240LN | Bradford White | 671632129010 | Active | [10 empty] | No | Not Applicable | Not Applicable | Residential Water Heating | Water Heating.Electric | 6 | 6 |  |  |  | 238-44422-00 |  |  |  | 238-39699-00 | [6 empty] | Electric | Electric Resistance | 240/208 | 1 |  | Indoor |  | Floor Mounted |  | No | Not Applicable | 150 | Not Applicable |  |  |  | 0.75 | No | [7 empty] | 9/7 kW |  | 45 | 0.92 | 37 | 34 | 41/32 | On/Off | Not Applicable | [6 empty] | 140 | 24.94 | 24.75 | 37.13 | 146 | 420 | 24.5 | 31.5 |  |  |  |  | 33.9375 | 33.9375 | 33.9375 | 8 |  |  |  |  | 23.5625 | [8 empty] | 1 | 136 | 180 | UL174 | Yes | Yes | Yes | No | Not Applicable | [5 empty] | 10332 | RES ELEC | 200094294
RE240LN6-1SCWW-403-264 | RE240LN | Bradford White | 671632580439 | Active | The ""-264"" indicates that this SKU comes with an Aluminum Anode Rod. | The ""-403"" indicates that this SKU comes with a Top T&P Location. | [8 empty] | No | Not Applicable | Not Applicable | Residential Water Heating | Water Heating.Electric | 6 | 6 |  |  |  | 238-44422-00 |  |  |  | 238-39699-00 | [6 empty] | Electric | Electric Resistance | 240/208 | 1 |  | Indoor |  | Floor Mounted |  | No | Not Applicable | 150 | Not Applicable |  |  |  | 0.75 | No | [7 empty] | 9/7 kW |  | 45 | 0.92 | 37 | 34 | 41/32 | On/Off | Not Applicable | [6 empty] | 140 | 24.94 | 24.75 | 37.13 | 146 | 420 | 24.5 | 31.5 |  |  |  |  | 33.9375 | 33.9375 | 33.9375 | 8 |  |  |  |  | 23.5625 | [8 empty] | 1 | 136 | 180 | UL1453 | Yes | Yes | Yes | No | Not Applicable | [5 empty] | 10332 | RES ELEC | 200094294
RE240LN6-1SCWW-458 | RE240LN | Bradford White | 671632000050 | Active | The ""-458"" indicates that this SKU was designed and certified for Installation in Canada. | [9 empty] | No | Not Applicable | Not Applicable | Residential Water Heating | Water Heating.Electric | 6 | 6 |  |  |  | 238-44422-00 |  |  |  | 238-39699-00 | [6 empty] | Electric | Electric Resistance | 240/208 | 1 |  | Indoor |  | Floor Mounted |  | No | Not Applicable | 150 | Not Applicable |  |  |  | 0.75 | No | [7 empty] | 9/7 kW |  |  |  | 37 |  | 41/32 | On/Off | Not Applicable | [6 empty] | 140 | 24.94 | 24.75 | 37.13 | 146 | 445 | 24.5 | 31.5 |  |  |  |  | 33.9375 | 33.9375 | 33.9375 | 8 |  |  |  |  | 23.5625 | [8 empty] | 1 | 136 | 180 | UL1453 | Yes | No | Yes | No | Not Applicable | 238-45688-00 |  |  |  | 238-45684-00 | 10332 | RES ELEC
RE240LN6-1SCYY | RE240LN | Bradford White | 671632892495 | Active | [10 empty] | No | Not Applicable | Not Applicable | Residential Water Heating | Water Heating.Electric | 6 | 6 |  |  |  | 238-44422-00 |  |  |  | 238-39699-00 | [6 empty] | Electric | Electric Resistance | 240/208 | 1 |  | Indoor |  | Floor Mounted |  | No | Not Applicable | 150 | Not Applicable |  |  |  | 0.75 | No | [7 empty] | 11/8 kW |  | 45 | 0.92 | 37 | 34 | 51/37 | On/Off | Not Applicable | [6 empty] | 140 | 24.94 | 24.75 | 37.13 | 146 | 420 | 24.5 | 31.5 |  |  |  |  | 33.9375 | 33.9375 | 33.9375 | 8 |  |  |  |  | 23.5625 | [8 empty] | 1 | 136 | 180 | UL174 | Yes | Yes | Yes | No | Not Applicable | [5 empty] | 10332 | RES ELEC | 200094294
RE240LN6-1SHWW | RE240LN | Bradford White | 671632559923 | Active | [10 empty] | No | Not Applicable | Not Applicable | Residential Water Heating | Water Heating.Electric | 6 | 6 |  |  |  | 238-44422-00 |  |  |  | 238-39699-00 | [6 empty] | Electric | Electric Resistance | 480 | 1 |  | Indoor |  | Floor Mounted |  | No | Not Applicable | 150 | Not Applicable |  |  |  | 0.75 | No | [7 empty] | 9 kW |  | 45 | 0.92 | 37 | 34 | 41 | On/Off | Not Applicable | [6 empty] | 140 | 24.94 | 24.75 | 37.13 | 146 | 420 | 24.5 | 31.5 |  |  |  |  | 33.9375 | 33.9375 | 33.9375 | 8 |  |  |  |  | 23.5625 | [8 empty] | 1 | 136 | 180 | UL1453 | Yes | Yes | Yes | No | Not Applicable | [5 empty] | 10332 | RES ELEC | 200094294
RE240LN6-1SHZZ | RE240LN | Bradford White | 671632559930 | Active | [10 empty] | No | Not Applicable | Not Applicable | Residential Water Heating | Water Heating.Electric | 6 | 6 |  |  |  | 238-44422-00 |  |  |  | 238-39699-00 | [6 empty] | Electric | Electric Resistance | 480 | 1 |  | Indoor |  | Floor Mounted |  | No | Not Applicable | 150 | Not Applicable |  |  |  | 0.75 | No | [7 empty] | 12 kW |  | 45 | 0.92 | 37 | 34 | 55 | On/Off | Not Applicable | [6 empty] | 140 | 24.94 | 24.75 | 37.13 | 146 | 420 | 24.5 | 31.5 |  |  |  |  | 33.9375 | 33.9375 | 33.9375 | 8 |  |  |  |  | 23.5625 | [8 empty] | 1 | 136 | 180 | UL1453 | Yes | Yes | Yes | No | Not Applicable | [5 empty] | 10332 | RES ELEC | 200094294
RE240LN6-1SLWW | RE240LN | Bradford White | 671632554645 | Active | [10 empty] | No | Not Applicable | Not Applicable | Residential Water Heating | Water Heating.Electric | 6 | 6 |  |  |  | 238-44422-00 |  |  |  | 238-39699-00 | [6 empty] | Electric | Electric Resistance | 208 | 1 |  | Indoor |  | Floor Mounted |  | No | Not Applicable | 150 | Not Applicable |  |  |  | 0.75 | No | [7 empty] | 9 kW |  | 45 | 0.92 | 37 | 34 | 41 | On/Off | Not Applicable | [6 empty] | 140 | 24.94 | 24.75 | 37.13 | 146 | 420 | 24.5 | 31.5 |  |  |  |  | 33.9375 | 33.9375 | 33.9375 | 8 |  |  |  |  | 23.5625 | [8 empty] | 1 | 136 | 180 | UL1453 | Yes | Yes | Yes | No | Not Applicable | [5 empty] | 10332 | RES ELEC | 200094294
RE240LN6-1SLWW-403-264 | RE240LN | Bradford White | 671632646975 | Active | The ""-264"" indicates that this SKU comes with an Aluminum Anode Rod. | The ""-403"" indicates that this SKU comes with a Top T&P Location. | [8 empty] | No | Not Applicable | Not Applicable | Residential Water Heating | Water Heating.Electric | 6 | 6 |  |  |  | 238-44422-00 |  |  |  | 238-39699-00 | [6 empty] | Electric | Electric Resistance | 208 | 1 |  | Indoor |  | Floor Mounted |  | No | Not Applicable | 150 | Not Applicable |  |  |  | 0.75 | No | [7 empty] | 9 kW |  | 45 | 0.92 | 37 | 34 | 41 | On/Off | Not Applicable | [6 empty] | 140 | 24.94 | 24.75 | 37.13 | 146 | 420 | 24.5 | 31.5 |  |  |  |  | 33.9375 | 33.9375 | 33.9375 | 8 |  |  |  |  | 23.5625 | [8 empty] | 1 | 136 | 180 | UL1453 | Yes | Yes | Yes | No | Not Applicable | [5 empty] | 10332 | RES ELEC | 200094294
RE240LN6-1SLWW-506-284 | RE240LN | Bradford White | 671632568666 | Active | The ""-284"" indicates that this SKU comes with an Incoloy Element. | The ""-506"" indicates that this SKU comes with an A420 Aluminum Anode Rod. | [8 empty] | No | Not Applicable | Not Applicable | Residential Water Heating | Water Heating.Electric | 6 | 6 |  |  |  | 238-44422-00 |  |  |  | 238-39699-00 | [6 empty] | Electric | Electric Resistance | 208 | 1 |  | Indoor |  | Floor Mounted |  | No | Not Applicable | 150 | Not Applicable |  |  |  | 0.75 | No | [7 empty] | 9 kW |  | 45 | 0.92 | 37 | 34 | 41 | On/Off | Not Applicable | [6 empty] | 140 | 24.94 | 24.75 | 37.13 | 146 | 420 | 24.5 | 31.5 |  |  |  |  | 33.9375 | 33.9375 | 33.9375 | 8 |  |  |  |  | 23.5625 | [8 empty] | 1 | 136 | 180 | UL1453 | Yes | Yes | Yes | No | Not Applicable | [5 empty] | 10332 | RES ELEC | 200094294
RE240LN6-1SLXX | RE240LN | Bradford White | 671632535187 | Active | [10 empty] | No | Not Applicable | Not Applicable | Residential Water Heating | Water Heating.Electric | 6 | 6 |  |  |  | 238-44422-00 |  |  |  | 238-39699-00 | [6 empty] | Electric | Electric Resistance | 208 | 1 |  | Indoor |  | Floor Mounted |  | No | Not Applicable | 150 | Not Applicable |  |  |  | 0.75 | No | [7 empty] | 10 kW |  | 45 | 0.92 | 37 | 34 | 46 | On/Off | Not Applicable | [6 empty] | 140 | 24.94 | 24.75 | 37.13 | 146 | 420 | 24.5 | 31.5 |  |  |  |  | 33.9375 | 33.9375 | 33.9375 | 8 |  |  |  |  | 23.5625 | [8 empty] | 1 | 136 | 180 | UL174 | Yes | Yes | Yes | No | Not Applicable | [5 empty] | 10332 | RES ELEC | 200094294
RE240LN6-1SLYY | RE240LN | Bradford White | 671632656523 | Active | [10 empty] | No | Not Applicable | Not Applicable | Residential Water Heating | Water Heating.Electric | 6 | 6 |  |  |  | 238-44422-00 |  |  |  | 238-39699-00 | [6 empty] | Electric | Electric Resistance | 208 | 1 |  | Indoor |  | Floor Mounted |  | No | Not Applicable | 150 | Not Applicable |  |  |  | 0.75 | No | [7 empty] | 11 kW |  | 45 | 0.92 | 37 | 34 | 51 | On/Off | Not Applicable | [6 empty] | 140 | 24.94 | 24.75 | 37.13 | 146 | 420 | 24.5 | 31.5 |  |  |  |  | 33.9375 | 33.9375 | 33.9375 | 8 |  |  |  |  | 23.5625 | [8 empty] | 1 | 136 | 180 | UL1453 | Yes | Yes | Yes | No | Not Applicable | [5 empty] | 10332 | RES ELEC | 200094294
RE240LN6-3NCTT | RE240LN | Bradford White | 671632555802 | Active | [10 empty] | No | Not Applicable | Not Applicable | Residential Water Heating | Water Heating.Electric | 6 | 6 |  |  |  | 238-44422-00 |  |  |  | 238-39699-00 | [6 empty] | Electric | Electric Resistance | 240/208 | 3 |  | Indoor |  | Floor Mounted |  | No | Not Applicable | 150 | Not Applicable |  |  |  | 0.75 | No | [7 empty] | 4/3 kW |  | 45 | 0.92 | 37 | 34 | 18/14 | On/Off | Not Applicable | [6 empty] | 140 | 24.94 | 24.75 | 37.13 | 146 | 420 | 24.5 | 31.5 |  |  |  |  | 33.9375 | 33.9375 | 33.9375 | 8 |  |  |  |  | 23.5625 | [8 empty] | 1 | 136 | 180 | UL1453 | Yes | Yes | Yes | No | Not Applicable | [5 empty] | 10332 | RES ELEC | 200094294
RE240LN6-3NCWW | RE240LN | Bradford White | 671632132461 | Active | [10 empty] | No | Not Applicable | Not Applicable | Residential Water Heating | Water Heating.Electric | 6 | 6 |  |  |  | 238-44422-00 |  |  |  | 238-39699-00 | [6 empty] | Electric | Electric Resistance | 240/208 | 3 |  | Indoor |  | Floor Mounted |  | No | Not Applicable | 150 | Not Applicable |  |  |  | 0.75 | No | [7 empty] | 4.5/3.5 kW |  | 45 | 0.92 | 37 | 34 | 21/16 | On/Off | Not Applicable | [6 empty] | 140 | 24.94 | 24.75 | 37.13 | 146 | 420 | 24.5 | 31.5 |  |  |  |  | 33.9375 | 33.9375 | 33.9375 | 8 |  |  |  |  | 23.5625 | [8 empty] | 1 | 136 | 180 | UL174 | Yes | Yes | Yes | No | Not Applicable | [5 empty] | 10332 | RES ELEC | 200094294
RE240LN6-3NCZZ | RE240LN | Bradford White | 671632898633 | Active | [10 empty] | No | Not Applicable | Not Applicable | Residential Water Heating | Water Heating.Electric | 6 | 6 |  |  |  | 238-44422-00 |  |  |  | 238-39699-00 | [6 empty] | Electric | Electric Resistance | 240/208 | 3 |  | Indoor |  | Floor Mounted |  | No | Not Applicable | 150 | Not Applicable |  |  |  | 0.75 | No | [7 empty] | 6/4.5 kW |  | 45 | 0.92 | 37 | 34 | 28/21 | On/Off | Not Applicable | [6 empty] | 140 | 24.94 | 24.75 | 37.13 | 146 | 420 | 24.5 | 31.5 |  |  |  |  | 33.9375 | 33.9375 | 33.9375 | 8 |  |  |  |  | 23.5625 | [8 empty] | 1 | 136 | 180 | UL174 | Yes | Yes | Yes | No | Not Applicable | [5 empty] | 10332 | RES ELEC | 200094294
RE240LN6-3NCZZ-264 | RE240LN | Bradford White | 671632139774 | Active | The ""-264"" indicates that this SKU comes with an Aluminum Anode Rod. | [9 empty] | No | Not Applicable | Not Applicable | Residential Water Heating | Water Heating.Electric | 6 | 6 |  |  |  | 238-44422-00 |  |  |  | 238-39699-00 | [6 empty] | Electric | Electric Resistance | 240/208 | 3 |  | Indoor |  | Floor Mounted |  | No | Not Applicable | 150 | Not Applicable |  |  |  | 0.75 | No | [7 empty] | 6/4.5 kW |  | 45 | 0.92 | 37 | 34 | 28/21 | On/Off | Not Applicable | [6 empty] | 140 | 24.94 | 24.75 | 37.13 | 146 | 420 | 24.5 | 31.5 |  |  |  |  | 33.9375 | 33.9375 | 33.9375 | 8 |  |  |  |  | 23.5625 | [8 empty] | 1 | 136 | 180 | UL174 | Yes | Yes | Yes | No | Not Applicable | [5 empty] | 10332 | RES ELEC | 200094294
RE240LN6-3NHMM | RE240LN | Bradford White | 671632650323 | Active | [10 empty] | No | Not Applicable | Not Applicable | Residential Water Heating | Water Heating.Electric | 6 | 6 |  |  |  | 238-44422-00 |  |  |  | 238-39699-00 | [6 empty] | Electric | Electric Resistance | 480 | 3 |  | Indoor |  | Floor Mounted |  | No | Not Applicable | 150 | Not Applicable |  |  |  | 0.75 | No | [7 empty] | 2 kW |  | 45 | 0.92 | 37 | 34 | 9 | On/Off | Not Applicable | [6 empty] | 140 | 24.94 | 24.75 | 37.13 | 146 | 420 | 24.5 | 31.5 |  |  |  |  | 33.9375 | 33.9375 | 33.9375 | 8 |  |  |  |  | 23.5625 | [8 empty] | 1 | 136 | 180 | UL1453 | Yes | Yes | Yes | No | Not Applicable | [5 empty] | 10332 | RES ELEC | 200094294
RE240LN6-3NHTT | RE240LN | Bradford White | 671632998135 | Active | [10 empty] | No | Not Applicable | Not Applicable | Residential Water Heating | Water Heating.Electric | 6 | 6 |  |  |  | 238-44422-00 |  |  |  | 238-39699-00 | [6 empty] | Electric | Electric Resistance | 480 | 3 |  | Indoor |  | Floor Mounted |  | No | Not Applicable | 150 | Not Applicable |  |  |  | 0.75 | No | [7 empty] | 4 kW |  | 45 | 0.92 | 37 | 34 | 18 | On/Off | Not Applicable | [6 empty] | 140 | 24.94 | 24.75 | 37.13 | 146 | 420 | 24.5 | 31.5 |  |  |  |  | 33.9375 | 33.9375 | 33.9375 | 8 |  |  |  |  | 23.5625 | [8 empty] | 1 | 136 | 180 | UL174 | Yes | Yes | Yes | No | Not Applicable | [5 empty] | 10332 | RES ELEC | 200094294
RE240LN6-3NHWW | RE240LN | Bradford White | 671632868889 | Active | [10 empty] | No | Not Applicable | Not Applicable | Residential Water Heating | Water Heating.Electric | 6 | 6 |  |  |  | 238-44422-00 |  |  |  | 238-39699-00 | [6 empty] | Electric | Electric Resistance | 480 | 3 |  | Indoor |  | Floor Mounted |  | No | Not Applicable | 150 | Not Applicable |  |  |  | 0.75 | No | [7 empty] | 4.5 kW |  | 45 | 0.92 | 37 | 34 | 21 | On/Off | Not Applicable | [6 empty] | 140 | 24.94 | 24.75 | 37.13 | 146 | 420 | 24.5 | 31.5 |  |  |  |  | 33.9375 | 33.9375 | 33.9375 | 8 |  |  |  |  | 23.5625 | [8 empty] | 1 | 136 | 180 | UL174 | Yes | Yes | Yes | No | Not Applicable | [5 empty] | 10332 | RES ELEC | 200094294
RE240LN6-3NHZZ | RE240LN | Bradford White | 671632616169 | Active | [10 empty] | No | Not Applicable | Not Applicable | Residential Water Heating | Water Heating.Electric | 6 | 6 |  |  |  | 238-44422-00 |  |  |  | 238-39699-00 | [6 empty] | Electric | Electric Resistance | 480 | 3 |  | Indoor |  | Floor Mounted |  | No | Not Applicable | 150 | Not Applicable |  |  |  | 0.75 | No | [7 empty] | 6 kW |  | 45 | 0.92 | 37 | 34 | 28 | On/Off | Not Applicable | [6 empty] | 140 | 24.94 | 24.75 | 37.13 | 146 | 420 | 24.5 | 31.5 |  |  |  |  | 33.9375 | 33.9375 | 33.9375 | 8 |  |  |  |  | 23.5625 | [8 empty] | 1 | 136 | 180 | UL1453 | Yes | Yes | Yes | No | Not Applicable | [5 empty] | 10332 | RES ELEC | 200094294
RE240LN6-3NLXX | RE240LN | Bradford White | 671632896417 | Active | [10 empty] | No | Not Applicable | Not Applicable | Residential Water Heating | Water Heating.Electric | 6 | 6 |  |  |  | 238-44422-00 |  |  |  | 238-39699-00 | [6 empty] | Electric | Electric Resistance | 208 | 3 |  | Indoor |  | Floor Mounted |  | No | Not Applicable | 150 | Not Applicable |  |  |  | 0.75 | No | [7 empty] | 5 kW |  | 45 | 0.92 | 37 | 34 | 23 | On/Off | Not Applicable | [6 empty] | 140 | 24.94 | 24.75 | 37.13 | 146 | 420 | 24.5 | 31.5 |  |  |  |  | 33.9375 | 33.9375 | 33.9375 | 8 |  |  |  |  | 23.5625 | [8 empty] | 1 | 136 | 180 | UL174 | Yes | Yes | Yes | No | Not Applicable | [5 empty] | 10332 | RES ELEC | 200094294
RE240LN6-3SCTT | RE240LN | Bradford White | 671632680887 | Active | [10 empty] | No | Not Applicable | Not Applicable | Residential Water Heating | Water Heating.Electric | 6 | 6 |  |  |  | 238-44422-00 |  |  |  | 238-39699-00 | [6 empty] | Electric | Electric Resistance | 240/208 | 3 |  | Indoor |  | Floor Mounted |  | No | Not Applicable | 150 | Not Applicable |  |  |  | 0.75 | No | [7 empty] | 8/6 kW |  | 45 | 0.92 | 37 | 34 | 37/28 | On/Off | Not Applicable | [6 empty] | 140 | 24.94 | 24.75 | 37.13 | 146 | 420 | 24.5 | 31.5 |  |  |  |  | 33.9375 | 33.9375 | 33.9375 | 8 |  |  |  |  | 23.5625 | [8 empty] | 1 | 136 | 180 | UL1453 | Yes | Yes | Yes | No | Not Applicable | [5 empty] | 10332 | RES ELEC | 200094294
RE240LN6-3SLWW-506-284 | RE240LN | Bradford White | 671632568758 | Active | The ""-284"" indicates that this SKU comes with an Incoloy Element. | The ""-506"" indicates that this SKU comes with an A420 Aluminum Anode Rod. | [8 empty] | No | Not Applicable | Not Applicable | Residential Water Heating | Water Heating.Electric | 6 | 6 |  |  |  | 238-44422-00 |  |  |  | 238-39699-00 | [6 empty] | Electric | Electric Resistance | 208 | 3 |  | Indoor |  | Floor Mounted |  | No | Not Applicable | 150 | Not Applicable |  |  |  | 0.75 | No | [7 empty] | 9 kW |  | 45 | 0.92 | 37 | 34 | 41 | On/Off | Not Applicable | [6 empty] | 140 | 24.94 | 24.75 | 37.13 | 146 | 420 | 24.5 | 31.5 |  |  |  |  | 33.9375 | 33.9375 | 33.9375 | 8 |  |  |  |  | 23.5625 | [8 empty] | 1 | 136 | 180 | UL1453 | Yes | Yes | Yes | No | Not Applicable | [5 empty] | 10332 | RES ELEC | 200094294
RE240S10-1NCPP-458 | RE240S | Bradford White | 671632557776 | Active | The ""-458"" indicates that this SKU was designed and certified for Installation in Canada. | [9 empty] | No | Not Applicable | Not Applicable | Residential Water Heating | Water Heating.Electric | 10 | 6 |  |  |  | 238-44422-00 |  |  |  | 238-39699-00 | [6 empty] | Electric | Electric Resistance | 240 | 1 |  | Indoor |  | Floor Mounted |  | No | Not Applicable | 150 | Not Applicable |  |  |  | 0.75 | No | [7 empty] | 3 kW |  |  |  | 38 |  | 14 | On/Off | Not Applicable | [6 empty] | 123 | 21 | 21 | 52.125 | 128 | 436 | 20 | 47.5625 |  |  |  |  | 48.6875 | 48.6875 | 48.6875 | 8 |  |  |  |  | 49.4375 | [8 empty] | 1 | 232 | 232 | UL1453 | Yes | No | Yes | No | Not Applicable | 238-45688-00 |  |  |  | 238-45684-00 | 10332 | RES ELEC
RE240S10-1NCWW | RE240S | Bradford White | 671632132294 | Active | [10 empty] | No | Not Applicable | Not Applicable | Residential Water Heating | Water Heating.Electric | 10 | 6 |  |  |  | 238-44422-00 |  |  |  | 238-39699-00 |  | 238-51237-00 |  |  |  |  | Electric | Electric Resistance | 240/208 | 1 |  | Indoor |  | Floor Mounted |  | No | Not Applicable | 150 | Not Applicable |  |  |  | 0.75 | No | [7 empty] | 4.5/3.5 kW |  | 48 | 0.91 | 40 | 36 | 21/16 | On/Off | Not Applicable | [6 empty] | 123 | 27.25 | 21.125 | 52.375 | 128 | 420 | 20 | 47.5625 |  |  |  |  | 48.6875 | 48.6875 | 48.6875 | 8 |  |  |  |  | 49.4375 | [8 empty] | 1 | 184 | 176 | UL174 | Yes | Yes | Yes | No | Not Applicable | [5 empty] | 10332 | RES ELEC | 200094298
RE240S10-1NCWW-264-284 | RE240S | Bradford White | 671632867578 | Active | The ""-264"" indicates that this SKU comes with an Aluminum Anode Rod. | The ""-284"" indicates that this SKU comes with an Incoloy Element. | [8 empty] | No | Not Applicable | Not Applicable | Residential Water Heating | Water Heating.Electric | 10 | 6 |  |  |  | 238-44422-00 |  |  |  | 238-39699-00 |  | 238-51237-00 |  |  |  |  | Electric | Electric Resistance | 240/208 | 1 |  | Indoor |  | Floor Mounted |  | No | Not Applicable | 150 | Not Applicable |  |  |  | 0.75 | No | [7 empty] | 4.5/3.5 kW |  | 48 | 0.91 | 40 | 36 | 21/16 | On/Off | Not Applicable | [6 empty] | 123 | 27.25 | 21.125 | 52.375 | 128 | 420 | 20 | 47.5625 |  |  |  |  | 48.6875 | 48.6875 | 48.6875 | 8 |  |  |  |  | 49.4375 | [8 empty] | 1 | 184 | 176 | UL174 | Yes | Yes | Yes | No | Not Applicable | [5 empty] | 10332 | RES ELEC | 200094298
RE240S6-1NALL | RE240S | Bradford White | 671632878925 | Active | [10 empty] | No | Not Applicable | Not Applicable | Residential Water Heating | Water Heating.Electric | 6 | 6 |  |  |  | 238-44422-00 |  |  |  | 238-39699-00 |  | 238-51237-00 |  |  |  |  | Electric | Electric Resistance | 120 | 1 |  | Indoor |  | Floor Mounted |  | No | Not Applicable | 150 | Not Applicable |  |  |  | 0.75 | No | [7 empty] | 1.5 kW |  | 48 | 0.91 | 40 | 36 | 7 | On/Off | Not Applicable | [6 empty] | 123 | 27.25 | 21.125 | 52.375 | 128 | 420 | 20 | 47.5625 |  |  |  |  | 48.6875 | 48.6875 | 48.6875 | 8 |  |  |  |  | 49.4375 | [8 empty] | 1 | 184 | 176 | UL174 | Yes | Yes | Yes | No | Not Applicable | [5 empty] | 10332 | RES ELEC | 200094298
RE240S6-1NALL-458 | RE240S | Bradford White | 671632829088 | Active | The ""-458"" indicates that this SKU was designed and certified for Installation in Canada. | [9 empty] | No | Not Applicable | Not Applicable | Residential Water Heating | Water Heating.Electric | 6 | 6 |  |  |  | 238-44422-00 |  |  |  | 238-39699-00 | [6 empty] | Electric | Electric Resistance | 120 | 1 |  | Indoor |  | Floor Mounted |  | No | Not Applicable | 150 | Not Applicable |  |  |  | 0.75 | No | [7 empty] | 1.5 kW |  |  |  | 38 |  | 7 | On/Off | Not Applicable | [6 empty] | 123 | 21 | 21 | 52.125 | 128 | 436 | 20 | 47.5625 |  |  |  |  | 48.6875 | 48.6875 | 48.6875 | 8 |  |  |  |  | 49.4375 | [8 empty] | 1 | 232 | 232 | UL1453 | Yes | No | Yes | No | Not Applicable | 238-45688-00 |  |  |  | 238-45684-00 | 10332 | RES ELEC
RE240S6-1NAMM | RE240S | Bradford White | 671632574612 | Active | [10 empty] | No | Not Applicable | Not Applicable | Residential Water Heating | Water Heating.Electric | 6 | 6 |  |  |  | 238-44422-00 |  |  |  | 238-39699-00 |  | 238-51237-00 |  |  |  |  | Electric | Electric Resistance | 120 | 1 |  | Indoor |  | Floor Mounted |  | No | Not Applicable | 150 | Not Applicable |  |  |  | 0.75 | No | [7 empty] | 2 kW |  | 48 | 0.91 | 40 | 36 | 9 | On/Off | Not Applicable | [6 empty] | 123 | 27.25 | 21.125 | 52.375 | 128 | 420 | 20 | 47.5625 |  |  |  |  | 48.6875 | 48.6875 | 48.6875 | 8 |  |  |  |  | 49.4375 | [8 empty] | 1 | 184 | 176 | UL1453 | Yes | Yes | Yes | No | Not Applicable | [5 empty] | 10332 | RES ELEC | 200094298
RE240S6-1NAPP | RE240S | Bradford White | 671632854264 | Active | [10 empty] | No | Not Applicable | Not Applicable | Residential Water Heating | Water Heating.Electric | 6 | 6 |  |  |  | 238-44422-00 |  |  |  | 238-39699-00 |  | 238-51237-00 |  |  |  |  | Electric | Electric Resistance | 120 | 1 |  | Indoor |  | Floor Mounted |  | No | Not Applicable | 150 | Not Applicable |  |  |  | 0.75 | No | [7 empty] | 3 kW |  | 48 | 0.91 | 40 | 36 | 14 | On/Off | Not Applicable | [6 empty] | 123 | 27.25 | 21.125 | 52.375 | 128 | 420 | 20 | 47.5625 |  |  |  |  | 48.6875 | 48.6875 | 48.6875 | 8 |  |  |  |  | 49.4375 | [8 empty] | 1 | 184 | 176 | UL174 | Yes | Yes | Yes | No | Not Applicable | [5 empty] | 10332 | RES ELEC | 200094298
RE240S6-1NAPP-458 | RE240S | Bradford White | 671632906321 | Active | The ""-458"" indicates that this SKU was designed and certified for Installation in Canada. | [9 empty] | No | Not Applicable | Not Applicable | Residential Water Heating | Water Heating.Electric | 6 | 6 |  |  |  | 238-44422-00 |  |  |  | 238-39699-00 | [6 empty] | Electric | Electric Resistance | 120 | 1 |  | Indoor |  | Floor Mounted |  | No | Not Applicable | 150 | Not Applicable |  |  |  | 0.75 | No | [7 empty] | 3 kW |  |  |  | 40 |  | 14 | On/Off | Not Applicable | [6 empty] | 123 | 21 | 21 | 52.125 | 128 | 453 | 20 | 47.5625 |  |  |  |  | 48.6875 | 48.6875 | 48.6875 | 8 |  |  |  |  | 49.4375 | [8 empty] | 1 | 232 | 232 | UL1453 | Yes | No | Yes | No | Not Applicable | 238-45688-00 |  |  |  | 238-45684-00 | 10332 | RES ELEC
RE240S6-1NCNN | RE240S | Bradford White | 671632809691 | Active | [10 empty] | No | Not Applicable | Not Applicable | Residential Water Heating | Water Heating.Electric | 6 | 6 |  |  |  | 238-44422-00 |  |  |  | 238-39699-00 |  | 238-51237-00 |  |  |  |  | Electric | Electric Resistance | 240/208 | 1 |  | Indoor |  | Floor Mounted |  | No | Not Applicable | 150 | Not Applicable |  |  |  | 0.75 | No | [7 empty] | 2.5/2 kW |  | 48 | 0.91 | 40 | 36 | 11/9 | On/Off | Not Applicable | [6 empty] | 123 | 27.25 | 21.125 | 52.375 | 128 | 420 | 20 | 47.5625 |  |  |  |  | 48.6875 | 48.6875 | 48.6875 | 8 |  |  |  |  | 49.4375 | [8 empty] | 1 | 184 | 176 | UL174 | Yes | Yes | Yes | No | Not Applicable | [5 empty] | 10332 | RES ELEC | 200094298
RE240S6-1NCPP-458 | RE240S | Bradford White | 671632817368 | Active | The ""-458"" indicates that this SKU was designed and certified for Installation in Canada. | [9 empty] | No | Not Applicable | Not Applicable | Residential Water Heating | Water Heating.Electric | 6 | 6 |  |  |  | 238-44422-00 |  |  |  | 238-39699-00 | [6 empty] | Electric | Electric Resistance | 240 | 1 |  | Indoor |  | Floor Mounted |  | No | Not Applicable | 150 | Not Applicable |  |  |  | 0.75 | No | [7 empty] | 3 kW |  |  |  | 38 |  | 14 | On/Off | Not Applicable | [6 empty] | 123 | 21 | 21 | 52.125 | 128 | 436 | 20 | 47.5625 |  |  |  |  | 48.6875 | 48.6875 | 48.6875 | 8 |  |  |  |  | 49.4375 | [8 empty] | 1 | 232 | 232 | UL1453 | Yes | No | Yes | No | Not Applicable | 238-45688-00 |  |  |  | 238-45684-00 | 10332 | RES ELEC
RE240S6-1NCRR | RE240S | Bradford White | 671632553464 | Active | [10 empty] | No | Not Applicable | Not Applicable | Residential Water Heating | Water Heating.Electric | 6 | 6 |  |  |  | 238-44422-00 |  |  |  | 238-39699-00 |  | 238-51237-00 |  |  |  |  | Electric | Electric Resistance | 240/208 | 1 |  | Indoor |  | Floor Mounted |  | No | Not Applicable | 150 | Not Applicable |  |  |  | 0.75 | No | [7 empty] | 3.5/2.5 kW |  | 48 | 0.91 | 40 | 36 | 16/11 | On/Off | Not Applicable | [6 empty] | 123 | 27.25 | 21.125 | 52.375 | 128 | 420 | 20 | 47.5625 |  |  |  |  | 48.6875 | 48.6875 | 48.6875 | 8 |  |  |  |  | 49.4375 | [8 empty] | 1 | 184 | 176 | UL174 | Yes | Yes | Yes | No | Not Applicable | [5 empty] | 10332 | RES ELEC | 200094298
RE240S6-1NCRR-264 | RE240S | Bradford White | 671632320820 | Active | The ""-264"" indicates that this SKU comes with an Aluminum Anode Rod. | [9 empty] | No | Not Applicable | Not Applicable | Residential Water Heating | Water Heating.Electric | 6 | 6 |  |  |  | 238-44422-00 |  |  |  | 238-39699-00 |  | 238-51237-00 |  |  |  |  | Electric | Electric Resistance | 240/208 | 1 |  | Indoor |  | Floor Mounted |  | No | Not Applicable | 150 | Not Applicable |  |  |  | 0.75 | No | [7 empty] | 3.5/2.5 kW |  | 48 | 0.91 | 40 | 36 | 16/11 | On/Off | Not Applicable | [6 empty] | 123 | 27.25 | 21.125 | 52.375 | 128 | 420 | 20 | 47.5625 |  |  |  |  | 48.6875 | 48.6875 | 48.6875 | 8 |  |  |  |  | 49.4375 | [8 empty] | 1 | 184 | 176 | UL174 | Yes | Yes | Yes | No | Not Applicable | [5 empty] | 10332 | RES ELEC | 200094298
RE240S6-1NCRR-458 | RE240S | Bradford White | 671632147236 | Active | The ""-458"" indicates that this SKU was designed and certified for Installation in Canada. | [9 empty] | No | Not Applicable | Not Applicable | Residential Water Heating | Water Heating.Electric | 6 | 6 |  |  |  | 238-44422-00 |  |  |  | 238-39699-00 | [6 empty] | Electric | Electric Resistance | 240/208 | 1 |  | Indoor |  | Floor Mounted |  | No | Not Applicable | 150 | Not Applicable |  |  |  | 0.75 | No | [7 empty] | 3.5/2.5 kW |  |  |  | 38 |  | 16/11 | On/Off | Not Applicable | [6 empty] | 123 | 21 | 21 | 52.125 | 128 | 436 | 20 | 47.5625 |  |  |  |  | 48.6875 | 48.6875 | 48.6875 | 8 |  |  |  |  | 49.4375 | [8 empty] | 1 | 232 | 232 | UL1453 | Yes | No | Yes | No | Not Applicable | 238-45688-00 |  |  |  | 238-45684-00 | 10332 | RES ELEC
RE240S6-1NCSS-458 | RE240S | Bradford White | 671632817252 | Active | The ""-458"" indicates that this SKU was designed and certified for Installation in Canada. | [9 empty] | No | Not Applicable | Not Applicable | Residential Water Heating | Water Heating.Electric | 6 | 6 |  |  |  | 238-44422-00 |  |  |  | 238-39699-00 | [6 empty] | Electric | Electric Resistance | 240 | 1 |  | Indoor |  | Floor Mounted |  | No | Not Applicable | 150 | Not Applicable |  |  |  | 0.75 | No | [7 empty] | 3.8 kW |  |  |  | 38 |  | 17 | On/Off | Not Applicable | [6 empty] | 123 | 21 | 21 | 52.125 | 128 | 436 | 20 | 47.5625 |  |  |  |  | 48.6875 | 48.6875 | 48.6875 | 8 |  |  |  |  | 49.4375 | [8 empty] | 1 | 232 | 232 | UL1453 | Yes | No | Yes | No | Not Applicable | 238-45688-00 |  |  |  | 238-45684-00 | 10332 | RES ELEC
RE240S6-1NCTT-458 | RE240S | Bradford White | 671632841639 | Active | The ""-458"" indicates that this SKU was designed and certified for Installation in Canada. | [9 empty] | No | Not Applicable | Not Applicable | Residential Water Heating | Water Heating.Electric | 6 | 6 |  |  |  | 238-44422-00 |  |  |  | 238-39699-00 | [6 empty] | Electric | Electric Resistance | 240/208 | 1 |  | Indoor |  | Floor Mounted |  | No | Not Applicable | 150 | Not Applicable |  |  |  | 0.75 | No | [7 empty] | 4/3 kW |  |  |  | 38 |  | 18/14 | On/Off | Not Applicable | [6 empty] | 123 | 21 | 21 | 52.125 | 128 | 436 | 20 | 47.5625 |  |  |  |  | 48.6875 | 48.6875 | 48.6875 | 8 |  |  |  |  | 49.4375 | [8 empty] | 1 | 232 | 232 | UL1453 | Yes | No | Yes | No | Not Applicable | 238-45688-00 |  |  |  | 238-45684-00 | 10332 | RES ELEC
RE240S6-1NCWW | RE240S | Bradford White | 671632794423 | Active | [10 empty] | No | Not Applicable | Not Applicable | Residential Water Heating | Water Heating.Electric | 6 | 6 |  |  |  | 238-44422-00 |  |  |  | 238-39699-00 |  | 238-51237-00 |  |  |  |  | Electric | Electric Resistance | 240/208 | 1 |  | Indoor |  | Floor Mounted |  | No | Not Applicable | 150 | Not Applicable |  |  |  | 0.75 | No | [7 empty] | 4.5/3.5 kW |  | 48 | 0.91 | 40 | 36 | 21/16 | On/Off | Not Applicable | [6 empty] | 123 | 27.25 | 21.125 | 52.375 | 128 | 420 | 20 | 47.5625 |  |  |  |  | 48.6875 | 48.6875 | 48.6875 | 8 |  |  |  |  | 49.4375 | [8 empty] | 1 | 184 | 176 | UL174 | Yes | Yes | Yes | No | Not Applicable | [5 empty] | 10332 | RES ELEC | 200094298
RE240S6-1NCWW-264 | RE240S | Bradford White | 671632800049 | Active | The ""-264"" indicates that this SKU comes with an Aluminum Anode Rod. | [9 empty] | No | Not Applicable | Not Applicable | Residential Water Heating | Water Heating.Electric | 6 | 6 |  |  |  | 238-44422-00 |  |  |  | 238-39699-00 |  | 238-51237-00 |  |  |  |  | Electric | Electric Resistance | 240/208 | 1 |  | Indoor |  | Floor Mounted |  | No | Not Applicable | 150 | Not Applicable |  |  |  | 0.75 | No | [7 empty] | 4.5/3.5 kW |  | 48 | 0.91 | 40 | 36 | 21/16 | On/Off | Not Applicable | [6 empty] | 123 | 27.25 | 21.125 | 52.375 | 128 | 420 | 20 | 47.5625 |  |  |  |  | 48.6875 | 48.6875 | 48.6875 | 8 |  |  |  |  | 49.4375 | [8 empty] | 1 | 184 | 176 | UL174 | Yes | Yes | Yes | No | Not Applicable | [5 empty] | 10332 | RES ELEC | 200094298
RE240S6-1NCWW-264-284 | RE240S | Bradford White | 671632800056 | Active | The ""-264"" indicates that this SKU comes with an Aluminum Anode Rod. | The ""-284"" indicates that this SKU comes with an Incoloy Element. | [8 empty] | No | Not Applicable | Not Applicable | Residential Water Heating | Water Heating.Electric | 6 | 6 |  |  |  | 238-44422-00 |  |  |  | 238-39699-00 |  | 238-51237-00 |  |  |  |  | Electric | Electric Resistance | 240/208 | 1 |  | Indoor |  | Floor Mounted |  | No | Not Applicable | 150 | Not Applicable |  |  |  | 0.75 | No | [7 empty] | 4.5/3.5 kW |  | 48 | 0.91 | 40 | 36 | 21/16 | On/Off | Not Applicable | [6 empty] | 123 | 27.25 | 21.125 | 52.375 | 128 | 420 | 20 | 47.5625 |  |  |  |  | 48.6875 | 48.6875 | 48.6875 | 8 |  |  |  |  | 49.4375 | [8 empty] | 1 | 184 | 176 | UL174 | Yes | Yes | Yes | No | Not Applicable | [5 empty] | 10332 | RES ELEC | 200094298
RE240S6-1NCWW-284 | RE240S | Bradford White | 671632851515 | Active | The ""-284"" indicates that this SKU comes with an Incoloy Element. | [9 empty] | No | Not Applicable | Not Applicable | Residential Water Heating | Water Heating.Electric | 6 | 6 |  |  |  | 238-44422-00 |  |  |  | 238-39699-00 |  | 238-51237-00 |  |  |  |  | Electric | Electric Resistance | 240/208 | 1 |  | Indoor |  | Floor Mounted |  | No | Not Applicable | 150 | Not Applicable |  |  |  | 0.75 | No | [7 empty] | 4.5/3.5 kW |  | 48 | 0.91 | 40 | 36 | 21/16 | On/Off | Not Applicable | [6 empty] | 123 | 27.25 | 21.125 | 52.375 | 128 | 420 | 20 | 47.5625 |  |  |  |  | 48.6875 | 48.6875 | 48.6875 | 8 |  |  |  |  | 49.4375 | [8 empty] | 1 | 184 | 176 | UL174 | Yes | Yes | Yes | No | Not Applicable | [5 empty] | 10332 | RES ELEC | 200094298
RE240S6-1NCWW-458 | RE240S | Bradford White | 671632804399 | Active | The ""-458"" indicates that this SKU was designed and certified for Installation in Canada. | [9 empty] | No | Not Applicable | Not Applicable | Residential Water Heating | Water Heating.Electric | 6 | 6 |  |  |  | 238-44422-00 |  |  |  | 238-39699-00 | [6 empty] | Electric | Electric Resistance | 240/208 | 1 |  | Indoor |  | Floor Mounted |  | No | Not Applicable | 150 | Not Applicable |  |  |  | 0.75 | No | [7 empty] | 4.5/3.5 kW |  |  |  | 38 |  | 21/16 | On/Off | Not Applicable | [6 empty] | 123 | 21 | 21 | 52.125 | 128 | 436 | 20 | 47.5625 |  |  |  |  | 48.6875 | 48.6875 | 48.6875 | 8 |  |  |  |  | 49.4375 | [8 empty] | 1 | 232 | 232 | UL1453 | Yes | No | Yes | No | Not Applicable | 238-45688-00 |  |  |  | 238-45684-00 | 10332 | RES ELEC
RE240S6-1NCWW-506 | RE240S | Bradford White | 671632808670 | Active | The ""-506"" indicates that this SKU comes with an A420 Aluminum Anode Rod. | [9 empty] | No | Not Applicable | Not Applicable | Residential Water Heating | Water Heating.Electric | 6 | 6 |  |  |  | 238-44422-00 |  |  |  | 238-39699-00 |  | 238-51237-00 |  |  |  |  | Electric | Electric Resistance | 240/208 | 1 |  | Indoor |  | Floor Mounted |  | No | Not Applicable | 150 | Not Applicable |  |  |  | 0.75 | No | [7 empty] | 4.5/3.5 kW |  | 48 | 0.91 | 40 | 36 | 21/16 | On/Off | Not Applicable | [6 empty] | 123 | 27.25 | 21.125 | 52.375 | 128 | 420 | 20 | 47.5625 |  |  |  |  | 48.6875 | 48.6875 | 48.6875 | 8 |  |  |  |  | 49.4375 | [8 empty] | 1 | 184 | 176 | UL174 | Yes | Yes | Yes | No | Not Applicable | [5 empty] | 10332 | RES ELEC | 200094298
RE240S6-1NCWW-506-284 | RE240S | Bradford White | 671632873203 | Active | The ""-284"" indicates that this SKU comes with an Incoloy Element. | The ""-506"" indicates that this SKU comes with an A420 Aluminum Anode Rod. | [8 empty] | No | Not Applicable | Not Applicable | Residential Water Heating | Water Heating.Electric | 6 | 6 |  |  |  | 238-44422-00 |  |  |  | 238-39699-00 |  | 238-51237-00 |  |  |  |  | Electric | Electric Resistance | 240/208 | 1 |  | Indoor |  | Floor Mounted |  | No | Not Applicable | 150 | Not Applicable |  |  |  | 0.75 | No | [7 empty] | 4.5/3.5 kW |  | 48 | 0.91 | 40 | 36 | 21/16 | On/Off | Not Applicable | [6 empty] | 123 | 27.25 | 21.125 | 52.375 | 128 | 420 | 20 | 47.5625 |  |  |  |  | 48.6875 | 48.6875 | 48.6875 | 8 |  |  |  |  | 49.4375 | [8 empty] | 1 | 184 | 176 | UL174 | Yes | Yes | Yes | No | Not Applicable | [5 empty] | 10332 | RES ELEC | 200094298
RE240S6-1NCY | RE240S | Bradford White | 671632895120 | Active | [10 empty] | No | Not Applicable | Not Applicable | Residential Water Heating | Water Heating.Electric | 6 | 6 |  |  |  | 238-44422-00 |  |  |  | 238-39699-00 |  | 238-51237-00 |  |  |  |  | Electric | Electric Resistance | 240/208 | 1 |  | Indoor |  | Floor Mounted |  | No | Not Applicable | 150 | Not Applicable |  |  |  | 0.75 | No | [7 empty] | 5.5/4 kW |  | 48 | 0.91 | 40 | 36 | 25/18 | On/Off | Not Applicable | [6 empty] | 123 | 27.25 | 21.125 | 52.375 | 128 | 420 | 20 | 47.5625 |  |  |  |  | 48.6875 | 48.6875 | 48.6875 | 8 |  |  |  |  | 49.4375 | [8 empty] | 1 | 184 | 176 | UL174 | Yes | Yes | Yes | No | Not Applicable | [5 empty] | 10332 | RES ELEC | 200094298
RE240S6-1NCY-284 | RE240S | Bradford White | 671632847402 | Active | The ""-284"" indicates that this SKU comes with an Incoloy Element. | [9 empty] | No | Not Applicable | Not Applicable | Residential Water Heating | Water Heating.Electric | 6 | 6 |  |  |  | 238-44422-00 |  |  |  | 238-39699-00 |  | 238-51237-00 |  |  |  |  | Electric | Electric Resistance | 240/208 | 1 |  | Indoor |  | Floor Mounted |  | No | Not Applicable | 150 | Not Applicable |  |  |  | 0.75 | No | [7 empty] | 5.5/4 kW |  | 48 | 0.91 | 40 | 36 | 25/18 | On/Off | Not Applicable | [6 empty] | 123 | 27.25 | 21.125 | 52.375 | 128 | 420 | 20 | 47.5625 |  |  |  |  | 48.6875 | 48.6875 | 48.6875 | 8 |  |  |  |  | 49.4375 | [8 empty] | 1 | 184 | 176 | UL174 | Yes | Yes | Yes | No | Not Applicable | [5 empty] | 10332 | RES ELEC | 200094298
RE240S6-1NCYY | RE240S | Bradford White | 671632903597 | Active | [10 empty] | No | Not Applicable | Not Applicable | Residential Water Heating | Water Heating.Electric | 6 | 6 |  |  |  | 238-44422-00 |  |  |  | 238-39699-00 |  | 238-51237-00 |  |  |  |  | Electric | Electric Resistance | 240/208 | 1 |  | Indoor |  | Floor Mounted |  | No | Not Applicable | 150 | Not Applicable |  |  |  | 0.75 | No | [7 empty] | 5.5/4 kW |  | 48 | 0.91 | 40 | 36 | 25/18 | On/Off | Not Applicable | [6 empty] | 123 | 27.25 | 21.125 | 52.375 | 128 | 420 | 20 | 47.5625 |  |  |  |  | 48.6875 | 48.6875 | 48.6875 | 8 |  |  |  |  | 49.4375 | [8 empty] | 1 | 184 | 176 | UL174 | Yes | Yes | Yes | No | Not Applicable | [5 empty] | 10332 | RES ELEC | 200094298
RE240S6-1NCYY-284 | RE240S | Bradford White | 671632638185 | Active | The ""-284"" indicates that this SKU comes with an Incoloy Element. | [9 empty] | No | Not Applicable | Not Applicable | Residential Water Heating | Water Heating.Electric | 6 | 6 |  |  |  | 238-44422-00 |  |  |  | 238-39699-00 |  | 238-51237-00 |  |  |  |  | Electric | Electric Resistance | 240/208 | 1 |  | Indoor |  | Floor Mounted |  | No | Not Applicable | 150 | Not Applicable |  |  |  | 0.75 | No | [7 empty] | 5.5/4 kW |  | 48 | 0.91 | 40 | 36 | 25/18 | On/Off | Not Applicable | [6 empty] | 123 | 27.25 | 21.125 | 52.375 | 128 | 420 | 20 | 47.5625 |  |  |  |  | 48.6875 | 48.6875 | 48.6875 | 8 |  |  |  |  | 49.4375 | [8 empty] | 1 | 184 | 176 | UL1453 | Yes | Yes | Yes | No | Not Applicable | [5 empty] | 10332 | RES ELEC | 200094298
RE240S6-1NCZZ | RE240S | Bradford White | 671632902439 | Active | [10 empty] | No | Not Applicable | Not Applicable | Residential Water Heating | Water Heating.Electric | 6 | 6 |  |  |  | 238-44422-00 |  |  |  | 238-39699-00 |  | 238-51237-00 |  |  |  |  | Electric | Electric Resistance | 240/208 | 1 |  | Indoor |  | Floor Mounted |  | No | Not Applicable | 150 | Not Applicable |  |  |  | 0.75 | No | [7 empty] | 6/4.5 kW |  | 48 | 0.91 | 40 | 36 | 28/21 | On/Off | Not Applicable | [6 empty] | 123 | 27.25 | 21.125 | 52.375 | 128 | 420 | 20 | 47.5625 |  |  |  |  | 48.6875 | 48.6875 | 48.6875 | 8 |  |  |  |  | 49.4375 | [8 empty] | 1 | 184 | 176 | UL174 | Yes | Yes | Yes | No | Not Applicable | [5 empty] | 10332 | RES ELEC | 200094298
RE240S6-1NCZZ-264 | RE240S | Bradford White | 671632627998 | Active | The ""-264"" indicates that this SKU comes with an Aluminum Anode Rod. | [9 empty] | No | Not Applicable | Not Applicable | Residential Water Heating | Water Heating.Electric | 6 | 6 |  |  |  | 238-44422-00 |  |  |  | 238-39699-00 |  | 238-51237-00 |  |  |  |  | Electric | Electric Resistance | 240/208 | 1 |  | Indoor |  | Floor Mounted |  | No | Not Applicable | 150 | Not Applicable |  |  |  | 0.75 | No | [7 empty] | 6/4.5 kW |  | 48 | 0.91 | 40 | 36 | 28/21 | On/Off | Not Applicable | [6 empty] | 123 | 27.25 | 21.125 | 52.375 | 128 | 420 | 20 | 47.5625 |  |  |  |  | 48.6875 | 48.6875 | 48.6875 | 8 |  |  |  |  | 49.4375 | [8 empty] | 1 | 184 | 176 | UL1453 | Yes | Yes | Yes | No | Not Applicable | [5 empty] | 10332 | RES ELEC | 200094298
RE240S6-1NCZZ-458 | RE240S | Bradford White | 671632124893 | Active | The ""-458"" indicates that this SKU was designed and certified for Installation in Canada. | [9 empty] | No | Not Applicable | Not Applicable | Residential Water Heating | Water Heating.Electric | 6 | 6 |  |  |  | 238-44422-00 |  |  |  | 238-39699-00 | [6 empty] | Electric | Electric Resistance | 240/208 | 1 |  | Indoor |  | Floor Mounted |  | No | Not Applicable | 150 | Not Applicable |  |  |  | 0.75 | No | [7 empty] | 6/4.5 kW |  |  |  | 38 |  | 28/21 | On/Off | Not Applicable | [6 empty] | 123 | 21 | 21 | 52.125 | 128 | 436 | 20 | 47.5625 |  |  |  |  | 48.6875 | 48.6875 | 48.6875 | 8 |  |  |  |  | 49.4375 | [8 empty] | 1 | 232 | 232 | UL1453 | Yes | No | Yes | No | Not Applicable | 238-45688-00 |  |  |  | 238-45684-00 | 10332 | RES ELEC
RE240S6-1NEWW | RE240S | Bradford White | 671632905034 | Active | [10 empty] | No | Not Applicable | Not Applicable | Residential Water Heating | Water Heating.Electric | 6 | 6 |  |  |  | 238-44422-00 |  |  |  | 238-39699-00 |  | 238-51237-00 |  |  |  |  | Electric | Electric Resistance | 277 | 1 |  | Indoor |  | Floor Mounted |  | No | Not Applicable | 150 | Not Applicable |  |  |  | 0.75 | No | [7 empty] | 4.5 kW |  | 48 | 0.91 | 40 | 36 | 21 | On/Off | Not Applicable | [6 empty] | 123 | 27.25 | 21.125 | 52.375 | 128 | 420 | 20 | 47.5625 |  |  |  |  | 48.6875 | 48.6875 | 48.6875 | 8 |  |  |  |  | 49.4375 | [8 empty] | 1 | 184 | 176 | UL174 | Yes | Yes | Yes | No | Not Applicable | [5 empty] | 10332 | RES ELEC | 200094298
RE240S6-1NEXX | RE240S | Bradford White | 671632876846 | Active | [10 empty] | No | Not Applicable | Not Applicable | Residential Water Heating | Water Heating.Electric | 6 | 6 |  |  |  | 238-44422-00 |  |  |  | 238-39699-00 |  | 238-51237-00 |  |  |  |  | Electric | Electric Resistance | 277 | 1 |  | Indoor |  | Floor Mounted |  | No | Not Applicable | 150 | Not Applicable |  |  |  | 0.75 | No | [7 empty] | 5 kW |  | 48 | 0.91 | 40 | 36 | 23 | On/Off | Not Applicable | [6 empty] | 123 | 27.25 | 21.125 | 52.375 | 128 | 420 | 20 | 47.5625 |  |  |  |  | 48.6875 | 48.6875 | 48.6875 | 8 |  |  |  |  | 49.4375 | [8 empty] | 1 | 184 | 176 | UL174 | Yes | Yes | Yes | No | Not Applicable | [5 empty] | 10332 | RES ELEC | 200094298
RE240S6-1NEZZ | RE240S | Bradford White | 671632870530 | Active | [10 empty] | No | Not Applicable | Not Applicable | Residential Water Heating | Water Heating.Electric | 6 | 6 |  |  |  | 238-44422-00 |  |  |  | 238-39699-00 |  | 238-51237-00 |  |  |  |  | Electric | Electric Resistance | 277 | 1 |  | Indoor |  | Floor Mounted |  | No | Not Applicable | 150 | Not Applicable |  |  |  | 0.75 | No | [7 empty] | 6 kW |  | 48 | 0.91 | 40 | 36 | 28 | On/Off | Not Applicable | [6 empty] | 123 | 27.25 | 21.125 | 52.375 | 128 | 420 | 20 | 47.5625 |  |  |  |  | 48.6875 | 48.6875 | 48.6875 | 8 |  |  |  |  | 49.4375 | [8 empty] | 1 | 184 | 176 | UL174 | Yes | Yes | Yes | No | Not Applicable | [5 empty] | 10332 | RES ELEC | 200094298
RE240S6-1NHWW | RE240S | Bradford White | 671632873081 | Active | [10 empty] | No | Not Applicable | Not Applicable | Residential Water Heating | Water Heating.Electric | 6 | 6 |  |  |  | 238-44422-00 |  |  |  | 238-39699-00 |  | 238-51237-00 |  |  |  |  | Electric | Electric Resistance | 480 | 1 |  | Indoor |  | Floor Mounted |  | No | Not Applicable | 150 | Not Applicable |  |  |  | 0.75 | No | [7 empty] | 4.5 kW |  | 48 | 0.91 | 40 | 36 | 21 | On/Off | Not Applicable | [6 empty] | 123 | 27.25 | 21.125 | 52.375 | 128 | 420 | 20 | 47.5625 |  |  |  |  | 48.6875 | 48.6875 | 48.6875 | 8 |  |  |  |  | 49.4375 | [8 empty] | 1 | 184 | 176 | UL174 | Yes | Yes | Yes | No | Not Applicable | [5 empty] | 10332 | RES ELEC | 200094298
RE240S6-1NHWW-264 | RE240S | Bradford White | 671632135653 | Active | The ""-264"" indicates that this SKU comes with an Aluminum Anode Rod. | [9 empty] | No | Not Applicable | Not Applicable | Residential Water Heating | Water Heating.Electric | 6 | 6 |  |  |  | 238-44422-00 |  |  |  | 238-39699-00 |  | 238-51237-00 |  |  |  |  | Electric | Electric Resistance | 480 | 1 |  | Indoor |  | Floor Mounted |  | No | Not Applicable | 150 | Not Applicable |  |  |  | 0.75 | No | [7 empty] | 4.5 kW |  | 48 | 0.91 | 40 | 36 | 21 | On/Off | Not Applicable | [6 empty] | 123 | 27.25 | 21.125 | 52.375 | 128 | 420 | 20 | 47.5625 |  |  |  |  | 48.6875 | 48.6875 | 48.6875 | 8 |  |  |  |  | 49.4375 | [8 empty] | 1 | 184 | 176 | UL174 | Yes | Yes | Yes | No | Not Applicable | [5 empty] | 10332 | RES ELEC | 200094298
RE240S6-1NHWW-506 | RE240S | Bradford White | 671632553822 | Active | The ""-506"" indicates that this SKU comes with an A420 Aluminum Anode Rod. | [9 empty] | No | Not Applicable | Not Applicable | Residential Water Heating | Water Heating.Electric | 6 | 6 |  |  |  | 238-44422-00 |  |  |  | 238-39699-00 |  | 238-51237-00 |  |  |  |  | Electric | Electric Resistance | 480 | 1 |  | Indoor |  | Floor Mounted |  | No | Not Applicable | 150 | Not Applicable |  |  |  | 0.75 | No | [7 empty] | 4.5 kW |  | 48 | 0.91 | 40 | 36 | 21 | On/Off | Not Applicable | [6 empty] | 123 | 27.25 | 21.125 | 52.375 | 128 | 420 | 20 | 47.5625 |  |  |  |  | 48.6875 | 48.6875 | 48.6875 | 8 |  |  |  |  | 49.4375 | [8 empty] | 1 | 184 | 176 | UL1453 | Yes | Yes | Yes | No | Not Applicable | [5 empty] | 10332 | RES ELEC | 200094298
RE240S6-1NLXX | RE240S | Bradford White | 671632629329 | Active | [10 empty] | No | Not Applicable | Not Applicable | Residential Water Heating | Water Heating.Electric | 6 | 6 |  |  |  | 238-44422-00 |  |  |  | 238-39699-00 |  | 238-51237-00 |  |  |  |  | Electric | Electric Resistance | 208 | 1 |  | Indoor |  | Floor Mounted |  | No | Not Applicable | 150 | Not Applicable |  |  |  | 0.75 | No | [7 empty] | 5 kW |  | 48 | 0.91 | 40 | 36 | 23 | On/Off | Not Applicable | [6 empty] | 123 | 27.25 | 21.125 | 52.375 | 128 | 420 | 20 | 47.5625 |  |  |  |  | 48.6875 | 48.6875 | 48.6875 | 8 |  |  |  |  | 49.4375 | [8 empty] | 1 | 184 | 176 | UL1453 | Yes | Yes | Yes | No | Not Applicable | [5 empty] | 10332 | RES ELEC | 200094298
RE240S6-1NLXX-458 | RE240S | Bradford White | 671632132256 | Active | The ""-458"" indicates that this SKU was designed and certified for Installation in Canada. | [9 empty] | No | Not Applicable | Not Applicable | Residential Water Heating | Water Heating.Electric | 6 | 6 |  |  |  | 238-44422-00 |  |  |  | 238-39699-00 | [6 empty] | Electric | Electric Resistance | 208 | 1 |  | Indoor |  | Floor Mounted |  | No | Not Applicable | 150 | Not Applicable |  |  |  | 0.75 | No | [7 empty] | 5 kW |  |  |  | 38 |  | 23 | On/Off | Not Applicable | [6 empty] | 123 | 21 | 21 | 52.125 | 128 | 436 | 20 | 47.5625 |  |  |  |  | 48.6875 | 48.6875 | 48.6875 | 8 |  |  |  |  | 49.4375 | [8 empty] | 1 | 232 | 232 | UL1453 | Yes | No | Yes | No | Not Applicable | 238-45688-00 |  |  |  | 238-45684-00 | 10332 | RES ELEC
RE240S6-1NLYY | RE240S | Bradford White | 671632535279 | Active | [10 empty] | No | Not Applicable | Not Applicable | Residential Water Heating | Water Heating.Electric | 6 | 6 |  |  |  | 238-44422-00 |  |  |  | 238-39699-00 |  | 238-51237-00 |  |  |  |  | Electric | Electric Resistance | 208 | 1 |  | Indoor |  | Floor Mounted |  | No | Not Applicable | 150 | Not Applicable |  |  |  | 0.75 | No | [7 empty] | 5.5 kW |  | 48 | 0.91 | 40 | 36 | 25 | On/Off | Not Applicable | [6 empty] | 123 | 27.25 | 21.125 | 52.375 | 128 | 420 | 20 | 47.5625 |  |  |  |  | 48.6875 | 48.6875 | 48.6875 | 8 |  |  |  |  | 49.4375 | [8 empty] | 1 | 184 | 176 | UL174 | Yes | Yes | Yes | No | Not Applicable | [5 empty] | 10332 | RES ELEC | 200094298
RE240S6-1NLZZ | RE240S | Bradford White | 671632909971 | Active | [10 empty] | No | Not Applicable | Not Applicable | Residential Water Heating | Water Heating.Electric | 6 | 6 |  |  |  | 238-44422-00 |  |  |  | 238-39699-00 |  | 238-51237-00 |  |  |  |  | Electric | Electric Resistance | 208 | 1 |  | Indoor |  | Floor Mounted |  | No | Not Applicable | 150 | Not Applicable |  |  |  | 0.75 | No | [7 empty] | 6 kW |  | 48 | 0.91 | 40 | 36 | 28 | On/Off | Not Applicable | [6 empty] | 123 | 27.25 | 21.125 | 52.375 | 128 | 420 | 20 | 47.5625 |  |  |  |  | 48.6875 | 48.6875 | 48.6875 | 8 |  |  |  |  | 49.4375 | [8 empty] | 1 | 184 | 176 | UL174 | Yes | Yes | Yes | No | Not Applicable | [5 empty] | 10332 | RES ELEC | 200094298
RE240S6-1NLZZ-458 | RE240S | Bradford White | 671632671380 | Active | The ""-458"" indicates that this SKU was designed and certified for Installation in Canada. | [9 empty] | No | Not Applicable | Not Applicable | Residential Water Heating | Water Heating.Electric | 6 | 6 |  |  |  | 238-44422-00 |  |  |  | 238-39699-00 | [6 empty] | Electric | Electric Resistance | 208 | 1 |  | Indoor |  | Floor Mounted |  | No | Not Applicable | 150 | Not Applicable |  |  |  | 0.75 | No | [7 empty] | 6 kW |  |  |  | 38 |  | 28 | On/Off | Not Applicable | [6 empty] | 123 | 21 | 21 | 52.125 | 128 | 436 | 20 | 47.5625 |  |  |  |  | 48.6875 | 48.6875 | 48.6875 | 8 |  |  |  |  | 49.4375 | [8 empty] | 1 | 232 | 232 | UL1453 | Yes | No | Yes | No | Not Applicable | 238-45688-00 |  |  |  | 238-45684-00 | 10332 | RES ELEC
RE240S6-1SCNN-458 | RE240S | Bradford White | 671632875887 | Active | The ""-458"" indicates that this SKU was designed and certified for Installation in Canada. | [9 empty] | No | Not Applicable | Not Applicable | Residential Water Heating | Water Heating.Electric | 6 | 6 |  |  |  | 238-44422-00 |  |  |  | 238-39699-00 | [6 empty] | Electric | Electric Resistance | 240/208 | 1 |  | Indoor |  | Floor Mounted |  | No | Not Applicable | 150 | Not Applicable |  |  |  | 0.75 | No | [7 empty] | 5/4 kW |  |  |  | 40 |  | 23/18 | On/Off | Not Applicable | [6 empty] | 123 | 21 | 21 | 52.125 | 128 | 453 | 20 | 47.5625 |  |  |  |  | 48.6875 | 48.6875 | 48.6875 | 8 |  |  |  |  | 49.4375 | [8 empty] | 1 | 232 | 232 | UL1453 | Yes | No | Yes | No | Not Applicable | 238-45688-00 |  |  |  | 238-45684-00 | 10332 | RES ELEC
RE240S6-1SCTT | RE240S | Bradford White | 671632615728 | Active | [10 empty] | No | Not Applicable | Not Applicable | Residential Water Heating | Water Heating.Electric | 6 | 6 |  |  |  | 238-44422-00 |  |  |  | 238-39699-00 |  | 238-51237-00 |  |  |  |  | Electric | Electric Resistance | 240/208 | 1 |  | Indoor |  | Floor Mounted |  | No | Not Applicable | 150 | Not Applicable |  |  |  | 0.75 | No | [7 empty] | 8/6 kW |  | 48 | 0.91 | 40 | 36 | 37/28 | On/Off | Not Applicable | [6 empty] | 123 | 27.25 | 21.125 | 52.375 | 128 | 420 | 20 | 47.5625 |  |  |  |  | 48.6875 | 48.6875 | 48.6875 | 8 |  |  |  |  | 49.4375 | [8 empty] | 1 | 184 | 176 | UL1453 | Yes | Yes | Yes | No | Not Applicable | [5 empty] | 10332 | RES ELEC | 200094298
RE240S6-1SCWW-458 | RE240S | Bradford White | 671632613694 | Active | The ""-458"" indicates that this SKU was designed and certified for Installation in Canada. | [9 empty] | No | Not Applicable | Not Applicable | Residential Water Heating | Water Heating.Electric | 6 | 6 |  |  |  | 238-44422-00 |  |  |  | 238-39699-00 | [6 empty] | Electric | Electric Resistance | 240/208 | 1 |  | Indoor |  | Floor Mounted |  | No | Not Applicable | 150 | Not Applicable |  |  |  | 0.75 | No | [7 empty] | 9/7 kW |  |  |  | 40 |  | 41/32 | On/Off | Not Applicable | [6 empty] | 123 | 21 | 21 | 52.125 | 128 | 453 | 20 | 47.5625 |  |  |  |  | 48.6875 | 48.6875 | 48.6875 | 8 |  |  |  |  | 49.4375 | [8 empty] | 1 | 232 | 232 | UL1453 | Yes | No | Yes | No | Not Applicable | 238-45688-00 |  |  |  | 238-45684-00 | 10332 | RES ELEC
RE240S6-1SCYY | RE240S | Bradford White | 671632819348 | Active | [10 empty] | No | Not Applicable | Not Applicable | Residential Water Heating | Water Heating.Electric | 6 | 6 |  |  |  | 238-44422-00 |  |  |  | 238-39699-00 |  | 238-51237-00 |  |  |  |  | Electric | Electric Resistance | 240/208 | 1 |  | Indoor |  | Floor Mounted |  | No | Not Applicable | 150 | Not Applicable |  |  |  | 0.75 | No | [7 empty] | 11/8 kW |  | 48 | 0.91 | 40 | 36 | 51/37 | On/Off | Not Applicable | [6 empty] | 123 | 27.25 | 21.125 | 52.375 | 128 | 420 | 20 | 47.5625 |  |  |  |  | 48.6875 | 48.6875 | 48.6875 | 8 |  |  |  |  | 49.4375 | [8 empty] | 1 | 184 | 176 | UL174 | Yes | Yes | Yes | No | Not Applicable | [5 empty] | 10332 | RES ELEC | 200094298
RE240S6-1SEWW | RE240S | Bradford White | 671632883394 | Active | [10 empty] | No | Not Applicable | Not Applicable | Residential Water Heating | Water Heating.Electric | 6 | 6 |  |  |  | 238-44422-00 |  |  |  | 238-39699-00 |  | 238-51237-00 |  |  |  |  | Electric | Electric Resistance | 277 | 1 |  | Indoor |  | Floor Mounted |  | No | Not Applicable | 150 | Not Applicable |  |  |  | 0.75 | No | [7 empty] | 9 kW |  | 48 | 0.91 | 40 | 36 | 41 | On/Off | Not Applicable | [6 empty] | 123 | 27.25 | 21.125 | 52.375 | 128 | 420 | 20 | 47.5625 |  |  |  |  | 48.6875 | 48.6875 | 48.6875 | 8 |  |  |  |  | 49.4375 | [8 empty] | 1 | 184 | 176 | UL174 | Yes | Yes | Yes | No | Not Applicable | [5 empty] | 10332 | RES ELEC | 200094298
RE240S6-1SLWW | RE240S | Bradford White | 671632131228 | Active | [10 empty] | No | Not Applicable | Not Applicable | Residential Water Heating | Water Heating.Electric | 6 | 6 |  |  |  | 238-44422-00 |  |  |  | 238-39699-00 |  | 238-51237-00 |  |  |  |  | Electric | Electric Resistance | 208 | 1 |  | Indoor |  | Floor Mounted |  | No | Not Applicable | 150 | Not Applicable |  |  |  | 0.75 | No | [7 empty] | 9 kW |  | 48 | 0.91 | 40 | 36 | 41 | On/Off | Not Applicable | [6 empty] | 123 | 27.25 | 21.125 | 52.375 | 128 | 420 | 20 | 47.5625 |  |  |  |  | 48.6875 | 48.6875 | 48.6875 | 8 |  |  |  |  | 49.4375 | [8 empty] | 1 | 184 | 176 | UL174 | Yes | Yes | Yes | No | Not Applicable | [5 empty] | 10332 | RES ELEC | 200094298
RE240S6-1SLWW-264 | RE240S | Bradford White | 671632561445 | Active | The ""-264"" indicates that this SKU comes with an Aluminum Anode Rod. | [9 empty] | No | Not Applicable | Not Applicable | Residential Water Heating | Water Heating.Electric | 6 | 6 |  |  |  | 238-44422-00 |  |  |  | 238-39699-00 |  | 238-51237-00 |  |  |  |  | Electric | Electric Resistance | 208 | 1 |  | Indoor |  | Floor Mounted |  | No | Not Applicable | 150 | Not Applicable |  |  |  | 0.75 | No | [7 empty] | 9 kW |  | 48 | 0.91 | 40 | 36 | 41 | On/Off | Not Applicable | [6 empty] | 123 | 27.25 | 21.125 | 52.375 | 128 | 420 | 20 | 47.5625 |  |  |  |  | 48.6875 | 48.6875 | 48.6875 | 8 |  |  |  |  | 49.4375 | [8 empty] | 1 | 184 | 176 | UL1453 | Yes | Yes | Yes | No | Not Applicable | [5 empty] | 10332 | RES ELEC | 200094298
RE240S6-1SLXX-458 | RE240S | Bradford White | 671632569960 | Active | The ""-458"" indicates that this SKU was designed and certified for Installation in Canada. | [9 empty] | No | Not Applicable | Not Applicable | Residential Water Heating | Water Heating.Electric | 6 | 6 |  |  |  | 238-44422-00 |  |  |  | 238-39699-00 | [6 empty] | Electric | Electric Resistance | 208 | 1 |  | Indoor |  | Floor Mounted |  | No | Not Applicable | 150 | Not Applicable |  |  |  | 0.75 | No | [7 empty] | 10 kW |  |  |  | 38 |  | 46 | On/Off | Not Applicable | [6 empty] | 123 | 21 | 21 | 52.125 | 128 | 436 | 20 | 47.5625 |  |  |  |  | 48.6875 | 48.6875 | 48.6875 | 8 |  |  |  |  | 49.4375 | [8 empty] | 1 | 232 | 232 | UL1453 | Yes | No | Yes | No | Not Applicable | 238-45688-00 |  |  |  | 238-45684-00 | 10332 | RES ELEC
RE240S6-3NCNN | RE240S | Bradford White | 671632126668 | Active | [10 empty] | No | Not Applicable | Not Applicable | Residential Water Heating | Water Heating.Electric | 6 | 6 |  |  |  | 238-44422-00 |  |  |  | 238-39699-00 |  | 238-51237-00 |  |  |  |  | Electric | Electric Resistance | 240/208 | 3 |  | Indoor |  | Floor Mounted |  | No | Not Applicable | 150 | Not Applicable |  |  |  | 0.75 | No | [7 empty] | 2.5/2 kW |  | 48 | 0.91 | 40 | 36 | 11/9 | On/Off | Not Applicable | [6 empty] | 123 | 27.25 | 21.125 | 52.375 | 128 | 420 | 20 | 47.5625 |  |  |  |  | 48.6875 | 48.6875 | 48.6875 | 8 |  |  |  |  | 49.4375 | [8 empty] | 1 | 184 | 176 | UL174 | Yes | Yes | Yes | No | Not Applicable | [5 empty] | 10332 | RES ELEC | 200094298
RE240S6-3NCNN-458 | RE240S | Bradford White | 671632145843 | Active | The ""-458"" indicates that this SKU was designed and certified for Installation in Canada. | [9 empty] | No | Not Applicable | Not Applicable | Residential Water Heating | Water Heating.Electric | 6 | 6 |  |  |  | 238-44422-00 |  |  |  | 238-39699-00 | [6 empty] | Electric | Electric Resistance | 240/208 | 3 |  | Indoor |  | Floor Mounted |  | No | Not Applicable | 150 | Not Applicable |  |  |  | 0.75 | No | [7 empty] | 2.5/2 kW |  |  |  | 38 |  | 11/9 | On/Off | Not Applicable | [6 empty] | 123 | 21 | 21 | 52.125 | 128 | 436 | 20 | 47.5625 |  |  |  |  | 48.6875 | 48.6875 | 48.6875 | 8 |  |  |  |  | 49.4375 | [8 empty] | 1 | 232 | 232 | UL1453 | Yes | No | Yes | No | Not Applicable | 238-45688-00 |  |  |  | 238-45684-00 | 10332 | RES ELEC
RE240S6-3NCRR-458 | RE240S | Bradford White | 671632147267 | Active | The ""-458"" indicates that this SKU was designed and certified for Installation in Canada. | [9 empty] | No | Not Applicable | Not Applicable | Residential Water Heating | Water Heating.Electric | 6 | 6 |  |  |  | 238-44422-00 |  |  |  | 238-39699-00 | [6 empty] | Electric | Electric Resistance | 240/208 | 3 |  | Indoor |  | Floor Mounted |  | No | Not Applicable | 150 | Not Applicable |  |  |  | 0.75 | No | [7 empty] | 3.5/2.5 kW |  |  |  | 40 |  | 16/11 | On/Off | Not Applicable | [6 empty] | 123 | 21 | 21 | 52.125 | 128 | 453 | 20 | 47.5625 |  |  |  |  | 48.6875 | 48.6875 | 48.6875 | 8 |  |  |  |  | 49.4375 | [8 empty] | 1 | 232 | 232 | UL1453 | Yes | No | Yes | No | Not Applicable | 238-45688-00 |  |  |  | 238-45684-00 | 10332 | RES ELEC
RE240S6-3NCTT-458 | RE240S | Bradford White | 671632574155 | Active | The ""-458"" indicates that this SKU was designed and certified for Installation in Canada. | [9 empty] | No | Not Applicable | Not Applicable | Residential Water Heating | Water Heating.Electric | 6 | 6 |  |  |  | 238-44422-00 |  |  |  | 238-39699-00 | [6 empty] | Electric | Electric Resistance | 240/208 | 3 |  | Indoor |  | Floor Mounted |  | No | Not Applicable | 150 | Not Applicable |  |  |  | 0.75 | No | [7 empty] | 4/3 kW |  |  |  | 38 |  | 18/14 | On/Off | Not Applicable | [6 empty] | 123 | 21 | 21 | 52.125 | 128 | 436 | 20 | 47.5625 |  |  |  |  | 48.6875 | 48.6875 | 48.6875 | 8 |  |  |  |  | 49.4375 | [8 empty] | 1 | 232 | 232 | UL1453 | Yes | No | Yes | No | Not Applicable | 238-45688-00 |  |  |  | 238-45684-00 | 10332 | RES ELEC
RE240S6-3NCWW | RE240S | Bradford White | 671632141937 | Active | [10 empty] | No | Not Applicable | Not Applicable | Residential Water Heating | Water Heating.Electric | 6 | 6 |  |  |  | 238-44422-00 |  |  |  | 238-39699-00 |  | 238-51237-00 |  |  |  |  | Electric | Electric Resistance | 240/208 | 3 |  | Indoor |  | Floor Mounted |  | No | Not Applicable | 150 | Not Applicable |  |  |  | 0.75 | No | [7 empty] | 4.5/3.5 kW |  | 48 | 0.91 | 40 | 36 | 21/16 | On/Off | Not Applicable | [6 empty] | 123 | 27.25 | 21.125 | 52.375 | 128 | 420 | 20 | 47.5625 |  |  |  |  | 48.6875 | 48.6875 | 48.6875 | 8 |  |  |  |  | 49.4375 | [8 empty] | 1 | 184 | 176 | UL174 | Yes | Yes | Yes | No | Not Applicable | [5 empty] | 10332 | RES ELEC | 200094298
RE240S6-3NCZZ | RE240S | Bradford White | 671632890224 | Active | [10 empty] | No | Not Applicable | Not Applicable | Residential Water Heating | Water Heating.Electric | 6 | 6 |  |  |  | 238-44422-00 |  |  |  | 238-39699-00 |  | 238-51237-00 |  |  |  |  | Electric | Electric Resistance | 240/208 | 3 |  | Indoor |  | Floor Mounted |  | No | Not Applicable | 150 | Not Applicable |  |  |  | 0.75 | No | [7 empty] | 6/4.5 kW |  | 48 | 0.91 | 40 | 36 | 28/21 | On/Off | Not Applicable | [6 empty] | 123 | 27.25 | 21.125 | 52.375 | 128 | 420 | 20 | 47.5625 |  |  |  |  | 48.6875 | 48.6875 | 48.6875 | 8 |  |  |  |  | 49.4375 | [8 empty] | 1 | 184 | 176 | UL174 | Yes | Yes | Yes | No | Not Applicable | [5 empty] | 10332 | RES ELEC | 200094298
RE240S6-3NHTT | RE240S | Bradford White | 671632828968 | Active | [10 empty] | No | Not Applicable | Not Applicable | Residential Water Heating | Water Heating.Electric | 6 | 6 |  |  |  | 238-44422-00 |  |  |  | 238-39699-00 |  | 238-51237-00 |  |  |  |  | Electric | Electric Resistance | 480 | 3 |  | Indoor |  | Floor Mounted |  | No | Not Applicable | 150 | Not Applicable |  |  |  | 0.75 | No | [7 empty] | 4 kW |  | 48 | 0.91 | 40 | 36 | 18 | On/Off | Not Applicable | [6 empty] | 123 | 27.25 | 21.125 | 52.375 | 128 | 420 | 20 | 47.5625 |  |  |  |  | 48.6875 | 48.6875 | 48.6875 | 8 |  |  |  |  | 49.4375 | [8 empty] | 1 | 184 | 176 | UL174 | Yes | Yes | Yes | No | Not Applicable | [5 empty] | 10332 | RES ELEC | 200094298
RE240S6-3NHWW | RE240S | Bradford White | 671632873562 | Active | [10 empty] | No | Not Applicable | Not Applicable | Residential Water Heating | Water Heating.Electric | 6 | 6 |  |  |  | 238-44422-00 |  |  |  | 238-39699-00 |  | 238-51237-00 |  |  |  |  | Electric | Electric Resistance | 480 | 3 |  | Indoor |  | Floor Mounted |  | No | Not Applicable | 150 | Not Applicable |  |  |  | 0.75 | No | [7 empty] | 4.5 kW |  | 48 | 0.91 | 40 | 36 | 21 | On/Off | Not Applicable | [6 empty] | 123 | 27.25 | 21.125 | 52.375 | 128 | 420 | 20 | 47.5625 |  |  |  |  | 48.6875 | 48.6875 | 48.6875 | 8 |  |  |  |  | 49.4375 | [8 empty] | 1 | 184 | 176 | UL174 | Yes | Yes | Yes | No | Not Applicable | [5 empty] | 10332 | RES ELEC | 200094298
RE240S6-3NHWW-264 | RE240S | Bradford White | 671632135660 | Active | The ""-264"" indicates that this SKU comes with an Aluminum Anode Rod. | [9 empty] | No | Not Applicable | Not Applicable | Residential Water Heating | Water Heating.Electric | 6 | 6 |  |  |  | 238-44422-00 |  |  |  | 238-39699-00 |  | 238-51237-00 |  |  |  |  | Electric | Electric Resistance | 480 | 3 |  | Indoor |  | Floor Mounted |  | No | Not Applicable | 150 | Not Applicable |  |  |  | 0.75 | No | [7 empty] | 4.5 kW |  | 48 | 0.91 | 40 | 36 | 21 | On/Off | Not Applicable | [6 empty] | 123 | 27.25 | 21.125 | 52.375 | 128 | 420 | 20 | 47.5625 |  |  |  |  | 48.6875 | 48.6875 | 48.6875 | 8 |  |  |  |  | 49.4375 | [8 empty] | 1 | 184 | 176 | UL174 | Yes | Yes | Yes | No | Not Applicable | [5 empty] | 10332 | RES ELEC | 200094298
RE240S6-3NLZZ-458 | RE240S | Bradford White | 671632574261 | Active | The ""-458"" indicates that this SKU was designed and certified for Installation in Canada. | [9 empty] | No | Not Applicable | Not Applicable | Residential Water Heating | Water Heating.Electric | 6 | 6 |  |  |  | 238-44422-00 |  |  |  | 238-39699-00 | [6 empty] | Electric | Electric Resistance | 208 | 3 |  | Indoor |  | Floor Mounted |  | No | Not Applicable | 150 | Not Applicable |  |  |  | 0.75 | No | [7 empty] | 6 kW |  |  |  | 38 |  | 28 | On/Off | Not Applicable | [6 empty] | 123 | 21 | 21 | 52.125 | 128 | 436 | 20 | 47.5625 |  |  |  |  | 48.6875 | 48.6875 | 48.6875 | 8 |  |  |  |  | 49.4375 | [8 empty] | 1 | 232 | 232 | UL1453 | Yes | No | Yes | No | Not Applicable | 238-45688-00 |  |  |  | 238-45684-00 | 10332 | RES ELEC
RE240S6-3SCTT | RE240S | Bradford White | 671632139934 | Active | [10 empty] | No | Not Applicable | Not Applicable | Residential Water Heating | Water Heating.Electric | 6 | 6 |  |  |  | 238-44422-00 |  |  |  | 238-39699-00 |  | 238-51237-00 |  |  |  |  | Electric | Electric Resistance | 240/208 | 3 |  | Indoor |  | Floor Mounted |  | No | Not Applicable | 150 | Not Applicable |  |  |  | 0.75 | No | [7 empty] | 8/6 kW |  | 48 | 0.91 | 40 | 36 | 37/28 | On/Off | Not Applicable | [6 empty] | 123 | 27.25 | 21.125 | 52.375 | 128 | 420 | 20 | 47.5625 |  |  |  |  | 48.6875 | 48.6875 | 48.6875 | 8 |  |  |  |  | 49.4375 | [8 empty] | 1 | 184 | 176 | UL174 | Yes | Yes | Yes | No | Not Applicable | [5 empty] | 10332 | RES ELEC | 200094298
RE240S6-3SCYY | RE240S | Bradford White | 671632140367 | Active | [10 empty] | No | Not Applicable | Not Applicable | Residential Water Heating | Water Heating.Electric | 6 | 6 |  |  |  | 238-44422-00 |  |  |  | 238-39699-00 |  | 238-51237-00 |  |  |  |  | Electric | Electric Resistance | 240/208 | 3 |  | Indoor |  | Floor Mounted |  | No | Not Applicable | 150 | Not Applicable |  |  |  | 0.75 | No | [7 empty] | 11/8 kW |  | 48 | 0.91 | 40 | 36 | 51/37 | On/Off | Not Applicable | [6 empty] | 123 | 27.25 | 21.125 | 52.375 | 128 | 420 | 20 | 47.5625 |  |  |  |  | 48.6875 | 48.6875 | 48.6875 | 8 |  |  |  |  | 49.4375 | [8 empty] | 1 | 184 | 176 | UL174 | Yes | Yes | Yes | No | Not Applicable | [5 empty] | 10332 | RES ELEC | 200094298
RE240S6-3SHZZ | RE240S | Bradford White | 671632331468 | Active | [10 empty] | No | Not Applicable | Not Applicable | Residential Water Heating | Water Heating.Electric | 6 | 6 |  |  |  | 238-44422-00 |  |  |  | 238-39699-00 |  | 238-51237-00 |  |  |  |  | Electric | Electric Resistance | 480 | 3 |  | Indoor |  | Floor Mounted |  | No | Not Applicable | 150 | Not Applicable |  |  |  | 0.75 | No | [7 empty] | 12 kW |  | 48 | 0.91 | 40 | 36 | 55 | On/Off | Not Applicable | [6 empty] | 123 | 27.25 | 21.125 | 52.375 | 128 | 420 | 20 | 47.5625 |  |  |  |  | 48.6875 | 48.6875 | 48.6875 | 8 |  |  |  |  | 49.4375 | [8 empty] | 1 | 184 | 176 | UL174 | Yes | Yes | Yes | No | Not Applicable | [5 empty] | 10332 | RES ELEC | 200094298
RE240S6-3SLWW | RE240S | Bradford White | 671632131051 | Active | [10 empty] | No | Not Applicable | Not Applicable | Residential Water Heating | Water Heating.Electric | 6 | 6 |  |  |  | 238-44422-00 |  |  |  | 238-39699-00 |  | 238-51237-00 |  |  |  |  | Electric | Electric Resistance | 208 | 3 |  | Indoor |  | Floor Mounted |  | No | Not Applicable | 150 | Not Applicable |  |  |  | 0.75 | No | [7 empty] | 9 kW |  | 48 | 0.91 | 40 | 36 | 41 | On/Off | Not Applicable | [6 empty] | 123 | 27.25 | 21.125 | 52.375 | 128 | 420 | 20 | 47.5625 |  |  |  |  | 48.6875 | 48.6875 | 48.6875 | 8 |  |  |  |  | 49.4375 | [8 empty] | 1 | 184 | 176 | UL174 | Yes | Yes | Yes | No | Not Applicable | [5 empty] | 10332 | RES ELEC | 200094298
RE240S6-3SLXX | RE240S | Bradford White | 671632905959 | Active | [10 empty] | No | Not Applicable | Not Applicable | Residential Water Heating | Water Heating.Electric | 6 | 6 |  |  |  | 238-44422-00 |  |  |  | 238-39699-00 |  | 238-51237-00 |  |  |  |  | Electric | Electric Resistance | 208 | 3 |  | Indoor |  | Floor Mounted |  | No | Not Applicable | 150 | Not Applicable |  |  |  | 0.75 | No | [7 empty] | 10 kW |  | 48 | 0.91 | 40 | 36 | 46 | On/Off | Not Applicable | [6 empty] | 123 | 27.25 | 21.125 | 52.375 | 128 | 420 | 20 | 47.5625 |  |  |  |  | 48.6875 | 48.6875 | 48.6875 | 8 |  |  |  |  | 49.4375 | [8 empty] | 1 | 184 | 176 | UL174 | Yes | Yes | Yes | No | Not Applicable | [5 empty] | 10332 | RES ELEC | 200094298
RE240S8-1NALL-458 | RE240S | Bradford White | 671632839094 | Active | The ""-458"" indicates that this SKU was designed and certified for Installation in Canada. | [9 empty] | No | Not Applicable | Not Applicable | Residential Water Heating | Water Heating.Electric | 8 | 6 |  |  |  | 238-44422-00 |  |  |  | 238-39699-00 | [6 empty] | Electric | Electric Resistance | 120 | 1 |  | Indoor |  | Floor Mounted |  | No | Not Applicable | 150 | Not Applicable |  |  |  | 0.75 | No | [7 empty] | 1.5 kW |  |  |  | 38 |  | 7 | On/Off | Not Applicable | [6 empty] | 123 | 21 | 21 | 52.125 | 128 | 436 | 20 | 47.5625 |  |  |  |  | 48.6875 | 48.6875 | 48.6875 | 8 |  |  |  |  | 49.4375 | [8 empty] | 1 | 232 | 232 | UL1453 | Yes | No | Yes | No | Not Applicable | 238-45688-00 |  |  |  | 238-45684-00 | 10332 | RES ELEC
RE240S8-1NCPP-458 | RE240S | Bradford White | 671632828760 | Active | The ""-458"" indicates that this SKU was designed and certified for Installation in Canada. | [9 empty] | No | Not Applicable | Not Applicable | Residential Water Heating | Water Heating.Electric | 8 | 6 |  |  |  | 238-44422-00 |  |  |  | 238-39699-00 | [6 empty] | Electric | Electric Resistance | 240 | 1 |  | Indoor |  | Floor Mounted |  | No | Not Applicable | 150 | Not Applicable |  |  |  | 0.75 | No | [7 empty] | 3 kW |  |  |  | 38 |  | 14 | On/Off | Not Applicable | [6 empty] | 123 | 21 | 21 | 52.125 | 128 | 436 | 20 | 47.5625 |  |  |  |  | 48.6875 | 48.6875 | 48.6875 | 8 |  |  |  |  | 49.4375 | [8 empty] | 1 | 232 | 232 | UL1453 | Yes | No | Yes | No | Not Applicable | 238-45688-00 |  |  |  | 238-45684-00 | 10332 | RES ELEC
RE240S8-1NCSS-458 | RE240S | Bradford White | 671632828784 | Active | The ""-458"" indicates that this SKU was designed and certified for Installation in Canada. | [9 empty] | No | Not Applicable | Not Applicable | Residential Water Heating | Water Heating.Electric | 8 | 6 |  |  |  | 238-44422-00 |  |  |  | 238-39699-00 | [6 empty] | Electric | Electric Resistance | 240 | 1 |  | Indoor |  | Floor Mounted |  | No | Not Applicable | 150 | Not Applicable |  |  |  | 0.75 | No | [7 empty] | 3.8 kW |  |  |  | 38 |  | 17 | On/Off | Not Applicable | [6 empty] | 123 | 21 | 21 | 52.125 | 128 | 436 | 20 | 47.5625 |  |  |  |  | 48.6875 | 48.6875 | 48.6875 | 8 |  |  |  |  | 49.4375 | [8 empty] | 1 | 232 | 232 | UL1453 | Yes | No | Yes | No | Not Applicable | 238-45688-00 |  |  |  | 238-45684-00 | 10332 | RES ELEC
RE240S8-1NCTT-458 | RE240S | Bradford White | 671632852307 | Active | The ""-458"" indicates that this SKU was designed and certified for Installation in Canada. | [9 empty] | No | Not Applicable | Not Applicable | Residential Water Heating | Water Heating.Electric | 8 | 6 |  |  |  | 238-44422-00 |  |  |  | 238-39699-00 | [6 empty] | Electric | Electric Resistance | 240/208 | 1 |  | Indoor |  | Floor Mounted |  | No | Not Applicable | 150 | Not Applicable |  |  |  | 0.75 | No | [7 empty] | 4/3 kW |  |  |  | 38 |  | 18/14 | On/Off | Not Applicable | [6 empty] | 123 | 21 | 21 | 52.125 | 128 | 436 | 20 | 47.5625 |  |  |  |  | 48.6875 | 48.6875 | 48.6875 | 8 |  |  |  |  | 49.4375 | [8 empty] | 1 | 232 | 232 | UL1453 | Yes | No | Yes | No | Not Applicable | 238-45688-00 |  |  |  | 238-45684-00 | 10332 | RES ELEC
RE240S8-1NCWW-458 | RE240S | Bradford White | 671632838844 | Active | The ""-458"" indicates that this SKU was designed and certified for Installation in Canada. | [9 empty] | No | Not Applicable | Not Applicable | Residential Water Heating | Water Heating.Electric | 8 | 6 |  |  |  | 238-44422-00 |  |  |  | 238-39699-00 | [6 empty] | Electric | Electric Resistance | 240/208 | 1 |  | Indoor |  | Floor Mounted |  | No | Not Applicable | 150 | Not Applicable |  |  |  | 0.75 | No | [7 empty] | 4.5/3.5 kW |  |  |  | 38 |  | 21/16 | On/Off | Not Applicable | [6 empty] | 123 | 21 | 21 | 52.125 | 128 | 436 | 20 | 47.5625 |  |  |  |  | 48.6875 | 48.6875 | 48.6875 | 8 |  |  |  |  | 49.4375 | [8 empty] | 1 | 232 | 232 | UL1453 | Yes | No | Yes | No | Not Applicable | 238-45688-00 |  |  |  | 238-45684-00 | 10332 | RES ELEC
RE240S8-1NCXX-458 | RE240S | Bradford White | 671632863853 | Active | The ""-458"" indicates that this SKU was designed and certified for Installation in Canada. | [9 empty] | No | Not Applicable | Not Applicable | Residential Water Heating | Water Heating.Electric | 8 | 6 |  |  |  | 238-44422-00 |  |  |  | 238-39699-00 | [6 empty] | Electric | Electric Resistance | 240 | 1 |  | Indoor |  | Floor Mounted |  | No | Not Applicable | 150 | Not Applicable |  |  |  | 0.75 | No | [7 empty] | 5 kW |  |  |  | 38 |  | 23 | On/Off | Not Applicable | [6 empty] | 123 | 21 | 21 | 52.125 | 128 | 436 | 20 | 47.5625 |  |  |  |  | 48.6875 | 48.6875 | 48.6875 | 8 |  |  |  |  | 49.4375 | [8 empty] | 1 | 232 | 232 | UL1453 | Yes | No | Yes | No | Not Applicable | 238-45688-00 |  |  |  | 238-45684-00 | 10332 | RES ELEC
RE240S8-1NCZZ-458 | RE240S | Bradford White | 671632839100 | Active | The ""-458"" indicates that this SKU was designed and certified for Installation in Canada. | [9 empty] | No | Not Applicable | Not Applicable | Residential Water Heating | Water Heating.Electric | 8 | 6 |  |  |  | 238-44422-00 |  |  |  | 238-39699-00 | [6 empty] | Electric | Electric Resistance | 240/208 | 1 |  | Indoor |  | Floor Mounted |  | No | Not Applicable | 150 | Not Applicable |  |  |  | 0.75 | No | [7 empty] | 6/4.5 kW |  |  |  | 38 |  | 28/21 | On/Off | Not Applicable | [6 empty] | 123 | 21 | 21 | 52.125 | 128 | 436 | 20 | 47.5625 |  |  |  |  | 48.6875 | 48.6875 | 48.6875 | 8 |  |  |  |  | 49.4375 | [8 empty] | 1 | 232 | 232 | UL1453 | Yes | No | Yes | No | Not Applicable | 238-45688-00 |  |  |  | 238-45684-00 | 10332 | RES ELEC
RE250L10-1NCWW | RE250L | Bradford White | 671632880041 | Active | [10 empty] | No | Not Applicable | Not Applicable | Residential Water Heating | Water Heating.Electric | 10 | 6 |  |  |  | 238-44422-00 |  |  |  | 238-39699-00 |  | 238-51237-00 |  |  |  |  | Electric | Electric Resistance | 240/208 | 1 |  | Indoor |  | Floor Mounted |  | No | Not Applicable | 150 | Not Applicable |  |  |  | 0.75 | No | [7 empty] | 4.5/3.5 kW |  | 61 | 0.94 | 47 | 43 | 21/16 | On/Off | Not Applicable | [6 empty] | 168 | 27 | 27 | 49.25 | 175 | 522 | 26 | 33.75 |  |  |  |  | 35.125 | 35.125 | 35.125 | 8 |  |  |  |  | 24.3125 | [8 empty] | 1 | 54 | 51 | UL174 | Yes | Yes | Yes | No | Not Applicable | [5 empty] | 10332 | RES ELEC | 214776641
RE250L10-1SCWW-284 | RE250L | Bradford White | 671632850037 | Active | The ""-284"" indicates that this SKU comes with an Incoloy Element. | [9 empty] | No | Not Applicable | Not Applicable | Residential Water Heating | Water Heating.Electric | 10 | 6 |  |  |  | 238-44422-00 |  |  |  | 238-39699-00 |  | 238-51237-00 |  |  |  |  | Electric | Electric Resistance | 240/208 | 1 |  | Indoor |  | Floor Mounted |  | No | Not Applicable | 150 | Not Applicable |  |  |  | 0.75 | No | [7 empty] | 9/7 kW |  | 61 | 0.94 | 47 | 43 | 41/32 | On/Off | Not Applicable | [6 empty] | 168 | 27 | 27 | 49.25 | 175 | 522 | 26 | 33.75 |  |  |  |  | 35.125 | 35.125 | 35.125 | 8 |  |  |  |  | 24.3125 | [8 empty] | 1 | 54 | 51 | UL174 | Yes | Yes | Yes | No | Not Applicable | [5 empty] | 10332 | RES ELEC | 214776641
RE250L6-1NCTT | RE250L | Bradford White | 671632808250 | Active | [10 empty] | No | Not Applicable | Not Applicable | Residential Water Heating | Water Heating.Electric | 6 | 6 |  |  |  | 238-44422-00 |  |  |  | 238-39699-00 |  | 238-51237-00 |  |  |  |  | Electric | Electric Resistance | 240/208 | 1 |  | Indoor |  | Floor Mounted |  | No | Not Applicable | 150 | Not Applicable |  |  |  | 0.75 | No | [7 empty] | 4/3 kW |  | 61 | 0.94 | 47 | 43 | 18/14 | On/Off | Not Applicable | [6 empty] | 168 | 27 | 27 | 49.25 | 175 | 522 | 26 | 33.75 |  |  |  |  | 35.125 | 35.125 | 35.125 | 8 |  |  |  |  | 24.3125 | [8 empty] | 1 | 54 | 51 | UL174 | Yes | Yes | Yes | No | Not Applicable | [5 empty] | 10332 | RES ELEC | 214776641
RE250L6-1NCTT-403 | RE250L | Bradford White | 671632808250 | Active | The ""-403"" indicates that this SKU comes with a Top T&P Location. | [9 empty] | No | Not Applicable | Not Applicable | Residential Water Heating | Water Heating.Electric | 6 | 6 |  |  |  | 238-44422-00 |  |  |  | 238-39699-00 |  | 238-51237-00 |  |  |  |  | Electric | Electric Resistance | 240/208 | 1 |  | Indoor |  | Floor Mounted |  | No | Not Applicable | 150 | Not Applicable |  |  |  | 0.75 | No | [7 empty] | 4/3 kW |  | 61 | 0.94 | 47 | 43 | 18/14 | On/Off | Not Applicable | [6 empty] | 168 | 27 | 27 | 49.25 | 175 | 522 | 26 | 33.75 |  |  |  |  | 35.125 | 35.125 | 35.125 | 8 |  |  |  |  | 24.3125 | [8 empty] | 1 | 54 | 51 | UL174 | Yes | Yes | Yes | No | Not Applicable | [5 empty] | 10332 | RES ELEC | 214776641
RE250L6-1NCW | RE250L | Bradford White | 671632821204 | Active | [10 empty] | No | Not Applicable | Not Applicable | Residential Water Heating | Water Heating.Electric | 6 | 6 |  |  |  | 238-44422-00 |  |  |  | 238-39699-00 |  | 238-51237-00 |  |  |  |  | Electric | Electric Resistance | 240/208 | 1 |  | Indoor |  | Floor Mounted |  | No | Not Applicable | 150 | Not Applicable |  |  |  | 0.75 | No | [7 empty] | 4.5/3.5 kW |  | 61 | 0.94 | 47 | 43 | 21/16 | On/Off | Not Applicable | [6 empty] | 168 | 27 | 27 | 49.25 | 175 | 522 | 26 | 33.75 |  |  |  |  | 35.125 | 35.125 | 35.125 | 8 |  |  |  |  | 24.3125 | [8 empty] | 1 | 54 | 51 | UL174 | Yes | Yes | Yes | No | Not Applicable | [5 empty] | 10332 | RES ELEC | 214776641
RE250L6-1NCW-403 | RE250L | Bradford White | 671632887446 | Active | The ""-403"" indicates that this SKU comes with a Top T&P Location. | [9 empty] | No | Not Applicable | Not Applicable | Residential Water Heating | Water Heating.Electric | 6 | 6 |  |  |  | 238-44422-00 |  |  |  | 238-39699-00 |  | 238-51237-00 |  |  |  |  | Electric | Electric Resistance | 240/208 | 1 |  | Indoor |  | Floor Mounted |  | No | Not Applicable | 150 | Not Applicable |  |  |  | 0.75 | No | [7 empty] | 4.5/3.5 kW |  | 61 | 0.94 | 47 | 43 | 21/16 | On/Off | Not Applicable | [6 empty] | 168 | 27 | 27 | 49.25 | 175 | 522 | 26 | 33.75 |  |  |  |  | 35.125 | 35.125 | 35.125 | 8 |  |  |  |  | 24.3125 | [8 empty] | 1 | 54 | 51 | UL174 | Yes | Yes | Yes | No | Not Applicable | [5 empty] | 10332 | RES ELEC | 214776641
RE250L6-1NCW-403-264 | RE250L | Bradford White | 671632804832 | Active | The ""-264"" indicates that this SKU comes with an Aluminum Anode Rod. | The ""-403"" indicates that this SKU comes with a Top T&P Location. | [8 empty] | No | Not Applicable | Not Applicable | Residential Water Heating | Water Heating.Electric | 6 | 6 |  |  |  | 238-44422-00 |  |  |  | 238-39699-00 |  | 238-51237-00 |  |  |  |  | Electric | Electric Resistance | 240/208 | 1 |  | Indoor |  | Floor Mounted |  | No | Not Applicable | 150 | Not Applicable |  |  |  | 0.75 | No | [7 empty] | 4.5/3.5 kW |  | 61 | 0.94 | 47 | 43 | 21/16 | On/Off | Not Applicable | [6 empty] | 168 | 27 | 27 | 49.25 | 175 | 522 | 26 | 33.75 |  |  |  |  | 35.125 | 35.125 | 35.125 | 8 |  |  |  |  | 24.3125 | [8 empty] | 1 | 54 | 51 | UL174 | Yes | Yes | Yes | No | Not Applicable | [5 empty] | 10332 | RES ELEC | 214776641
RE250L6-1NCWW | RE250L | Bradford White | 671632794416 | Active | [10 empty] | No | Not Applicable | Not Applicable | Residential Water Heating | Water Heating.Electric | 6 | 6 |  |  |  | 238-44422-00 |  |  |  | 238-39699-00 |  | 238-51237-00 |  |  |  |  | Electric | Electric Resistance | 240/208 | 1 |  | Indoor |  | Floor Mounted |  | No | Not Applicable | 150 | Not Applicable |  |  |  | 0.75 | No | [7 empty] | 4.5/3.5 kW |  | 61 | 0.94 | 47 | 43 | 21/16 | On/Off | Not Applicable | [6 empty] | 168 | 27 | 27 | 49.25 | 175 | 522 | 26 | 33.75 |  |  |  |  | 35.125 | 35.125 | 35.125 | 8 |  |  |  |  | 24.3125 | [8 empty] | 1 | 54 | 51 | UL174 | Yes | Yes | Yes | No | Not Applicable | [5 empty] | 10332 | RES ELEC | 214776641
RE250L6-1NCWW-264 | RE250L | Bradford White | 671632806942 | Active | The ""-264"" indicates that this SKU comes with an Aluminum Anode Rod. | [9 empty] | No | Not Applicable | Not Applicable | Residential Water Heating | Water Heating.Electric | 6 | 6 |  |  |  | 238-44422-00 |  |  |  | 238-39699-00 |  | 238-51237-00 |  |  |  |  | Electric | Electric Resistance | 240/208 | 1 |  | Indoor |  | Floor Mounted |  | No | Not Applicable | 150 | Not Applicable |  |  |  | 0.75 | No | [7 empty] | 4.5/3.5 kW |  | 61 | 0.94 | 47 | 43 | 21/16 | On/Off | Not Applicable | [6 empty] | 168 | 27 | 27 | 49.25 | 175 | 522 | 26 | 33.75 |  |  |  |  | 35.125 | 35.125 | 35.125 | 8 |  |  |  |  | 24.3125 | [8 empty] | 1 | 54 | 51 | UL174 | Yes | Yes | Yes | No | Not Applicable | [5 empty] | 10332 | RES ELEC | 214776641
RE250L6-1NCWW-264-284 | RE250L | Bradford White | 671632808410 | Active | The ""-264"" indicates that this SKU comes with an Aluminum Anode Rod. | The ""-284"" indicates that this SKU comes with an Incoloy Element. | [8 empty] | No | Not Applicable | Not Applicable | Residential Water Heating | Water Heating.Electric | 6 | 6 |  |  |  | 238-44422-00 |  |  |  | 238-39699-00 |  | 238-51237-00 |  |  |  |  | Electric | Electric Resistance | 240/208 | 1 |  | Indoor |  | Floor Mounted |  | No | Not Applicable | 150 | Not Applicable |  |  |  | 0.75 | No | [7 empty] | 4.5/3.5 kW |  | 61 | 0.94 | 47 | 43 | 21/16 | On/Off | Not Applicable | [6 empty] | 168 | 27 | 27 | 49.25 | 175 | 522 | 26 | 33.75 |  |  |  |  | 35.125 | 35.125 | 35.125 | 8 |  |  |  |  | 24.3125 | [8 empty] | 1 | 54 | 51 | UL174 | Yes | Yes | Yes | No | Not Applicable | [5 empty] | 10332 | RES ELEC | 214776641
RE250L6-1NCWW-284 | RE250L | Bradford White | 671632851508 | Active | The ""-284"" indicates that this SKU comes with an Incoloy Element. | [9 empty] | No | Not Applicable | Not Applicable | Residential Water Heating | Water Heating.Electric | 6 | 6 |  |  |  | 238-44422-00 |  |  |  | 238-39699-00 |  | 238-51237-00 |  |  |  |  | Electric | Electric Resistance | 240/208 | 1 |  | Indoor |  | Floor Mounted |  | No | Not Applicable | 150 | Not Applicable |  |  |  | 0.75 | No | [7 empty] | 4.5/3.5 kW |  | 61 | 0.94 | 47 | 43 | 21/16 | On/Off | Not Applicable | [6 empty] | 168 | 27 | 27 | 49.25 | 175 | 522 | 26 | 33.75 |  |  |  |  | 35.125 | 35.125 | 35.125 | 8 |  |  |  |  | 24.3125 | [8 empty] | 1 | 54 | 51 | UL174 | Yes | Yes | Yes | No | Not Applicable | [5 empty] | 10332 | RES ELEC | 214776641
RE250L6-1NCWW-403 | RE250L | Bradford White | 671632802975 | Active | The ""-403"" indicates that this SKU comes with a Top T&P Location. | [9 empty] | No | Not Applicable | Not Applicable | Residential Water Heating | Water Heating.Electric | 6 | 6 |  |  |  | 238-44422-00 |  |  |  | 238-39699-00 |  | 238-51237-00 |  |  |  |  | Electric | Electric Resistance | 240/208 | 1 |  | Indoor |  | Floor Mounted |  | No | Not Applicable | 150 | Not Applicable |  |  |  | 0.75 | No | [7 empty] | 4.5/3.5 kW |  | 61 | 0.94 | 47 | 43 | 21/16 | On/Off | Not Applicable | [6 empty] | 168 | 27 | 27 | 49.25 | 175 | 522 | 26 | 33.75 |  |  |  |  | 35.125 | 35.125 | 35.125 | 8 |  |  |  |  | 24.3125 | [8 empty] | 1 | 54 | 51 | UL174 | Yes | Yes | Yes | No | Not Applicable | [5 empty] | 10332 | RES ELEC | 214776641
RE250L6-1NCWW-403-264 | RE250L | Bradford White | 671632800193 | Active | The ""-264"" indicates that this SKU comes with an Aluminum Anode Rod. | The ""-403"" indicates that this SKU comes with a Top T&P Location. | [8 empty] | No | Not Applicable | Not Applicable | Residential Water Heating | Water Heating.Electric | 6 | 6 |  |  |  | 238-44422-00 |  |  |  | 238-39699-00 |  | 238-51237-00 |  |  |  |  | Electric | Electric Resistance | 240/208 | 1 |  | Indoor |  | Floor Mounted |  | No | Not Applicable | 150 | Not Applicable |  |  |  | 0.75 | No | [7 empty] | 4.5/3.5 kW |  | 61 | 0.94 | 47 | 43 | 21/16 | On/Off | Not Applicable | [6 empty] | 168 | 27 | 27 | 49.25 | 175 | 522 | 26 | 33.75 |  |  |  |  | 35.125 | 35.125 | 35.125 | 8 |  |  |  |  | 24.3125 | [8 empty] | 1 | 54 | 51 | UL174 | Yes | Yes | Yes | No | Not Applicable | [5 empty] | 10332 | RES ELEC | 214776641
RE250L6-1NCWW-403-264-284 | RE250L | Bradford White | 671632802982 | Active | The ""-264"" indicates that this SKU comes with an Aluminum Anode Rod. | The ""-284"" indicates that this SKU comes with an Incoloy Element. | The ""-403"" indicates that this SKU comes with a Top T&P Location. | [7 empty] | No | Not Applicable | Not Applicable | Residential Water Heating | Water Heating.Electric | 6 | 6 |  |  |  | 238-44422-00 |  |  |  | 238-39699-00 |  | 238-51237-00 |  |  |  |  | Electric | Electric Resistance | 240/208 | 1 |  | Indoor |  | Floor Mounted |  | No | Not Applicable | 150 | Not Applicable |  |  |  | 0.75 | No | [7 empty] | 4.5/3.5 kW |  | 61 | 0.94 | 47 | 43 | 21/16 | On/Off | Not Applicable | [6 empty] | 168 | 27 | 27 | 49.25 | 175 | 522 | 26 | 33.75 |  |  |  |  | 35.125 | 35.125 | 35.125 | 8 |  |  |  |  | 24.3125 | [8 empty] | 1 | 54 | 51 | UL174 | Yes | Yes | Yes | No | Not Applicable | [5 empty] | 10332 | RES ELEC | 214776641
RE250L6-1NCWW-403-284 | RE250L | Bradford White | 671632853793 | Active | The ""-284"" indicates that this SKU comes with an Incoloy Element. | The ""-403"" indicates that this SKU comes with a Top T&P Location. | [8 empty] | No | Not Applicable | Not Applicable | Residential Water Heating | Water Heating.Electric | 6 | 6 |  |  |  | 238-44422-00 |  |  |  | 238-39699-00 |  | 238-51237-00 |  |  |  |  | Electric | Electric Resistance | 240/208 | 1 |  | Indoor |  | Floor Mounted |  | No | Not Applicable | 150 | Not Applicable |  |  |  | 0.75 | No | [7 empty] | 4.5/3.5 kW |  | 61 | 0.94 | 47 | 43 | 21/16 | On/Off | Not Applicable | [6 empty] | 168 | 27 | 27 | 49.25 | 175 | 522 | 26 | 33.75 |  |  |  |  | 35.125 | 35.125 | 35.125 | 8 |  |  |  |  | 24.3125 | [8 empty] | 1 | 54 | 51 | UL174 | Yes | Yes | Yes | No | Not Applicable | [5 empty] | 10332 | RES ELEC | 214776641
RE250L6-1NCWW-403-506-284 | RE250L | Bradford White | 671632808991 | Active | The ""-284"" indicates that this SKU comes with an Incoloy Element. | The ""-403"" indicates that this SKU comes with a Top T&P Location. | The ""-506"" indicates that this SKU comes with an A420 Aluminum Anode Rod. | [7 empty] | No | Not Applicable | Not Applicable | Residential Water Heating | Water Heating.Electric | 6 | 6 |  |  |  | 238-44422-00 |  |  |  | 238-39699-00 |  | 238-51237-00 |  |  |  |  | Electric | Electric Resistance | 240/208 | 1 |  | Indoor |  | Floor Mounted |  | No | Not Applicable | 150 | Not Applicable |  |  |  | 0.75 | No | [7 empty] | 4.5/3.5 kW |  | 61 | 0.94 | 47 | 43 | 21/16 | On/Off | Not Applicable | [6 empty] | 168 | 27 | 27 | 49.25 | 175 | 522 | 26 | 33.75 |  |  |  |  | 35.125 | 35.125 | 35.125 | 8 |  |  |  |  | 24.3125 | [8 empty] | 1 | 54 | 51 | UL174 | Yes | Yes | Yes | No | Not Applicable | [5 empty] | 10332 | RES ELEC | 214776641
RE250L6-1NCWW-506 | RE250L | Bradford White | 671632808298 | Active | The ""-506"" indicates that this SKU comes with an A420 Aluminum Anode Rod. | [9 empty] | No | Not Applicable | Not Applicable | Residential Water Heating | Water Heating.Electric | 6 | 6 |  |  |  | 238-44422-00 |  |  |  | 238-39699-00 |  | 238-51237-00 |  |  |  |  | Electric | Electric Resistance | 240/208 | 1 |  | Indoor |  | Floor Mounted |  | No | Not Applicable | 150 | Not Applicable |  |  |  | 0.75 | No | [7 empty] | 4.5/3.5 kW |  | 61 | 0.94 | 47 | 43 | 21/16 | On/Off | Not Applicable | [6 empty] | 168 | 27 | 27 | 49.25 | 175 | 522 | 26 | 33.75 |  |  |  |  | 35.125 | 35.125 | 35.125 | 8 |  |  |  |  | 24.3125 | [8 empty] | 1 | 54 | 51 | UL174 | Yes | Yes | Yes | No | Not Applicable | [5 empty] | 10332 | RES ELEC | 214776641
RE250L6-1NCWW-506-284 | RE250L | Bradford White | 671632808854 | Active | The ""-284"" indicates that this SKU comes with an Incoloy Element. | The ""-506"" indicates that this SKU comes with an A420 Aluminum Anode Rod. | [8 empty] | No | Not Applicable | Not Applicable | Residential Water Heating | Water Heating.Electric | 6 | 6 |  |  |  | 238-44422-00 |  |  |  | 238-39699-00 |  | 238-51237-00 |  |  |  |  | Electric | Electric Resistance | 240/208 | 1 |  | Indoor |  | Floor Mounted |  | No | Not Applicable | 150 | Not Applicable |  |  |  | 0.75 | No | [7 empty] | 4.5/3.5 kW |  | 61 | 0.94 | 47 | 43 | 21/16 | On/Off | Not Applicable | [6 empty] | 168 | 27 | 27 | 49.25 | 175 | 522 | 26 | 33.75 |  |  |  |  | 35.125 | 35.125 | 35.125 | 8 |  |  |  |  | 24.3125 | [8 empty] | 1 | 54 | 51 | UL174 | Yes | Yes | Yes | No | Not Applicable | [5 empty] | 10332 | RES ELEC | 214776641
RE250L6-1NCXX-403 | RE250L | Bradford White | 671632878635 | Active | The ""-403"" indicates that this SKU comes with a Top T&P Location. | [9 empty] | No | Not Applicable | Not Applicable | Residential Water Heating | Water Heating.Electric | 6 | 6 |  |  |  | 238-44422-00 |  |  |  | 238-39699-00 |  | 238-51237-00 |  |  |  |  | Electric | Electric Resistance | 240 | 1 |  | Indoor |  | Floor Mounted |  | No | Not Applicable | 150 | Not Applicable |  |  |  | 0.75 | No | [7 empty] | 5 kW |  | 61 | 0.94 | 47 | 43 | 23 | On/Off | Not Applicable | [6 empty] | 168 | 27 | 27 | 49.25 | 175 | 522 | 26 | 33.75 |  |  |  |  | 35.125 | 35.125 | 35.125 | 8 |  |  |  |  | 24.3125 | [8 empty] | 1 | 54 | 51 | UL174 | Yes | Yes | Yes | No | Not Applicable | [5 empty] | 10332 | RES ELEC | 214776641
RE250L6-1NCY | RE250L | Bradford White | 671632806430 | Active | [10 empty] | No | Not Applicable | Not Applicable | Residential Water Heating | Water Heating.Electric | 6 | 6 |  |  |  | 238-44422-00 |  |  |  | 238-39699-00 |  | 238-51237-00 |  |  |  |  | Electric | Electric Resistance | 240/208 | 1 |  | Indoor |  | Floor Mounted |  | No | Not Applicable | 150 | Not Applicable |  |  |  | 0.75 | No | [7 empty] | 5.5/4 kW |  | 61 | 0.94 | 47 | 43 | 25/18 | On/Off | Not Applicable | [6 empty] | 168 | 27 | 27 | 49.25 | 175 | 522 | 26 | 33.75 |  |  |  |  | 35.125 | 35.125 | 35.125 | 8 |  |  |  |  | 24.3125 | [8 empty] | 1 | 54 | 51 | UL174 | Yes | Yes | Yes | No | Not Applicable | [5 empty] | 10332 | RES ELEC | 214776641
RE250L6-1NCY-403 | RE250L | Bradford White | 671632868698 | Active | The ""-403"" indicates that this SKU comes with a Top T&P Location. | [9 empty] | No | Not Applicable | Not Applicable | Residential Water Heating | Water Heating.Electric | 6 | 6 |  |  |  | 238-44422-00 |  |  |  | 238-39699-00 |  | 238-51237-00 |  |  |  |  | Electric | Electric Resistance | 240/208 | 1 |  | Indoor |  | Floor Mounted |  | No | Not Applicable | 150 | Not Applicable |  |  |  | 0.75 | No | [7 empty] | 5.5/4 kW |  | 61 | 0.94 | 47 | 43 | 25/18 | On/Off | Not Applicable | [6 empty] | 168 | 27 | 27 | 49.25 | 175 | 522 | 26 | 33.75 |  |  |  |  | 35.125 | 35.125 | 35.125 | 8 |  |  |  |  | 24.3125 | [8 empty] | 1 | 54 | 51 | UL174 | Yes | Yes | Yes | No | Not Applicable | [5 empty] | 10332 | RES ELEC | 214776641
RE250L6-1NCY-403-264-284 | RE250L | Bradford White | 671632815807 | Active | The ""-264"" indicates that this SKU comes with an Aluminum Anode Rod. | The ""-284"" indicates that this SKU comes with an Incoloy Element. | The ""-403"" indicates that this SKU comes with a Top T&P Location. | [7 empty] | No | Not Applicable | Not Applicable | Residential Water Heating | Water Heating.Electric | 6 | 6 |  |  |  | 238-44422-00 |  |  |  | 238-39699-00 |  | 238-51237-00 |  |  |  |  | Electric | Electric Resistance | 240/208 | 1 |  | Indoor |  | Floor Mounted |  | No | Not Applicable | 150 | Not Applicable |  |  |  | 0.75 | No | [7 empty] | 5.5/4 kW |  | 61 | 0.94 | 47 | 43 | 25/18 | On/Off | Not Applicable | [6 empty] | 168 | 27 | 27 | 49.25 | 175 | 522 | 26 | 33.75 |  |  |  |  | 35.125 | 35.125 | 35.125 | 8 |  |  |  |  | 24.3125 | [8 empty] | 1 | 54 | 51 | UL174 | Yes | Yes | Yes | No | Not Applicable | [5 empty] | 10332 | RES ELEC | 214776641
RE250L6-1NCYY | RE250L | Bradford White | 671632809097 | Active | [10 empty] | No | Not Applicable | Not Applicable | Residential Water Heating | Water Heating.Electric | 6 | 6 |  |  |  | 238-44422-00 |  |  |  | 238-39699-00 |  | 238-51237-00 |  |  |  |  | Electric | Electric Resistance | 240/208 | 1 |  | Indoor |  | Floor Mounted |  | No | Not Applicable | 150 | Not Applicable |  |  |  | 0.75 | No | [7 empty] | 5.5/4 kW |  | 61 | 0.94 | 47 | 43 | 25/18 | On/Off | Not Applicable | [6 empty] | 168 | 27 | 27 | 49.25 | 175 | 522 | 26 | 33.75 |  |  |  |  | 35.125 | 35.125 | 35.125 | 8 |  |  |  |  | 24.3125 | [8 empty] | 1 | 54 | 51 | UL174 | Yes | Yes | Yes | No | Not Applicable | [5 empty] | 10332 | RES ELEC | 214776641
RE250L6-1NCYY-264-284 | RE250L | Bradford White | 671632883820 | Active | The ""-264"" indicates that this SKU comes with an Aluminum Anode Rod. | The ""-284"" indicates that this SKU comes with an Incoloy Element. | [8 empty] | No | Not Applicable | Not Applicable | Residential Water Heating | Water Heating.Electric | 6 | 6 |  |  |  | 238-44422-00 |  |  |  | 238-39699-00 |  | 238-51237-00 |  |  |  |  | Electric | Electric Resistance | 240/208 | 1 |  | Indoor |  | Floor Mounted |  | No | Not Applicable | 150 | Not Applicable |  |  |  | 0.75 | No | [7 empty] | 5.5/4 kW |  | 61 | 0.94 | 47 | 43 | 25/18 | On/Off | Not Applicable | [6 empty] | 168 | 27 | 27 | 49.25 | 175 | 522 | 26 | 33.75 |  |  |  |  | 35.125 | 35.125 | 35.125 | 8 |  |  |  |  | 24.3125 | [8 empty] | 1 | 54 | 51 | UL174 | Yes | Yes | Yes | No | Not Applicable | [5 empty] | 10332 | RES ELEC | 214776641
RE250L6-1NCYY-403 | RE250L | Bradford White | 671632850518 | Active | The ""-403"" indicates that this SKU comes with a Top T&P Location. | [9 empty] | No | Not Applicable | Not Applicable | Residential Water Heating | Water Heating.Electric | 6 | 6 |  |  |  | 238-44422-00 |  |  |  | 238-39699-00 |  | 238-51237-00 |  |  |  |  | Electric | Electric Resistance | 240/208 | 1 |  | Indoor |  | Floor Mounted |  | No | Not Applicable | 150 | Not Applicable |  |  |  | 0.75 | No | [7 empty] | 5.5/4 kW |  | 61 | 0.94 | 47 | 43 | 25/18 | On/Off | Not Applicable | [6 empty] | 168 | 27 | 27 | 49.25 | 175 | 522 | 26 | 33.75 |  |  |  |  | 35.125 | 35.125 | 35.125 | 8 |  |  |  |  | 24.3125 | [8 empty] | 1 | 54 | 51 | UL174 | Yes | Yes | Yes | No | Not Applicable | [5 empty] | 10332 | RES ELEC | 214776641
RE250L6-1NCYY-403-264 | RE250L | Bradford White | 671632896974 | Active | The ""-264"" indicates that this SKU comes with an Aluminum Anode Rod. | The ""-403"" indicates that this SKU comes with a Top T&P Location. | [8 empty] | No | Not Applicable | Not Applicable | Residential Water Heating | Water Heating.Electric | 6 | 6 |  |  |  | 238-44422-00 |  |  |  | 238-39699-00 |  | 238-51237-00 |  |  |  |  | Electric | Electric Resistance | 240/208 | 1 |  | Indoor |  | Floor Mounted |  | No | Not Applicable | 150 | Not Applicable |  |  |  | 0.75 | No | [7 empty] | 5.5/4 kW |  | 61 | 0.94 | 47 | 43 | 25/18 | On/Off | Not Applicable | [6 empty] | 168 | 27 | 27 | 49.25 | 175 | 522 | 26 | 33.75 |  |  |  |  | 35.125 | 35.125 | 35.125 | 8 |  |  |  |  | 24.3125 | [8 empty] | 1 | 54 | 51 | UL174 | Yes | Yes | Yes | No | Not Applicable | [5 empty] | 10332 | RES ELEC | 214776641
RE250L6-1NCYY-506 | RE250L | Bradford White | 671632898541 | Active | The ""-506"" indicates that this SKU comes with an A420 Aluminum Anode Rod. | [9 empty] | No | Not Applicable | Not Applicable | Residential Water Heating | Water Heating.Electric | 6 | 6 |  |  |  | 238-44422-00 |  |  |  | 238-39699-00 |  | 238-51237-00 |  |  |  |  | Electric | Electric Resistance | 240/208 | 1 |  | Indoor |  | Floor Mounted |  | No | Not Applicable | 150 | Not Applicable |  |  |  | 0.75 | No | [7 empty] | 5.5/4 kW |  | 61 | 0.94 | 47 | 43 | 25/18 | On/Off | Not Applicable | [6 empty] | 168 | 27 | 27 | 49.25 | 175 | 522 | 26 | 33.75 |  |  |  |  | 35.125 | 35.125 | 35.125 | 8 |  |  |  |  | 24.3125 | [8 empty] | 1 | 54 | 51 | UL174 | Yes | Yes | Yes | No | Not Applicable | [5 empty] | 10332 | RES ELEC | 214776641
RE250L6-1NCZ-403 | RE250L | Bradford White | 671632894451 | Active | The ""-403"" indicates that this SKU comes with a Top T&P Location. | [9 empty] | No | Not Applicable | Not Applicable | Residential Water Heating | Water Heating.Electric | 6 | 6 |  |  |  | 238-44422-00 |  |  |  | 238-39699-00 |  | 238-51237-00 |  |  |  |  | Electric | Electric Resistance | 240/208 | 1 |  | Indoor |  | Floor Mounted |  | No | Not Applicable | 150 | Not Applicable |  |  |  | 0.75 | No | [7 empty] | 6/4.5 kW |  | 61 | 0.94 | 47 | 43 | 28/21 | On/Off | Not Applicable | [6 empty] | 168 | 27 | 27 | 49.25 | 175 | 522 | 26 | 33.75 |  |  |  |  | 35.125 | 35.125 | 35.125 | 8 |  |  |  |  | 24.3125 | [8 empty] | 1 | 54 | 51 | UL174 | Yes | Yes | Yes | No | Not Applicable | [5 empty] | 10332 | RES ELEC | 214776641
RE250L6-1NCZZ | RE250L | Bradford White | 671632815234 | Active | [10 empty] | No | Not Applicable | Not Applicable | Residential Water Heating | Water Heating.Electric | 6 | 6 |  |  |  | 238-44422-00 |  |  |  | 238-39699-00 |  | 238-51237-00 |  |  |  |  | Electric | Electric Resistance | 240/208 | 1 |  | Indoor |  | Floor Mounted |  | No | Not Applicable | 150 | Not Applicable |  |  |  | 0.75 | No | [7 empty] | 6/4.5 kW |  | 61 | 0.94 | 47 | 43 | 28/21 | On/Off | Not Applicable | [6 empty] | 168 | 27 | 27 | 49.25 | 175 | 522 | 26 | 33.75 |  |  |  |  | 35.125 | 35.125 | 35.125 | 8 |  |  |  |  | 24.3125 | [8 empty] | 1 | 54 | 51 | UL174 | Yes | Yes | Yes | No | Not Applicable | [5 empty] | 10332 | RES ELEC | 214776641
RE250L6-1NCZZ-264 | RE250L | Bradford White | 671632884155 | Active | The ""-264"" indicates that this SKU comes with an Aluminum Anode Rod. | [9 empty] | No | Not Applicable | Not Applicable | Residential Water Heating | Water Heating.Electric | 6 | 6 |  |  |  | 238-44422-00 |  |  |  | 238-39699-00 |  | 238-51237-00 |  |  |  |  | Electric | Electric Resistance | 240/208 | 1 |  | Indoor |  | Floor Mounted |  | No | Not Applicable | 150 | Not Applicable |  |  |  | 0.75 | No | [7 empty] | 6/4.5 kW |  | 61 | 0.94 | 47 | 43 | 28/21 | On/Off | Not Applicable | [6 empty] | 168 | 27 | 27 | 49.25 | 175 | 522 | 26 | 33.75 |  |  |  |  | 35.125 | 35.125 | 35.125 | 8 |  |  |  |  | 24.3125 | [8 empty] | 1 | 54 | 51 | UL174 | Yes | Yes | Yes | No | Not Applicable | [5 empty] | 10332 | RES ELEC | 214776641
RE250L6-1NCZZ-403 | RE250L | Bradford White | 671632816811 | Active | The ""-403"" indicates that this SKU comes with a Top T&P Location. | [9 empty] | No | Not Applicable | Not Applicable | Residential Water Heating | Water Heating.Electric | 6 | 6 |  |  |  | 238-44422-00 |  |  |  | 238-39699-00 |  | 238-51237-00 |  |  |  |  | Electric | Electric Resistance | 240/208 | 1 |  | Indoor |  | Floor Mounted |  | No | Not Applicable | 150 | Not Applicable |  |  |  | 0.75 | No | [7 empty] | 6/4.5 kW |  | 61 | 0.94 | 47 | 43 | 28/21 | On/Off | Not Applicable | [6 empty] | 168 | 27 | 27 | 49.25 | 175 | 522 | 26 | 33.75 |  |  |  |  | 35.125 | 35.125 | 35.125 | 8 |  |  |  |  | 24.3125 | [8 empty] | 1 | 54 | 51 | UL174 | Yes | Yes | Yes | No | Not Applicable | [5 empty] | 10332 | RES ELEC | 214776641
RE250L6-1NCZZ-403-264 | RE250L | Bradford White | 671632884582 | Active | The ""-264"" indicates that this SKU comes with an Aluminum Anode Rod. | The ""-403"" indicates that this SKU comes with a Top T&P Location. | [8 empty] | No | Not Applicable | Not Applicable | Residential Water Heating | Water Heating.Electric | 6 | 6 |  |  |  | 238-44422-00 |  |  |  | 238-39699-00 |  | 238-51237-00 |  |  |  |  | Electric | Electric Resistance | 240/208 | 1 |  | Indoor |  | Floor Mounted |  | No | Not Applicable | 150 | Not Applicable |  |  |  | 0.75 | No | [7 empty] | 6/4.5 kW |  | 61 | 0.94 | 47 | 43 | 28/21 | On/Off | Not Applicable | [6 empty] | 168 | 27 | 27 | 49.25 | 175 | 522 | 26 | 33.75 |  |  |  |  | 35.125 | 35.125 | 35.125 | 8 |  |  |  |  | 24.3125 | [8 empty] | 1 | 54 | 51 | UL174 | Yes | Yes | Yes | No | Not Applicable | [5 empty] | 10332 | RES ELEC | 214776641
RE250L6-1NCZZ-403-506-284 | RE250L | Bradford White | 671632896752 | Active | The ""-284"" indicates that this SKU comes with an Incoloy Element. | The ""-403"" indicates that this SKU comes with a Top T&P Location. | The ""-506"" indicates that this SKU comes with an A420 Aluminum Anode Rod. | [7 empty] | No | Not Applicable | Not Applicable | Residential Water Heating | Water Heating.Electric | 6 | 6 |  |  |  | 238-44422-00 |  |  |  | 238-39699-00 |  | 238-51237-00 |  |  |  |  | Electric | Electric Resistance | 240/208 | 1 |  | Indoor |  | Floor Mounted |  | No | Not Applicable | 150 | Not Applicable |  |  |  | 0.75 | No | [7 empty] | 6/4.5 kW |  | 61 | 0.94 | 47 | 43 | 28/21 | On/Off | Not Applicable | [6 empty] | 168 | 27 | 27 | 49.25 | 175 | 522 | 26 | 33.75 |  |  |  |  | 35.125 | 35.125 | 35.125 | 8 |  |  |  |  | 24.3125 | [8 empty] | 1 | 54 | 51 | UL174 | Yes | Yes | Yes | No | Not Applicable | [5 empty] | 10332 | RES ELEC | 214776641
RE250L6-1NCZZ-506-284 | RE250L | Bradford White | 671632891290 | Active | The ""-284"" indicates that this SKU comes with an Incoloy Element. | The ""-506"" indicates that this SKU comes with an A420 Aluminum Anode Rod. | [8 empty] | No | Not Applicable | Not Applicable | Residential Water Heating | Water Heating.Electric | 6 | 6 |  |  |  | 238-44422-00 |  |  |  | 238-39699-00 |  | 238-51237-00 |  |  |  |  | Electric | Electric Resistance | 240/208 | 1 |  | Indoor |  | Floor Mounted |  | No | Not Applicable | 150 | Not Applicable |  |  |  | 0.75 | No | [7 empty] | 6/4.5 kW |  | 61 | 0.94 | 47 | 43 | 28/21 | On/Off | Not Applicable | [6 empty] | 168 | 27 | 27 | 49.25 | 175 | 522 | 26 | 33.75 |  |  |  |  | 35.125 | 35.125 | 35.125 | 8 |  |  |  |  | 24.3125 | [8 empty] | 1 | 54 | 51 | UL174 | Yes | Yes | Yes | No | Not Applicable | [5 empty] | 10332 | RES ELEC | 214776641
RE250L6-1NEWW | RE250L | Bradford White | 671632874637 | Active | [10 empty] | No | Not Applicable | Not Applicable | Residential Water Heating | Water Heating.Electric | 6 | 6 |  |  |  | 238-44422-00 |  |  |  | 238-39699-00 |  | 238-51237-00 |  |  |  |  | Electric | Electric Resistance | 277 | 1 |  | Indoor |  | Floor Mounted |  | No | Not Applicable | 150 | Not Applicable |  |  |  | 0.75 | No | [7 empty] | 4.5 kW |  | 61 | 0.94 | 47 | 43 | 21 | On/Off | Not Applicable | [6 empty] | 168 | 27 | 27 | 49.25 | 175 | 522 | 26 | 33.75 |  |  |  |  | 35.125 | 35.125 | 35.125 | 8 |  |  |  |  | 24.3125 | [8 empty] | 1 | 54 | 51 | UL174 | Yes | Yes | Yes | No | Not Applicable | [5 empty] | 10332 | RES ELEC | 214776641
RE250L6-1NHWW | RE250L | Bradford White | 671632900749 | Active | [10 empty] | No | Not Applicable | Not Applicable | Residential Water Heating | Water Heating.Electric | 6 | 6 |  |  |  | 238-44422-00 |  |  |  | 238-39699-00 |  | 238-51237-00 |  |  |  |  | Electric | Electric Resistance | 480 | 1 |  | Indoor |  | Floor Mounted |  | No | Not Applicable | 150 | Not Applicable |  |  |  | 0.75 | No | [7 empty] | 4.5 kW |  | 61 | 0.94 | 47 | 43 | 21 | On/Off | Not Applicable | [6 empty] | 168 | 27 | 27 | 49.25 | 175 | 522 | 26 | 33.75 |  |  |  |  | 35.125 | 35.125 | 35.125 | 8 |  |  |  |  | 24.3125 | [8 empty] | 1 | 54 | 51 | UL174 | Yes | Yes | Yes | No | Not Applicable | [5 empty] | 10332 | RES ELEC | 214776641
RE250L6-1NHWW-264 | RE250L | Bradford White | 671632900862 | Active | The ""-264"" indicates that this SKU comes with an Aluminum Anode Rod. | [9 empty] | No | Not Applicable | Not Applicable | Residential Water Heating | Water Heating.Electric | 6 | 6 |  |  |  | 238-44422-00 |  |  |  | 238-39699-00 |  | 238-51237-00 |  |  |  |  | Electric | Electric Resistance | 480 | 1 |  | Indoor |  | Floor Mounted |  | No | Not Applicable | 150 | Not Applicable |  |  |  | 0.75 | No | [7 empty] | 4.5 kW |  | 61 | 0.94 | 47 | 43 | 21 | On/Off | Not Applicable | [6 empty] | 168 | 27 | 27 | 49.25 | 175 | 522 | 26 | 33.75 |  |  |  |  | 35.125 | 35.125 | 35.125 | 8 |  |  |  |  | 24.3125 | [8 empty] | 1 | 54 | 51 | UL174 | Yes | Yes | Yes | No | Not Applicable | [5 empty] | 10332 | RES ELEC | 214776641
RE250L6-1NHWW-403 | RE250L | Bradford White | 671632853588 | Active | The ""-403"" indicates that this SKU comes with a Top T&P Location. | [9 empty] | No | Not Applicable | Not Applicable | Residential Water Heating | Water Heating.Electric | 6 | 6 |  |  |  | 238-44422-00 |  |  |  | 238-39699-00 |  | 238-51237-00 |  |  |  |  | Electric | Electric Resistance | 480 | 1 |  | Indoor |  | Floor Mounted |  | No | Not Applicable | 150 | Not Applicable |  |  |  | 0.75 | No | [7 empty] | 4.5 kW |  | 61 | 0.94 | 47 | 43 | 21 | On/Off | Not Applicable | [6 empty] | 168 | 27 | 27 | 49.25 | 175 | 522 | 26 | 33.75 |  |  |  |  | 35.125 | 35.125 | 35.125 | 8 |  |  |  |  | 24.3125 | [8 empty] | 1 | 54 | 51 | UL174 | Yes | Yes | Yes | No | Not Applicable | [5 empty] | 10332 | RES ELEC | 214776641
RE250L6-1NHZZ | RE250L | Bradford White | 671632878284 | Active | [10 empty] | No | Not Applicable | Not Applicable | Residential Water Heating | Water Heating.Electric | 6 | 6 |  |  |  | 238-44422-00 |  |  |  | 238-39699-00 |  | 238-51237-00 |  |  |  |  | Electric | Electric Resistance | 480 | 1 |  | Indoor |  | Floor Mounted |  | No | Not Applicable | 150 | Not Applicable |  |  |  | 0.75 | No | [7 empty] | 6 kW |  | 61 | 0.94 | 47 | 43 | 28 | On/Off | Not Applicable | [6 empty] | 168 | 27 | 27 | 49.25 | 175 | 522 | 26 | 33.75 |  |  |  |  | 35.125 | 35.125 | 35.125 | 8 |  |  |  |  | 24.3125 | [8 empty] | 1 | 54 | 51 | UL174 | Yes | Yes | Yes | No | Not Applicable | [5 empty] | 10332 | RES ELEC | 214776641
RE250L6-1NLWW | RE250L | Bradford White | 671632896790 | Active | [10 empty] | No | Not Applicable | Not Applicable | Residential Water Heating | Water Heating.Electric | 6 | 6 |  |  |  | 238-44422-00 |  |  |  | 238-39699-00 |  | 238-51237-00 |  |  |  |  | Electric | Electric Resistance | 208 | 1 |  | Indoor |  | Floor Mounted |  | No | Not Applicable | 150 | Not Applicable |  |  |  | 0.75 | No | [7 empty] | 4.5 kW |  | 61 | 0.94 | 47 | 43 | 21 | On/Off | Not Applicable | [6 empty] | 168 | 27 | 27 | 49.25 | 175 | 522 | 26 | 33.75 |  |  |  |  | 35.125 | 35.125 | 35.125 | 8 |  |  |  |  | 24.3125 | [8 empty] | 1 | 54 | 51 | UL174 | Yes | Yes | Yes | No | Not Applicable | [5 empty] | 10332 | RES ELEC | 214776641
RE250L6-1NLXX | RE250L | Bradford White | 671632876303 | Active | [10 empty] | No | Not Applicable | Not Applicable | Residential Water Heating | Water Heating.Electric | 6 | 6 |  |  |  | 238-44422-00 |  |  |  | 238-39699-00 |  | 238-51237-00 |  |  |  |  | Electric | Electric Resistance | 208 | 1 |  | Indoor |  | Floor Mounted |  | No | Not Applicable | 150 | Not Applicable |  |  |  | 0.75 | No | [7 empty] | 5 kW |  | 61 | 0.94 | 47 | 43 | 23 | On/Off | Not Applicable | [6 empty] | 168 | 27 | 27 | 49.25 | 175 | 522 | 26 | 33.75 |  |  |  |  | 35.125 | 35.125 | 35.125 | 8 |  |  |  |  | 24.3125 | [8 empty] | 1 | 54 | 51 | UL174 | Yes | Yes | Yes | No | Not Applicable | [5 empty] | 10332 | RES ELEC | 214776641
RE250L6-1NLYY | RE250L | Bradford White | 671632856312 | Active | [10 empty] | No | Not Applicable | Not Applicable | Residential Water Heating | Water Heating.Electric | 6 | 6 |  |  |  | 238-44422-00 |  |  |  | 238-39699-00 |  | 238-51237-00 |  |  |  |  | Electric | Electric Resistance | 208 | 1 |  | Indoor |  | Floor Mounted |  | No | Not Applicable | 150 | Not Applicable |  |  |  | 0.75 | No | [7 empty] | 5.5 kW |  | 61 | 0.94 | 47 | 43 | 25 | On/Off | Not Applicable | [6 empty] | 168 | 27 | 27 | 49.25 | 175 | 522 | 26 | 33.75 |  |  |  |  | 35.125 | 35.125 | 35.125 | 8 |  |  |  |  | 24.3125 | [8 empty] | 1 | 54 | 51 | UL174 | Yes | Yes | Yes | No | Not Applicable | [5 empty] | 10332 | RES ELEC | 214776641
RE250L6-1NLYY-403-264 | RE250L | Bradford White | 671632857166 | Active | The ""-264"" indicates that this SKU comes with an Aluminum Anode Rod. | The ""-403"" indicates that this SKU comes with a Top T&P Location. | [8 empty] | No | Not Applicable | Not Applicable | Residential Water Heating | Water Heating.Electric | 6 | 6 |  |  |  | 238-44422-00 |  |  |  | 238-39699-00 |  | 238-51237-00 |  |  |  |  | Electric | Electric Resistance | 208 | 1 |  | Indoor |  | Floor Mounted |  | No | Not Applicable | 150 | Not Applicable |  |  |  | 0.75 | No | [7 empty] | 5.5 kW |  | 61 | 0.94 | 47 | 43 | 25 | On/Off | Not Applicable | [6 empty] | 168 | 27 | 27 | 49.25 | 175 | 522 | 26 | 33.75 |  |  |  |  | 35.125 | 35.125 | 35.125 | 8 |  |  |  |  | 24.3125 | [8 empty] | 1 | 54 | 51 | UL174 | Yes | Yes | Yes | No | Not Applicable | [5 empty] | 10332 | RES ELEC | 214776641
RE250L6-1NLZZ | RE250L | Bradford White | 671632851928 | Active | [10 empty] | No | Not Applicable | Not Applicable | Residential Water Heating | Water Heating.Electric | 6 | 6 |  |  |  | 238-44422-00 |  |  |  | 238-39699-00 |  | 238-51237-00 |  |  |  |  | Electric | Electric Resistance | 208 | 1 |  | Indoor |  | Floor Mounted |  | No | Not Applicable | 150 | Not Applicable |  |  |  | 0.75 | No | [7 empty] | 6 kW |  | 61 | 0.94 | 47 | 43 | 28 | On/Off | Not Applicable | [6 empty] | 168 | 27 | 27 | 49.25 | 175 | 522 | 26 | 33.75 |  |  |  |  | 35.125 | 35.125 | 35.125 | 8 |  |  |  |  | 24.3125 | [8 empty] | 1 | 54 | 51 | UL174 | Yes | Yes | Yes | No | Not Applicable | [5 empty] | 10332 | RES ELEC | 214776641
RE250L6-1NLZZ-264 | RE250L | Bradford White | 671632899852 | Active | The ""-264"" indicates that this SKU comes with an Aluminum Anode Rod. | [9 empty] | No | Not Applicable | Not Applicable | Residential Water Heating | Water Heating.Electric | 6 | 6 |  |  |  | 238-44422-00 |  |  |  | 238-39699-00 |  | 238-51237-00 |  |  |  |  | Electric | Electric Resistance | 208 | 1 |  | Indoor |  | Floor Mounted |  | No | Not Applicable | 150 | Not Applicable |  |  |  | 0.75 | No | [7 empty] | 6 kW |  | 61 | 0.94 | 47 | 43 | 28 | On/Off | Not Applicable | [6 empty] | 168 | 27 | 27 | 49.25 | 175 | 522 | 26 | 33.75 |  |  |  |  | 35.125 | 35.125 | 35.125 | 8 |  |  |  |  | 24.3125 | [8 empty] | 1 | 54 | 51 | UL174 | Yes | Yes | Yes | No | Not Applicable | [5 empty] | 10332 | RES ELEC | 214776641
RE250L6-1NLZZ-403 | RE250L | Bradford White | 671632814848 | Active | The ""-403"" indicates that this SKU comes with a Top T&P Location. | [9 empty] | No | Not Applicable | Not Applicable | Residential Water Heating | Water Heating.Electric | 6 | 6 |  |  |  | 238-44422-00 |  |  |  | 238-39699-00 |  | 238-51237-00 |  |  |  |  | Electric | Electric Resistance | 208 | 1 |  | Indoor |  | Floor Mounted |  | No | Not Applicable | 150 | Not Applicable |  |  |  | 0.75 | No | [7 empty] | 6 kW |  | 61 | 0.94 | 47 | 43 | 28 | On/Off | Not Applicable | [6 empty] | 168 | 27 | 27 | 49.25 | 175 | 522 | 26 | 33.75 |  |  |  |  | 35.125 | 35.125 | 35.125 | 8 |  |  |  |  | 24.3125 | [8 empty] | 1 | 54 | 51 | UL174 | Yes | Yes | Yes | No | Not Applicable | [5 empty] | 10332 | RES ELEC | 214776641
RE250L6-1SCTT | RE250L | Bradford White | 671632888269 | Active | [10 empty] | No | Not Applicable | Not Applicable | Residential Water Heating | Water Heating.Electric | 6 | 6 |  |  |  | 238-44422-00 |  |  |  | 238-39699-00 |  | 238-51237-00 |  |  |  |  | Electric | Electric Resistance | 240/208 | 1 |  | Indoor |  | Floor Mounted |  | No | Not Applicable | 150 | Not Applicable |  |  |  | 0.75 | No | [7 empty] | 8/6 kW |  | 61 | 0.94 | 47 | 43 | 37/28 | On/Off | Not Applicable | [6 empty] | 168 | 27 | 27 | 49.25 | 175 | 522 | 26 | 33.75 |  |  |  |  | 35.125 | 35.125 | 35.125 | 8 |  |  |  |  | 24.3125 | [8 empty] | 1 | 54 | 51 | UL174 | Yes | Yes | Yes | No | Not Applicable | [5 empty] | 10332 | RES ELEC | 214776641
RE250L6-1SCTT-403 | RE250L | Bradford White | 671632880164 | Active | The ""-403"" indicates that this SKU comes with a Top T&P Location. | [9 empty] | No | Not Applicable | Not Applicable | Residential Water Heating | Water Heating.Electric | 6 | 6 |  |  |  | 238-44422-00 |  |  |  | 238-39699-00 |  | 238-51237-00 |  |  |  |  | Electric | Electric Resistance | 240/208 | 1 |  | Indoor |  | Floor Mounted |  | No | Not Applicable | 150 | Not Applicable |  |  |  | 0.75 | No | [7 empty] | 8/6 kW |  | 61 | 0.94 | 47 | 43 | 37/28 | On/Off | Not Applicable | [6 empty] | 168 | 27 | 27 | 49.25 | 175 | 522 | 26 | 33.75 |  |  |  |  | 35.125 | 35.125 | 35.125 | 8 |  |  |  |  | 24.3125 | [8 empty] | 1 | 54 | 51 | UL174 | Yes | Yes | Yes | No | Not Applicable | [5 empty] | 10332 | RES ELEC | 214776641
RE250L6-1SCWW | RE250L | Bradford White | 671632850037 | Active | [10 empty] | No | Not Applicable | Not Applicable | Residential Water Heating | Water Heating.Electric | 6 | 6 |  |  |  | 238-44422-00 |  |  |  | 238-39699-00 |  | 238-51237-00 |  |  |  |  | Electric | Electric Resistance | 240/208 | 1 |  | Indoor |  | Floor Mounted |  | No | Not Applicable | 150 | Not Applicable |  |  |  | 0.75 | No | [7 empty] | 9/7 kW |  | 61 | 0.94 | 47 | 43 | 41/32 | On/Off | Not Applicable | [6 empty] | 168 | 27 | 27 | 49.25 | 175 | 522 | 26 | 33.75 |  |  |  |  | 35.125 | 35.125 | 35.125 | 8 |  |  |  |  | 24.3125 | [8 empty] | 1 | 54 | 51 | UL174 | Yes | Yes | Yes | No | Not Applicable | [5 empty] | 10332 | RES ELEC | 214776641
RE250L6-1SCWW-506 | RE250L | Bradford White | 671632855735 | Active | The ""-506"" indicates that this SKU comes with an A420 Aluminum Anode Rod. | [9 empty] | No | Not Applicable | Not Applicable | Residential Water Heating | Water Heating.Electric | 6 | 6 |  |  |  | 238-44422-00 |  |  |  | 238-39699-00 |  | 238-51237-00 |  |  |  |  | Electric | Electric Resistance | 240/208 | 1 |  | Indoor |  | Floor Mounted |  | No | Not Applicable | 150 | Not Applicable |  |  |  | 0.75 | No | [7 empty] | 9/7 kW |  | 61 | 0.94 | 47 | 43 | 41/32 | On/Off | Not Applicable | [6 empty] | 168 | 27 | 27 | 49.25 | 175 | 522 | 26 | 33.75 |  |  |  |  | 35.125 | 35.125 | 35.125 | 8 |  |  |  |  | 24.3125 | [8 empty] | 1 | 54 | 51 | UL174 | Yes | Yes | Yes | No | Not Applicable | [5 empty] | 10332 | RES ELEC | 214776641
RE250L6-1SCYY | RE250L | Bradford White | 671632896035 | Active | [10 empty] | No | Not Applicable | Not Applicable | Residential Water Heating | Water Heating.Electric | 6 | 6 |  |  |  | 238-44422-00 |  |  |  | 238-39699-00 |  | 238-51237-00 |  |  |  |  | Electric | Electric Resistance | 240/208 | 1 |  | Indoor |  | Floor Mounted |  | No | Not Applicable | 150 | Not Applicable |  |  |  | 0.75 | No | [7 empty] | 11/8 kW |  | 61 | 0.94 | 47 | 43 | 51/37 | On/Off | Not Applicable | [6 empty] | 168 | 27 | 27 | 49.25 | 175 | 522 | 26 | 33.75 |  |  |  |  | 35.125 | 35.125 | 35.125 | 8 |  |  |  |  | 24.3125 | [8 empty] | 1 | 54 | 51 | UL174 | Yes | Yes | Yes | No | Not Applicable | [5 empty] | 10332 | RES ELEC | 214776641
RE250L6-1SCYY-403 | RE250L | Bradford White | 671632850556 | Active | The ""-403"" indicates that this SKU comes with a Top T&P Location. | [9 empty] | No | Not Applicable | Not Applicable | Residential Water Heating | Water Heating.Electric | 6 | 6 |  |  |  | 238-44422-00 |  |  |  | 238-39699-00 |  | 238-51237-00 |  |  |  |  | Electric | Electric Resistance | 240/208 | 1 |  | Indoor |  | Floor Mounted |  | No | Not Applicable | 150 | Not Applicable |  |  |  | 0.75 | No | [7 empty] | 11/8 kW |  | 61 | 0.94 | 47 | 43 | 51/37 | On/Off | Not Applicable | [6 empty] | 168 | 27 | 27 | 49.25 | 175 | 522 | 26 | 33.75 |  |  |  |  | 35.125 | 35.125 | 35.125 | 8 |  |  |  |  | 24.3125 | [8 empty] | 1 | 54 | 51 | UL174 | Yes | Yes | Yes | No | Not Applicable | [5 empty] | 10332 | RES ELEC | 214776641
RE250L6-1SHZZ | RE250L | Bradford White | 671632903559 | Active | [10 empty] | No | Not Applicable | Not Applicable | Residential Water Heating | Water Heating.Electric | 6 | 6 |  |  |  | 238-44422-00 |  |  |  | 238-39699-00 |  | 238-51237-00 |  |  |  |  | Electric | Electric Resistance | 480 | 1 |  | Indoor |  | Floor Mounted |  | No | Not Applicable | 150 | Not Applicable |  |  |  | 0.75 | No | [7 empty] | 12 kW |  | 61 | 0.94 | 47 | 43 | 55 | On/Off | Not Applicable | [6 empty] | 168 | 27 | 27 | 49.25 | 175 | 522 | 26 | 33.75 |  |  |  |  | 35.125 | 35.125 | 35.125 | 8 |  |  |  |  | 24.3125 | [8 empty] | 1 | 54 | 51 | UL174 | Yes | Yes | Yes | No | Not Applicable | [5 empty] | 10332 | RES ELEC | 214776641
RE250L6-1SLWW | RE250L | Bradford White | 671632850662 | Active | [10 empty] | No | Not Applicable | Not Applicable | Residential Water Heating | Water Heating.Electric | 6 | 6 |  |  |  | 238-44422-00 |  |  |  | 238-39699-00 |  | 238-51237-00 |  |  |  |  | Electric | Electric Resistance | 208 | 1 |  | Indoor |  | Floor Mounted |  | No | Not Applicable | 150 | Not Applicable |  |  |  | 0.75 | No | [7 empty] | 9 kW |  | 61 | 0.94 | 47 | 43 | 41 | On/Off | Not Applicable | [6 empty] | 168 | 27 | 27 | 49.25 | 175 | 522 | 26 | 33.75 |  |  |  |  | 35.125 | 35.125 | 35.125 | 8 |  |  |  |  | 24.3125 | [8 empty] | 1 | 54 | 51 | UL174 | Yes | Yes | Yes | No | Not Applicable | [5 empty] | 10332 | RES ELEC | 214776641
RE250L6-3NCZZ | RE250L | Bradford White | 671632887460 | Active | [10 empty] | No | Not Applicable | Not Applicable | Residential Water Heating | Water Heating.Electric | 6 | 6 |  |  |  | 238-44422-00 |  |  |  | 238-39699-00 |  | 238-51237-00 |  |  |  |  | Electric | Electric Resistance | 240/208 | 3 |  | Indoor |  | Floor Mounted |  | No | Not Applicable | 150 | Not Applicable |  |  |  | 0.75 | No | [7 empty] | 6/4.5 kW |  | 61 | 0.94 | 47 | 43 | 28/21 | On/Off | Not Applicable | [6 empty] | 168 | 27 | 27 | 49.25 | 175 | 522 | 26 | 33.75 |  |  |  |  | 35.125 | 35.125 | 35.125 | 8 |  |  |  |  | 24.3125 | [8 empty] | 1 | 54 | 51 | UL174 | Yes | Yes | Yes | No | Not Applicable | [5 empty] | 10332 | RES ELEC | 214776641
RE250L6-3NHZZ | RE250L | Bradford White | 671632910380 | Active | [10 empty] | No | Not Applicable | Not Applicable | Residential Water Heating | Water Heating.Electric | 6 | 6 |  |  |  | 238-44422-00 |  |  |  | 238-39699-00 |  | 238-51237-00 |  |  |  |  | Electric | Electric Resistance | 480 | 3 |  | Indoor |  | Floor Mounted |  | No | Not Applicable | 150 | Not Applicable |  |  |  | 0.75 | No | [7 empty] | 6 kW |  | 61 | 0.94 | 47 | 43 | 28 | On/Off | Not Applicable | [6 empty] | 168 | 27 | 27 | 49.25 | 175 | 522 | 26 | 33.75 |  |  |  |  | 35.125 | 35.125 | 35.125 | 8 |  |  |  |  | 24.3125 | [8 empty] | 1 | 54 | 51 | UL174 | Yes | Yes | Yes | No | Not Applicable | [5 empty] | 10332 | RES ELEC | 214776641
RE250L6-3NLZZ | RE250L | Bradford White | 671632904747 | Active | [10 empty] | No | Not Applicable | Not Applicable | Residential Water Heating | Water Heating.Electric | 6 | 6 |  |  |  | 238-44422-00 |  |  |  | 238-39699-00 |  | 238-51237-00 |  |  |  |  | Electric | Electric Resistance | 208 | 3 |  | Indoor |  | Floor Mounted |  | No | Not Applicable | 150 | Not Applicable |  |  |  | 0.75 | No | [7 empty] | 6 kW |  | 61 | 0.94 | 47 | 43 | 28 | On/Off | Not Applicable | [6 empty] | 168 | 27 | 27 | 49.25 | 175 | 522 | 26 | 33.75 |  |  |  |  | 35.125 | 35.125 | 35.125 | 8 |  |  |  |  | 24.3125 | [8 empty] | 1 | 54 | 51 | UL174 | Yes | Yes | Yes | No | Not Applicable | [5 empty] | 10332 | RES ELEC | 214776641
RE250LN10-1NCWW | RE250LN | Bradford White | 671632130665 | Active | [10 empty] | No | Not Applicable | Not Applicable | Residential Water Heating | Water Heating.Electric | 10 | 6 |  |  |  | 238-44422-00 |  |  |  | 238-39699-00 | [6 empty] | Electric | Electric Resistance | 240/208 | 1 |  | Indoor |  | Floor Mounted |  | No | Not Applicable | 150 | Not Applicable |  |  |  | 0.75 | No | [7 empty] | 4.5/3.5 kW |  | 61 | 0.92 | 47 | 43 | 21/16 | On/Off | Not Applicable | [6 empty] | 154 | 27 | 27 | 38.5 | 160 | 509 | 26 | 33.75 |  |  |  |  | 35.125 | 35.125 | 35.125 | 8 |  |  |  |  | 24.3125 | [8 empty] | 1 | 138 | 186 | UL174 | Yes | Yes | Yes | No | Not Applicable | [5 empty] | 10332 | RES ELEC | 202087589
RE250LN10-1NCWW-264 | RE250LN | Bradford White | 671632580613 | Active | The ""-264"" indicates that this SKU comes with an Aluminum Anode Rod. | [9 empty] | No | Not Applicable | Not Applicable | Residential Water Heating | Water Heating.Electric | 10 | 6 |  |  |  | 238-44422-00 |  |  |  | 238-39699-00 | [6 empty] | Electric | Electric Resistance | 240/208 | 1 |  | Indoor |  | Floor Mounted |  | No | Not Applicable | 150 | Not Applicable |  |  |  | 0.75 | No | [7 empty] | 4.5/3.5 kW |  | 61 | 0.92 | 47 | 43 | 21/16 | On/Off | Not Applicable | [6 empty] | 154 | 27 | 27 | 38.5 | 160 | 509 | 26 | 33.75 |  |  |  |  | 35.125 | 35.125 | 35.125 | 8 |  |  |  |  | 24.3125 | [8 empty] | 1 | 138 | 186 | UL174 | Yes | Yes | Yes | No | Not Applicable | [5 empty] | 10332 | RES ELEC | 202087589
RE250LN10-1NCZZ | RE250LN | Bradford White | 671632320875 | Active | [10 empty] | No | Not Applicable | Not Applicable | Residential Water Heating | Water Heating.Electric | 10 | 6 |  |  |  | 238-44422-00 |  |  |  | 238-39699-00 | [6 empty] | Electric | Electric Resistance | 240/208 | 1 |  | Indoor |  | Floor Mounted |  | No | Not Applicable | 150 | Not Applicable |  |  |  | 0.75 | No | [7 empty] | 6/4.5 kW |  | 61 | 0.92 | 47 | 43 | 28/21 | On/Off | Not Applicable | [6 empty] | 154 | 27 | 27 | 38.5 | 160 | 509 | 26 | 33.75 |  |  |  |  | 35.125 | 35.125 | 35.125 | 8 |  |  |  |  | 24.3125 | [8 empty] | 1 | 138 | 186 | UL174 | Yes | Yes | Yes | No | Not Applicable | [5 empty] | 10332 | RES ELEC | 202087589
RE250LN10-1NCZZ-403-264 | RE250LN | Bradford White | 671632680733 | Active | The ""-264"" indicates that this SKU comes with an Aluminum Anode Rod. | The ""-403"" indicates that this SKU comes with a Top T&P Location. | [8 empty] | No | Not Applicable | Not Applicable | Residential Water Heating | Water Heating.Electric | 10 | 6 |  |  |  | 238-44422-00 |  |  |  | 238-39699-00 | [6 empty] | Electric | Electric Resistance | 240/208 | 1 |  | Indoor |  | Floor Mounted |  | No | Not Applicable | 150 | Not Applicable |  |  |  | 0.75 | No | [7 empty] | 6/4.5 kW |  | 61 | 0.92 | 47 | 43 | 28/21 | On/Off | Not Applicable | [6 empty] | 154 | 27 | 27 | 38.5 | 160 | 509 | 26 | 33.75 |  |  |  |  | 35.125 | 35.125 | 35.125 | 8 |  |  |  |  | 24.3125 | [8 empty] | 1 | 138 | 186 | UL1453 | Yes | Yes | Yes | No | Not Applicable | [5 empty] | 10332 | RES ELEC | 202087589
RE250LN10-1NCZZ-458 | RE250LN | Bradford White | 671632323388 | Active | The ""-458"" indicates that this SKU was designed and certified for Installation in Canada. | [9 empty] | No | Not Applicable | Not Applicable | Residential Water Heating | Water Heating.Electric | 10 | 6 |  |  |  | 238-44422-00 |  |  |  | 238-39699-00 | [6 empty] | Electric | Electric Resistance | 240/208 | 1 |  | Indoor |  | Floor Mounted |  | No | Not Applicable | 150 | Not Applicable |  |  |  | 0.75 | No | [7 empty] | 6/4.5 kW |  | 61 | 0.92 | 45 |  | 28/21 | On/Off | Not Applicable | [6 empty] | 154 | 27 | 27 | 38.5 | 160 | 525 | 26 | 33.75 |  |  |  |  | 35.125 | 35.125 | 35.125 | 8 |  |  |  |  | 24.3125 | [8 empty] | 1 | 138 | 186 | UL1453 | Yes | No | Yes | No | Not Applicable | 238-45688-00 |  |  |  | 238-45684-00 | 10332 | RES ELEC
RE250LN10-3NHTT | RE250LN | Bradford White | 671632998197 | Active | [10 empty] | No | Not Applicable | Not Applicable | Residential Water Heating | Water Heating.Electric | 10 | 6 |  |  |  | 238-44422-00 |  |  |  | 238-39699-00 | [6 empty] | Electric | Electric Resistance | 480 | 3 |  | Indoor |  | Floor Mounted |  | No | Not Applicable | 150 | Not Applicable |  |  |  | 0.75 | No | [7 empty] | 4 kW |  | 61 | 0.92 | 47 | 43 | 18 | On/Off | Not Applicable | [6 empty] | 154 | 27 | 27 | 38.5 | 160 | 509 | 26 | 33.75 |  |  |  |  | 35.125 | 35.125 | 35.125 | 8 |  |  |  |  | 24.3125 | [8 empty] | 1 | 138 | 186 | UL174 | Yes | Yes | Yes | No | Not Applicable | [5 empty] | 10332 | RES ELEC | 202087589
RE250LN6-1NCNN-458 | RE250LN | Bradford White | 671632558100 | Active | The ""-458"" indicates that this SKU was designed and certified for Installation in Canada. | [9 empty] | No | Not Applicable | Not Applicable | Residential Water Heating | Water Heating.Electric | 6 | 6 |  |  |  | 238-44422-00 |  |  |  | 238-39699-00 | [6 empty] | Electric | Electric Resistance | 240/208 | 1 |  | Indoor |  | Floor Mounted |  | No | Not Applicable | 150 | Not Applicable |  |  |  | 0.75 | No | [7 empty] | 2.5/2 kW |  | 61 | 0.92 | 45 |  | 11/9 | On/Off | Not Applicable | [6 empty] | 154 | 27 | 27 | 38.5 | 160 | 525 | 26 | 33.75 |  |  |  |  | 35.125 | 35.125 | 35.125 | 8 |  |  |  |  | 24.3125 | [8 empty] | 1 | 138 | 186 | UL1453 | Yes | No | Yes | No | Not Applicable | 238-45688-00 |  |  |  | 238-45684-00 | 10332 | RES ELEC
RE250LN6-1NCPP-458 | RE250LN | Bradford White | 671632904129 | Active | The ""-458"" indicates that this SKU was designed and certified for Installation in Canada. | [9 empty] | No | Not Applicable | Not Applicable | Residential Water Heating | Water Heating.Electric | 6 | 6 |  |  |  | 238-44422-00 |  |  |  | 238-39699-00 | [6 empty] | Electric | Electric Resistance | 240 | 1 |  | Indoor |  | Floor Mounted |  | No | Not Applicable | 150 | Not Applicable |  |  |  | 0.75 | No | [7 empty] | 3 kW |  | 61 | 0.92 | 45 |  | 14 | On/Off | Not Applicable | [6 empty] | 154 | 27 | 27 | 38.5 | 160 | 525 | 26 | 33.75 |  |  |  |  | 35.125 | 35.125 | 35.125 | 8 |  |  |  |  | 24.3125 | [8 empty] | 1 | 138 | 186 | UL1453 | Yes | No | Yes | No | Not Applicable | 238-45688-00 |  |  |  | 238-45684-00 | 10332 | RES ELEC
RE250LN6-1NCRR-458 | RE250LN | Bradford White | 671632144051 | Active | The ""-458"" indicates that this SKU was designed and certified for Installation in Canada. | [9 empty] | No | Not Applicable | Not Applicable | Residential Water Heating | Water Heating.Electric | 6 | 6 |  |  |  | 238-44422-00 |  |  |  | 238-39699-00 | [6 empty] | Electric | Electric Resistance | 240/208 | 1 |  | Indoor |  | Floor Mounted |  | No | Not Applicable | 150 | Not Applicable |  |  |  | 0.75 | No | [7 empty] | 3.5/2.5 kW |  | 61 | 0.92 | 45 |  | 16/11 | On/Off | Not Applicable | [6 empty] | 154 | 27 | 27 | 38.5 | 160 | 525 | 26 | 33.75 |  |  |  |  | 35.125 | 35.125 | 35.125 | 8 |  |  |  |  | 24.3125 | [8 empty] | 1 | 138 | 186 | UL1453 | Yes | No | Yes | No | Not Applicable | 238-45688-00 |  |  |  | 238-45684-00 | 10332 | RES ELEC
RE250LN6-1NCTT | RE250LN | Bradford White | 671632126262 | Active | [10 empty] | No | Not Applicable | Not Applicable | Residential Water Heating | Water Heating.Electric | 6 | 6 |  |  |  | 238-44422-00 |  |  |  | 238-39699-00 | [6 empty] | Electric | Electric Resistance | 240/208 | 1 |  | Indoor |  | Floor Mounted |  | No | Not Applicable | 150 | Not Applicable |  |  |  | 0.75 | No | [7 empty] | 4/3 kW |  | 61 | 0.92 | 47 | 43 | 18/14 | On/Off | Not Applicable | [6 empty] | 154 | 27 | 27 | 38.5 | 160 | 509 | 26 | 33.75 |  |  |  |  | 35.125 | 35.125 | 35.125 | 8 |  |  |  |  | 24.3125 | [8 empty] | 1 | 138 | 186 | UL174 | Yes | Yes | Yes | No | Not Applicable | [5 empty] | 10332 | RES ELEC | 202087589
RE250LN6-1NCTT-264 | RE250LN | Bradford White | 671632553273 | Active | The ""-264"" indicates that this SKU comes with an Aluminum Anode Rod. | [9 empty] | No | Not Applicable | Not Applicable | Residential Water Heating | Water Heating.Electric | 6 | 6 |  |  |  | 238-44422-00 |  |  |  | 238-39699-00 | [6 empty] | Electric | Electric Resistance | 240/208 | 1 |  | Indoor |  | Floor Mounted |  | No | Not Applicable | 150 | Not Applicable |  |  |  | 0.75 | No | [7 empty] | 4/3 kW |  | 61 | 0.92 | 47 | 43 | 18/14 | On/Off | Not Applicable | [6 empty] | 154 | 27 | 27 | 38.5 | 160 | 509 | 26 | 33.75 |  |  |  |  | 35.125 | 35.125 | 35.125 | 8 |  |  |  |  | 24.3125 | [8 empty] | 1 | 138 | 186 | UL174 | Yes | Yes | Yes | No | Not Applicable | [5 empty] | 10332 | RES ELEC | 202087589
RE250LN6-1NCTT-403 | RE250LN | Bradford White | 671632905218 | Active | The ""-403"" indicates that this SKU comes with a Top T&P Location. | [9 empty] | No | Not Applicable | Not Applicable | Residential Water Heating | Water Heating.Electric | 6 | 6 |  |  |  | 238-44422-00 |  |  |  | 238-39699-00 | [6 empty] | Electric | Electric Resistance | 240/208 | 1 |  | Indoor |  | Floor Mounted |  | No | Not Applicable | 150 | Not Applicable |  |  |  | 0.75 | No | [7 empty] | 4/3 kW |  | 61 | 0.92 | 47 | 43 | 18/14 | On/Off | Not Applicable | [6 empty] | 154 | 27 | 27 | 38.5 | 160 | 509 | 26 | 33.75 |  |  |  |  | 35.125 | 35.125 | 35.125 | 8 |  |  |  |  | 24.3125 | [8 empty] | 1 | 138 | 186 | UL174 | Yes | Yes | Yes | No | Not Applicable | [5 empty] | 10332 | RES ELEC | 202087589
RE250LN6-1NCTT-458 | RE250LN | Bradford White | 671632552566 | Active | The ""-458"" indicates that this SKU was designed and certified for Installation in Canada. | [9 empty] | No | Not Applicable | Not Applicable | Residential Water Heating | Water Heating.Electric | 6 | 6 |  |  |  | 238-44422-00 |  |  |  | 238-39699-00 | [6 empty] | Electric | Electric Resistance | 240/208 | 1 |  | Indoor |  | Floor Mounted |  | No | Not Applicable | 150 | Not Applicable |  |  |  | 0.75 | No | [7 empty] | 4/3 kW |  | 61 | 0.92 | 45 |  | 18/14 | On/Off | Not Applicable | [6 empty] | 154 | 27 | 27 | 38.5 | 160 | 525 | 26 | 33.75 |  |  |  |  | 35.125 | 35.125 | 35.125 | 8 |  |  |  |  | 24.3125 | [8 empty] | 1 | 138 | 186 | UL1453 | Yes | No | Yes | No | Not Applicable | 238-45688-00 |  |  |  | 238-45684-00 | 10332 | RES ELEC
RE250LN6-1NCWW | RE250LN | Bradford White | 671632899777 | Active | [10 empty] | No | Not Applicable | Not Applicable | Residential Water Heating | Water Heating.Electric | 6 | 6 |  |  |  | 238-44422-00 |  |  |  | 238-39699-00 | [6 empty] | Electric | Electric Resistance | 240/208 | 1 |  | Indoor |  | Floor Mounted |  | No | Not Applicable | 150 | Not Applicable |  |  |  | 0.75 | No | [7 empty] | 4.5/3.5 kW |  | 61 | 0.92 | 47 | 43 | 21/16 | On/Off | Not Applicable | [6 empty] | 154 | 27 | 27 | 38.5 | 160 | 509 | 26 | 33.75 |  |  |  |  | 35.125 | 35.125 | 35.125 | 8 |  |  |  |  | 24.3125 | [8 empty] | 1 | 138 | 186 | UL174 | Yes | Yes | Yes | No | Not Applicable | [5 empty] | 10332 | RES ELEC | 202087589
RE250LN6-1NCWW-264 | RE250LN | Bradford White | 671632902972 | Active | The ""-264"" indicates that this SKU comes with an Aluminum Anode Rod. | [9 empty] | No | Not Applicable | Not Applicable | Residential Water Heating | Water Heating.Electric | 6 | 6 |  |  |  | 238-44422-00 |  |  |  | 238-39699-00 | [6 empty] | Electric | Electric Resistance | 240/208 | 1 |  | Indoor |  | Floor Mounted |  | No | Not Applicable | 150 | Not Applicable |  |  |  | 0.75 | No | [7 empty] | 4.5/3.5 kW |  | 61 | 0.92 | 47 | 43 | 21/16 | On/Off | Not Applicable | [6 empty] | 154 | 27 | 27 | 38.5 | 160 | 509 | 26 | 33.75 |  |  |  |  | 35.125 | 35.125 | 35.125 | 8 |  |  |  |  | 24.3125 | [8 empty] | 1 | 138 | 186 | UL174 | Yes | Yes | Yes | No | Not Applicable | [5 empty] | 10332 | RES ELEC | 202087589
RE250LN6-1NCWW-264-284 | RE250LN | Bradford White | 671632905232 | Active | The ""-264"" indicates that this SKU comes with an Aluminum Anode Rod. | The ""-284"" indicates that this SKU comes with an Incoloy Element. | [8 empty] | No | Not Applicable | Not Applicable | Residential Water Heating | Water Heating.Electric | 6 | 6 |  |  |  | 238-44422-00 |  |  |  | 238-39699-00 | [6 empty] | Electric | Electric Resistance | 240/208 | 1 |  | Indoor |  | Floor Mounted |  | No | Not Applicable | 150 | Not Applicable |  |  |  | 0.75 | No | [7 empty] | 4.5/3.5 kW |  | 61 | 0.92 | 47 | 43 | 21/16 | On/Off | Not Applicable | [6 empty] | 154 | 27 | 27 | 38.5 | 160 | 509 | 26 | 33.75 |  |  |  |  | 35.125 | 35.125 | 35.125 | 8 |  |  |  |  | 24.3125 | [8 empty] | 1 | 138 | 186 | UL174 | Yes | Yes | Yes | No | Not Applicable | [5 empty] | 10332 | RES ELEC | 202087589
RE250LN6-1NCWW-264-315 | RE250LN | Bradford White | 671632625512 | Active | The ""-264"" indicates that this SKU comes with an Aluminum Anode Rod. | The ""-315"" indicates that this SKU comes with a Low Watt Density Heating Element, lower location only. | [8 empty] | No | Not Applicable | Not Applicable | Residential Water Heating | Water Heating.Electric | 6 | 6 |  |  |  | 238-44422-00 |  |  |  | 238-39699-00 | [6 empty] | Electric | Electric Resistance | 240/208 | 1 |  | Indoor |  | Floor Mounted |  | No | Not Applicable | 150 | Not Applicable |  |  |  | 0.75 | No | [7 empty] | 4.5/3.5 kW |  | 61 | 0.92 | 47 | 43 | 21/16 | On/Off | Not Applicable | [6 empty] | 154 | 27 | 27 | 38.5 | 160 | 509 | 26 | 33.75 |  |  |  |  | 35.125 | 35.125 | 35.125 | 8 |  |  |  |  | 24.3125 | [8 empty] | 1 | 138 | 186 | UL174 | Yes | Yes | Yes | No | Not Applicable | [5 empty] | 10332 | RES ELEC | 202087589
RE250LN6-1NCWW-284 | RE250LN | Bradford White | 671632904013 | Active | The ""-284"" indicates that this SKU comes with an Incoloy Element. | [9 empty] | No | Not Applicable | Not Applicable | Residential Water Heating | Water Heating.Electric | 6 | 6 |  |  |  | 238-44422-00 |  |  |  | 238-39699-00 | [6 empty] | Electric | Electric Resistance | 240/208 | 1 |  | Indoor |  | Floor Mounted |  | No | Not Applicable | 150 | Not Applicable |  |  |  | 0.75 | No | [7 empty] | 4.5/3.5 kW |  | 61 | 0.92 | 47 | 43 | 21/16 | On/Off | Not Applicable | [6 empty] | 154 | 27 | 27 | 38.5 | 160 | 509 | 26 | 33.75 |  |  |  |  | 35.125 | 35.125 | 35.125 | 8 |  |  |  |  | 24.3125 | [8 empty] | 1 | 138 | 186 | UL174 | Yes | Yes | Yes | No | Not Applicable | [5 empty] | 10332 | RES ELEC | 202087589
RE250LN6-1NCWW-315 | RE250LN | Bradford White | 671632905225 | Active | The ""-315"" indicates that this SKU comes with a Low Watt Density Heating Element, lower location only. | [9 empty] | No | Not Applicable | Not Applicable | Residential Water Heating | Water Heating.Electric | 6 | 6 |  |  |  | 238-44422-00 |  |  |  | 238-39699-00 | [6 empty] | Electric | Electric Resistance | 240/208 | 1 |  | Indoor |  | Floor Mounted |  | No | Not Applicable | 150 | Not Applicable |  |  |  | 0.75 | No | [7 empty] | 4.5/3.5 kW |  | 61 | 0.92 | 47 | 43 | 21/16 | On/Off | Not Applicable | [6 empty] | 154 | 27 | 27 | 38.5 | 160 | 509 | 26 | 33.75 |  |  |  |  | 35.125 | 35.125 | 35.125 | 8 |  |  |  |  | 24.3125 | [8 empty] | 1 | 138 | 186 | UL174 | Yes | Yes | Yes | No | Not Applicable | [5 empty] | 10332 | RES ELEC | 202087589
RE250LN6-1NCWW-403 | RE250LN | Bradford White | 671632904020 | Active | The ""-403"" indicates that this SKU comes with a Top T&P Location. | [9 empty] | No | Not Applicable | Not Applicable | Residential Water Heating | Water Heating.Electric | 6 | 6 |  |  |  | 238-44422-00 |  |  |  | 238-39699-00 | [6 empty] | Electric | Electric Resistance | 240/208 | 1 |  | Indoor |  | Floor Mounted |  | No | Not Applicable | 150 | Not Applicable |  |  |  | 0.75 | No | [7 empty] | 4.5/3.5 kW |  | 61 | 0.92 | 47 | 43 | 21/16 | On/Off | Not Applicable | [6 empty] | 154 | 27 | 27 | 38.5 | 160 | 509 | 26 | 33.75 |  |  |  |  | 35.125 | 35.125 | 35.125 | 8 |  |  |  |  | 24.3125 | [8 empty] | 1 | 138 | 186 | UL174 | Yes | Yes | Yes | No | Not Applicable | [5 empty] | 10332 | RES ELEC | 202087589
RE250LN6-1NCWW-403-264 | RE250LN | Bradford White | 671632904037 | Active | The ""-264"" indicates that this SKU comes with an Aluminum Anode Rod. | The ""-403"" indicates that this SKU comes with a Top T&P Location. | [8 empty] | No | Not Applicable | Not Applicable | Residential Water Heating | Water Heating.Electric | 6 | 6 |  |  |  | 238-44422-00 |  |  |  | 238-39699-00 | [6 empty] | Electric | Electric Resistance | 240/208 | 1 |  | Indoor |  | Floor Mounted |  | No | Not Applicable | 150 | Not Applicable |  |  |  | 0.75 | No | [7 empty] | 4.5/3.5 kW |  | 61 | 0.92 | 47 | 43 | 21/16 | On/Off | Not Applicable | [6 empty] | 154 | 27 | 27 | 38.5 | 160 | 509 | 26 | 33.75 |  |  |  |  | 35.125 | 35.125 | 35.125 | 8 |  |  |  |  | 24.3125 | [8 empty] | 1 | 138 | 186 | UL174 | Yes | Yes | Yes | No | Not Applicable | [5 empty] | 10332 | RES ELEC | 202087589
RE250LN6-1NCWW-403-284 | RE250LN | Bradford White | 671632629954 | Active | The ""-284"" indicates that this SKU comes with an Incoloy Element. | The ""-403"" indicates that this SKU comes with a Top T&P Location. | [8 empty] | No | Not Applicable | Not Applicable | Residential Water Heating | Water Heating.Electric | 6 | 6 |  |  |  | 238-44422-00 |  |  |  | 238-39699-00 | [6 empty] | Electric | Electric Resistance | 240/208 | 1 |  | Indoor |  | Floor Mounted |  | No | Not Applicable | 150 | Not Applicable |  |  |  | 0.75 | No | [7 empty] | 4.5/3.5 kW |  | 61 | 0.92 | 47 | 43 | 21/16 | On/Off | Not Applicable | [6 empty] | 154 | 27 | 27 | 38.5 | 160 | 509 | 26 | 33.75 |  |  |  |  | 35.125 | 35.125 | 35.125 | 8 |  |  |  |  | 24.3125 | [8 empty] | 1 | 138 | 186 | UL174 | Yes | Yes | Yes | No | Not Applicable | [5 empty] | 10332 | RES ELEC | 202087589
RE250LN6-1NCWW-403-506-284 | RE250LN | Bradford White | 671632912391 | Active | The ""-284"" indicates that this SKU comes with an Incoloy Element. | The ""-403"" indicates that this SKU comes with a Top T&P Location. | The ""-506"" indicates that this SKU comes with an A420 Aluminum Anode Rod. | [7 empty] | No | Not Applicable | Not Applicable | Residential Water Heating | Water Heating.Electric | 6 | 6 |  |  |  | 238-44422-00 |  |  |  | 238-39699-00 | [6 empty] | Electric | Electric Resistance | 240/208 | 1 |  | Indoor |  | Floor Mounted |  | No | Not Applicable | 150 | Not Applicable |  |  |  | 0.75 | No | [7 empty] | 4.5/3.5 kW |  | 61 | 0.92 | 47 | 43 | 21/16 | On/Off | Not Applicable | [6 empty] | 154 | 27 | 27 | 38.5 | 160 | 509 | 26 | 33.75 |  |  |  |  | 35.125 | 35.125 | 35.125 | 8 |  |  |  |  | 24.3125 | [8 empty] | 1 | 138 | 186 | UL174 | Yes | Yes | Yes | No | Not Applicable | [5 empty] | 10332 | RES ELEC | 202087589
RE250LN6-1NCWW-458 | RE250LN | Bradford White | 671632124787 | Active | The ""-458"" indicates that this SKU was designed and certified for Installation in Canada. | [9 empty] | No | Not Applicable | Not Applicable | Residential Water Heating | Water Heating.Electric | 6 | 6 |  |  |  | 238-44422-00 |  |  |  | 238-39699-00 | [6 empty] | Electric | Electric Resistance | 240/208 | 1 |  | Indoor |  | Floor Mounted |  | No | Not Applicable | 150 | Not Applicable |  |  |  | 0.75 | No | [7 empty] | 4.5/3.5 kW |  | 61 | 0.92 | 45 |  | 21/16 | On/Off | Not Applicable | [6 empty] | 154 | 27 | 27 | 38.5 | 160 | 525 | 26 | 33.75 |  |  |  |  | 35.125 | 35.125 | 35.125 | 8 |  |  |  |  | 24.3125 | [8 empty] | 1 | 138 | 186 | UL1453 | Yes | No | Yes | No | Not Applicable | 238-45688-00 |  |  |  | 238-45684-00 | 10332 | RES ELEC
RE250LN6-1NCWW-506 | RE250LN | Bradford White | 671632902965 | Active | The ""-506"" indicates that this SKU comes with an A420 Aluminum Anode Rod. | [9 empty] | No | Not Applicable | Not Applicable | Residential Water Heating | Water Heating.Electric | 6 | 6 |  |  |  | 238-44422-00 |  |  |  | 238-39699-00 | [6 empty] | Electric | Electric Resistance | 240/208 | 1 |  | Indoor |  | Floor Mounted |  | No | Not Applicable | 150 | Not Applicable |  |  |  | 0.75 | No | [7 empty] | 4.5/3.5 kW |  | 61 | 0.92 | 47 | 43 | 21/16 | On/Off | Not Applicable | [6 empty] | 154 | 27 | 27 | 38.5 | 160 | 509 | 26 | 33.75 |  |  |  |  | 35.125 | 35.125 | 35.125 | 8 |  |  |  |  | 24.3125 | [8 empty] | 1 | 138 | 186 | UL174 | Yes | Yes | Yes | No | Not Applicable | [5 empty] | 10332 | RES ELEC | 202087589
RE250LN6-1NCWW-506-284 | RE250LN | Bradford White | 671632904938 | Active | The ""-284"" indicates that this SKU comes with an Incoloy Element. | The ""-506"" indicates that this SKU comes with an A420 Aluminum Anode Rod. | [8 empty] | No | Not Applicable | Not Applicable | Residential Water Heating | Water Heating.Electric | 6 | 6 |  |  |  | 238-44422-00 |  |  |  | 238-39699-00 | [6 empty] | Electric | Electric Resistance | 240/208 | 1 |  | Indoor |  | Floor Mounted |  | No | Not Applicable | 150 | Not Applicable |  |  |  | 0.75 | No | [7 empty] | 4.5/3.5 kW |  | 61 | 0.92 | 47 | 43 | 21/16 | On/Off | Not Applicable | [6 empty] | 154 | 27 | 27 | 38.5 | 160 | 509 | 26 | 33.75 |  |  |  |  | 35.125 | 35.125 | 35.125 | 8 |  |  |  |  | 24.3125 | [8 empty] | 1 | 138 | 186 | UL174 | Yes | Yes | Yes | No | Not Applicable | [5 empty] | 10332 | RES ELEC | 202087589
RE250LN6-1NCXX | RE250LN | Bradford White | 671632642823 | Active | [10 empty] | No | Not Applicable | Not Applicable | Residential Water Heating | Water Heating.Electric | 6 | 6 |  |  |  | 238-44422-00 |  |  |  | 238-39699-00 | [6 empty] | Electric | Electric Resistance | 240 | 1 |  | Indoor |  | Floor Mounted |  | No | Not Applicable | 150 | Not Applicable |  |  |  | 0.75 | No | [7 empty] | 5 kW |  | 61 | 0.92 | 47 | 43 | 23 | On/Off | Not Applicable | [6 empty] | 154 | 27 | 27 | 38.5 | 160 | 509 | 26 | 33.75 |  |  |  |  | 35.125 | 35.125 | 35.125 | 8 |  |  |  |  | 24.3125 | [8 empty] | 1 | 138 | 186 | UL174 | Yes | Yes | Yes | No | Not Applicable | [5 empty] | 10332 | RES ELEC | 202087589
RE250LN6-1NCXX-458 | RE250LN | Bradford White | 671632129218 | Active | The ""-458"" indicates that this SKU was designed and certified for Installation in Canada. | [9 empty] | No | Not Applicable | Not Applicable | Residential Water Heating | Water Heating.Electric | 6 | 6 |  |  |  | 238-44422-00 |  |  |  | 238-39699-00 | [6 empty] | Electric | Electric Resistance | 240 | 1 |  | Indoor |  | Floor Mounted |  | No | Not Applicable | 150 | Not Applicable |  |  |  | 0.75 | No | [7 empty] | 5 kW |  | 61 | 0.92 | 45 |  | 23 | On/Off | Not Applicable | [6 empty] | 154 | 27 | 27 | 38.5 | 160 | 525 | 26 | 33.75 |  |  |  |  | 35.125 | 35.125 | 35.125 | 8 |  |  |  |  | 24.3125 | [8 empty] | 1 | 138 | 186 | UL1453 | Yes | No | Yes | No | Not Applicable | 238-45688-00 |  |  |  | 238-45684-00 | 10332 | RES ELEC
RE250LN6-1NCXX-506-284 | RE250LN | Bradford White | 671632657261 | Active | The ""-284"" indicates that this SKU comes with an Incoloy Element. | The ""-506"" indicates that this SKU comes with an A420 Aluminum Anode Rod. | [8 empty] | No | Not Applicable | Not Applicable | Residential Water Heating | Water Heating.Electric | 6 | 6 |  |  |  | 238-44422-00 |  |  |  | 238-39699-00 | [6 empty] | Electric | Electric Resistance | 240 | 1 |  | Indoor |  | Floor Mounted |  | No | Not Applicable | 150 | Not Applicable |  |  |  | 0.75 | No | [7 empty] | 5 kW |  | 61 | 0.92 | 47 | 43 | 23 | On/Off | Not Applicable | [6 empty] | 154 | 27 | 27 | 38.5 | 160 | 509 | 26 | 33.75 |  |  |  |  | 35.125 | 35.125 | 35.125 | 8 |  |  |  |  | 24.3125 | [8 empty] | 1 | 138 | 186 | UL1453 | Yes | Yes | Yes | No | Not Applicable | [5 empty] | 10332 | RES ELEC | 202087589
RE250LN6-1NCY | RE250LN | Bradford White | 671632910373 | Active | [10 empty] | No | Not Applicable | Not Applicable | Residential Water Heating | Water Heating.Electric | 6 | 6 |  |  |  | 238-44422-00 |  |  |  | 238-39699-00 | [6 empty] | Electric | Electric Resistance | 240/208 | 1 |  | Indoor |  | Floor Mounted |  | No | Not Applicable | 150 | Not Applicable |  |  |  | 0.75 | No | [7 empty] | 5.5/4 kW |  | 61 | 0.92 | 47 | 43 | 25/18 | On/Off | Not Applicable | [6 empty] | 154 | 27 | 27 | 38.5 | 160 | 509 | 26 | 33.75 |  |  |  |  | 35.125 | 35.125 | 35.125 | 8 |  |  |  |  | 24.3125 | [8 empty] | 1 | 138 | 186 | UL174 | Yes | Yes | Yes | No | Not Applicable | [5 empty] | 10332 | RES ELEC | 202087589
RE250LN6-1NCY-403 | RE250LN | Bradford White | 671632904044 | Active | The ""-403"" indicates that this SKU comes with a Top T&P Location. | [9 empty] | No | Not Applicable | Not Applicable | Residential Water Heating | Water Heating.Electric | 6 | 6 |  |  |  | 238-44422-00 |  |  |  | 238-39699-00 | [6 empty] | Electric | Electric Resistance | 240/208 | 1 |  | Indoor |  | Floor Mounted |  | No | Not Applicable | 150 | Not Applicable |  |  |  | 0.75 | No | [7 empty] | 5.5/4 kW |  | 61 | 0.92 | 47 | 43 | 25/18 | On/Off | Not Applicable | [6 empty] | 154 | 27 | 27 | 38.5 | 160 | 509 | 26 | 33.75 |  |  |  |  | 35.125 | 35.125 | 35.125 | 8 |  |  |  |  | 24.3125 | [8 empty] | 1 | 138 | 186 | UL174 | Yes | Yes | Yes | No | Not Applicable | [5 empty] | 10332 | RES ELEC | 202087589
RE250LN6-1NCY-403-264 | RE250LN | Bradford White | 671632650231 | Active | The ""-264"" indicates that this SKU comes with an Aluminum Anode Rod. | The ""-403"" indicates that this SKU comes with a Top T&P Location. | [8 empty] | No | Not Applicable | Not Applicable | Residential Water Heating | Water Heating.Electric | 6 | 6 |  |  |  | 238-44422-00 |  |  |  | 238-39699-00 | [6 empty] | Electric | Electric Resistance | 240/208 | 1 |  | Indoor |  | Floor Mounted |  | No | Not Applicable | 150 | Not Applicable |  |  |  | 0.75 | No | [7 empty] | 5.5/4 kW |  | 61 | 0.92 | 47 | 43 | 25/18 | On/Off | Not Applicable | [6 empty] | 154 | 27 | 27 | 38.5 | 160 | 509 | 26 | 33.75 |  |  |  |  | 35.125 | 35.125 | 35.125 | 8 |  |  |  |  | 24.3125 | [8 empty] | 1 | 138 | 186 | UL174 | Yes | Yes | Yes | No | Not Applicable | [5 empty] | 10332 | RES ELEC | 202087589
RE250LN6-1NCYY | RE250LN | Bradford White | 671632904051 | Active | [10 empty] | No | Not Applicable | Not Applicable | Residential Water Heating | Water Heating.Electric | 6 | 6 |  |  |  | 238-44422-00 |  |  |  | 238-39699-00 | [6 empty] | Electric | Electric Resistance | 240/208 | 1 |  | Indoor |  | Floor Mounted |  | No | Not Applicable | 150 | Not Applicable |  |  |  | 0.75 | No | [7 empty] | 5.5/4 kW |  | 61 | 0.92 | 47 | 43 | 25/18 | On/Off | Not Applicable | [6 empty] | 154 | 27 | 27 | 38.5 | 160 | 509 | 26 | 33.75 |  |  |  |  | 35.125 | 35.125 | 35.125 | 8 |  |  |  |  | 24.3125 | [8 empty] | 1 | 138 | 186 | UL174 | Yes | Yes | Yes | No | Not Applicable | [5 empty] | 10332 | RES ELEC | 202087589
RE250LN6-1NCYY-403 | RE250LN | Bradford White | 671632905607 | Active | The ""-403"" indicates that this SKU comes with a Top T&P Location. | [9 empty] | No | Not Applicable | Not Applicable | Residential Water Heating | Water Heating.Electric | 6 | 6 |  |  |  | 238-44422-00 |  |  |  | 238-39699-00 | [6 empty] | Electric | Electric Resistance | 240/208 | 1 |  | Indoor |  | Floor Mounted |  | No | Not Applicable | 150 | Not Applicable |  |  |  | 0.75 | No | [7 empty] | 5.5/4 kW |  | 61 | 0.92 | 47 | 43 | 25/18 | On/Off | Not Applicable | [6 empty] | 154 | 27 | 27 | 38.5 | 160 | 509 | 26 | 33.75 |  |  |  |  | 35.125 | 35.125 | 35.125 | 8 |  |  |  |  | 24.3125 | [8 empty] | 1 | 138 | 186 | UL174 | Yes | Yes | Yes | No | Not Applicable | [5 empty] | 10332 | RES ELEC | 202087589
RE250LN6-1NCYY-403-264 | RE250LN | Bradford White | 671632904099 | Active | The ""-264"" indicates that this SKU comes with an Aluminum Anode Rod. | The ""-403"" indicates that this SKU comes with a Top T&P Location. | [8 empty] | No | Not Applicable | Not Applicable | Residential Water Heating | Water Heating.Electric | 6 | 6 |  |  |  | 238-44422-00 |  |  |  | 238-39699-00 | [6 empty] | Electric | Electric Resistance | 240/208 | 1 |  | Indoor |  | Floor Mounted |  | No | Not Applicable | 150 | Not Applicable |  |  |  | 0.75 | No | [7 empty] | 5.5/4 kW |  | 61 | 0.92 | 47 | 43 | 25/18 | On/Off | Not Applicable | [6 empty] | 154 | 27 | 27 | 38.5 | 160 | 509 | 26 | 33.75 |  |  |  |  | 35.125 | 35.125 | 35.125 | 8 |  |  |  |  | 24.3125 | [8 empty] | 1 | 138 | 186 | UL174 | Yes | Yes | Yes | No | Not Applicable | [5 empty] | 10332 | RES ELEC | 202087589
RE250LN6-1NCYY-403-506-284 | RE250LN | Bradford White | 671632320493 | Active | The ""-284"" indicates that this SKU comes with an Incoloy Element. | The ""-403"" indicates that this SKU comes with a Top T&P Location. | The ""-506"" indicates that this SKU comes with an A420 Aluminum Anode Rod. | [7 empty] | No | Not Applicable | Not Applicable | Residential Water Heating | Water Heating.Electric | 6 | 6 |  |  |  | 238-44422-00 |  |  |  | 238-39699-00 | [6 empty] | Electric | Electric Resistance | 240/208 | 1 |  | Indoor |  | Floor Mounted |  | No | Not Applicable | 150 | Not Applicable |  |  |  | 0.75 | No | [7 empty] | 5.5/4 kW |  | 61 | 0.92 | 47 | 43 | 25/18 | On/Off | Not Applicable | [6 empty] | 154 | 27 | 27 | 38.5 | 160 | 509 | 26 | 33.75 |  |  |  |  | 35.125 | 35.125 | 35.125 | 8 |  |  |  |  | 24.3125 | [8 empty] | 1 | 138 | 186 | UL174 | Yes | Yes | Yes | No | Not Applicable | [5 empty] | 10332 | RES ELEC | 202087589
RE250LN6-1NCYY-458 | RE250LN | Bradford White | 671632632558 | Active | The ""-458"" indicates that this SKU was designed and certified for Installation in Canada. | [9 empty] | No | Not Applicable | Not Applicable | Residential Water Heating | Water Heating.Electric | 6 | 6 |  |  |  | 238-44422-00 |  |  |  | 238-39699-00 | [6 empty] | Electric | Electric Resistance | 240/208 | 1 |  | Indoor |  | Floor Mounted |  | No | Not Applicable | 150 | Not Applicable |  |  |  | 0.75 | No | [7 empty] | 5.5/4 kW |  | 61 | 0.92 | 45 |  | 25/18 | On/Off | Not Applicable | [6 empty] | 154 | 27 | 27 | 38.5 | 160 | 525 | 26 | 33.75 |  |  |  |  | 35.125 | 35.125 | 35.125 | 8 |  |  |  |  | 24.3125 | [8 empty] | 1 | 138 | 186 | UL1453 | Yes | No | Yes | No | Not Applicable | 238-45688-00 |  |  |  | 238-45684-00 | 10332 | RES ELEC
RE250LN6-1NCYY-506-284 | RE250LN | Bradford White | 671632145911 | Active | The ""-284"" indicates that this SKU comes with an Incoloy Element. | The ""-506"" indicates that this SKU comes with an A420 Aluminum Anode Rod. | [8 empty] | No | Not Applicable | Not Applicable | Residential Water Heating | Water Heating.Electric | 6 | 6 |  |  |  | 238-44422-00 |  |  |  | 238-39699-00 | [6 empty] | Electric | Electric Resistance | 240/208 | 1 |  | Indoor |  | Floor Mounted |  | No | Not Applicable | 150 | Not Applicable |  |  |  | 0.75 | No | [7 empty] | 5.5/4 kW |  | 61 | 0.92 | 47 | 43 | 25/18 | On/Off | Not Applicable | [6 empty] | 154 | 27 | 27 | 38.5 | 160 | 509 | 26 | 33.75 |  |  |  |  | 35.125 | 35.125 | 35.125 | 8 |  |  |  |  | 24.3125 | [8 empty] | 1 | 138 | 186 | UL174 | Yes | Yes | Yes | No | Not Applicable | [5 empty] | 10332 | RES ELEC | 202087589
RE250LN6-1NCZ | RE250LN | Bradford White | 671632129164 | Active | [10 empty] | No | Not Applicable | Not Applicable | Residential Water Heating | Water Heating.Electric | 6 | 6 |  |  |  | 238-44422-00 |  |  |  | 238-39699-00 | [6 empty] | Electric | Electric Resistance | 240/208 | 1 |  | Indoor |  | Floor Mounted |  | No | Not Applicable | 150 | Not Applicable |  |  |  | 0.75 | No | [7 empty] | 6/4.5 kW |  | 61 | 0.92 | 47 | 43 | 28/21 | On/Off | Not Applicable | [6 empty] | 154 | 27 | 27 | 38.5 | 160 | 509 | 26 | 33.75 |  |  |  |  | 35.125 | 35.125 | 35.125 | 8 |  |  |  |  | 24.3125 | [8 empty] | 1 | 138 | 186 | UL174 | Yes | Yes | Yes | No | Not Applicable | [5 empty] | 10332 | RES ELEC | 202087589
RE250LN6-1NCZZ | RE250LN | Bradford White | 671632904167 | Active | [10 empty] | No | Not Applicable | Not Applicable | Residential Water Heating | Water Heating.Electric | 6 | 6 |  |  |  | 238-44422-00 |  |  |  | 238-39699-00 | [6 empty] | Electric | Electric Resistance | 240/208 | 1 |  | Indoor |  | Floor Mounted |  | No | Not Applicable | 150 | Not Applicable |  |  |  | 0.75 | No | [7 empty] | 6/4.5 kW |  | 61 | 0.92 | 47 | 43 | 28/21 | On/Off | Not Applicable | [6 empty] | 154 | 27 | 27 | 38.5 | 160 | 509 | 26 | 33.75 |  |  |  |  | 35.125 | 35.125 | 35.125 | 8 |  |  |  |  | 24.3125 | [8 empty] | 1 | 138 | 186 | UL174 | Yes | Yes | Yes | No | Not Applicable | [5 empty] | 10332 | RES ELEC | 202087589
RE250LN6-1NCZZ-264 | RE250LN | Bradford White | 671632906673 | Active | The ""-264"" indicates that this SKU comes with an Aluminum Anode Rod. | [9 empty] | No | Not Applicable | Not Applicable | Residential Water Heating | Water Heating.Electric | 6 | 6 |  |  |  | 238-44422-00 |  |  |  | 238-39699-00 | [6 empty] | Electric | Electric Resistance | 240/208 | 1 |  | Indoor |  | Floor Mounted |  | No | Not Applicable | 150 | Not Applicable |  |  |  | 0.75 | No | [7 empty] | 6/4.5 kW |  | 61 | 0.92 | 47 | 43 | 28/21 | On/Off | Not Applicable | [6 empty] | 154 | 27 | 27 | 38.5 | 160 | 509 | 26 | 33.75 |  |  |  |  | 35.125 | 35.125 | 35.125 | 8 |  |  |  |  | 24.3125 | [8 empty] | 1 | 138 | 186 | UL174 | Yes | Yes | Yes | No | Not Applicable | [5 empty] | 10332 | RES ELEC | 202087589
RE250LN6-1NCZZ-284 | RE250LN | Bradford White | 671632572922 | Active | The ""-284"" indicates that this SKU comes with an Incoloy Element. | [9 empty] | No | Not Applicable | Not Applicable | Residential Water Heating | Water Heating.Electric | 6 | 6 |  |  |  | 238-44422-00 |  |  |  | 238-39699-00 | [6 empty] | Electric | Electric Resistance | 240/208 | 1 |  | Indoor |  | Floor Mounted |  | No | Not Applicable | 150 | Not Applicable |  |  |  | 0.75 | No | [7 empty] | 6/4.5 kW |  | 61 | 0.92 | 47 | 43 | 28/21 | On/Off | Not Applicable | [6 empty] | 154 | 27 | 27 | 38.5 | 160 | 509 | 26 | 33.75 |  |  |  |  | 35.125 | 35.125 | 35.125 | 8 |  |  |  |  | 24.3125 | [8 empty] | 1 | 138 | 186 | UL174 | Yes | Yes | Yes | No | Not Applicable | [5 empty] | 10332 | RES ELEC | 202087589
RE250LN6-1NCZZ-403 | RE250LN | Bradford White | 671632905256 | Active | The ""-403"" indicates that this SKU comes with a Top T&P Location. | [9 empty] | No | Not Applicable | Not Applicable | Residential Water Heating | Water Heating.Electric | 6 | 6 |  |  |  | 238-44422-00 |  |  |  | 238-39699-00 | [6 empty] | Electric | Electric Resistance | 240/208 | 1 |  | Indoor |  | Floor Mounted |  | No | Not Applicable | 150 | Not Applicable |  |  |  | 0.75 | No | [7 empty] | 6/4.5 kW |  | 61 | 0.92 | 47 | 43 | 28/21 | On/Off | Not Applicable | [6 empty] | 154 | 27 | 27 | 38.5 | 160 | 509 | 26 | 33.75 |  |  |  |  | 35.125 | 35.125 | 35.125 | 8 |  |  |  |  | 24.3125 | [8 empty] | 1 | 138 | 186 | UL174 | Yes | Yes | Yes | No | Not Applicable | [5 empty] | 10332 | RES ELEC | 202087589
RE250LN6-1NCZZ-403-264 | RE250LN | Bradford White | 671632904105 | Active | The ""-264"" indicates that this SKU comes with an Aluminum Anode Rod. | The ""-403"" indicates that this SKU comes with a Top T&P Location. | [8 empty] | No | Not Applicable | Not Applicable | Residential Water Heating | Water Heating.Electric | 6 | 6 |  |  |  | 238-44422-00 |  |  |  | 238-39699-00 | [6 empty] | Electric | Electric Resistance | 240/208 | 1 |  | Indoor |  | Floor Mounted |  | No | Not Applicable | 150 | Not Applicable |  |  |  | 0.75 | No | [7 empty] | 6/4.5 kW |  | 61 | 0.92 | 47 | 43 | 28/21 | On/Off | Not Applicable | [6 empty] | 154 | 27 | 27 | 38.5 | 160 | 509 | 26 | 33.75 |  |  |  |  | 35.125 | 35.125 | 35.125 | 8 |  |  |  |  | 24.3125 | [8 empty] | 1 | 138 | 186 | UL174 | Yes | Yes | Yes | No | Not Applicable | [5 empty] | 10332 | RES ELEC | 202087589
RE250LN6-1NCZZ-458 | RE250LN | Bradford White | 671632920396 | Active | The ""-458"" indicates that this SKU was designed and certified for Installation in Canada. | [9 empty] | No | Not Applicable | Not Applicable | Residential Water Heating | Water Heating.Electric | 6 | 6 |  |  |  | 238-44422-00 |  |  |  | 238-39699-00 | [6 empty] | Electric | Electric Resistance | 240/208 | 1 |  | Indoor |  | Floor Mounted |  | No | Not Applicable | 150 | Not Applicable |  |  |  | 0.75 | No | [7 empty] | 6/4.5 kW |  | 61 | 0.92 | 45 |  | 28/21 | On/Off | Not Applicable | [6 empty] | 154 | 27 | 27 | 38.5 | 160 | 525 | 26 | 33.75 |  |  |  |  | 35.125 | 35.125 | 35.125 | 8 |  |  |  |  | 24.3125 | [8 empty] | 1 | 138 | 186 | UL1453 | Yes | No | Yes | No | Not Applicable | 238-45688-00 |  |  |  | 238-45684-00 | 10332 | RES ELEC
RE250LN6-1NCZZ-506-284 | RE250LN | Bradford White | 671632126477 | Active | The ""-284"" indicates that this SKU comes with an Incoloy Element. | The ""-506"" indicates that this SKU comes with an A420 Aluminum Anode Rod. | [8 empty] | No | Not Applicable | Not Applicable | Residential Water Heating | Water Heating.Electric | 6 | 6 |  |  |  | 238-44422-00 |  |  |  | 238-39699-00 | [6 empty] | Electric | Electric Resistance | 240/208 | 1 |  | Indoor |  | Floor Mounted |  | No | Not Applicable | 150 | Not Applicable |  |  |  | 0.75 | No | [7 empty] | 6/4.5 kW |  | 61 | 0.92 | 47 | 43 | 28/21 | On/Off | Not Applicable | [6 empty] | 154 | 27 | 27 | 38.5 | 160 | 509 | 26 | 33.75 |  |  |  |  | 35.125 | 35.125 | 35.125 | 8 |  |  |  |  | 24.3125 | [8 empty] | 1 | 138 | 186 | UL174 | Yes | Yes | Yes | No | Not Applicable | [5 empty] | 10332 | RES ELEC | 202087589
RE250LN6-1NCZZ-506-284-403 | RE250LN | Bradford White | 671632323982 | Active | The ""-284"" indicates that this SKU comes with an Incoloy Element. | The ""-403"" indicates that this SKU comes with a Top T&P Location. | The ""-506"" indicates that this SKU comes with an A420 Aluminum Anode Rod. | [7 empty] | No | Not Applicable | Not Applicable | Residential Water Heating | Water Heating.Electric | 6 | 6 |  |  |  | 238-44422-00 |  |  |  | 238-39699-00 | [6 empty] | Electric | Electric Resistance | 240/208 | 1 |  | Indoor |  | Floor Mounted |  | No | Not Applicable | 150 | Not Applicable |  |  |  | 0.75 | No | [7 empty] | 6/4.5 kW |  | 61 | 0.92 | 47 | 43 | 28/21 | On/Off | Not Applicable | [6 empty] | 154 | 27 | 27 | 38.5 | 160 | 509 | 26 | 33.75 |  |  |  |  | 35.125 | 35.125 | 35.125 | 8 |  |  |  |  | 24.3125 | [8 empty] | 1 | 138 | 186 | UL174 | Yes | Yes | Yes | No | Not Applicable | [5 empty] | 10332 | RES ELEC | 202087589
RE250LN6-1NETT | RE250LN | Bradford White | 671632653546 | Active | [10 empty] | No | Not Applicable | Not Applicable | Residential Water Heating | Water Heating.Electric | 6 | 6 |  |  |  | 238-44422-00 |  |  |  | 238-39699-00 | [6 empty] | Electric | Electric Resistance | 277 | 1 |  | Indoor |  | Floor Mounted |  | No | Not Applicable | 150 | Not Applicable |  |  |  | 0.75 | No | [7 empty] | 4 kW |  | 61 | 0.92 | 47 | 43 | 18 | On/Off | Not Applicable | [6 empty] | 154 | 27 | 27 | 38.5 | 160 | 509 | 26 | 33.75 |  |  |  |  | 35.125 | 35.125 | 35.125 | 8 |  |  |  |  | 24.3125 | [8 empty] | 1 | 138 | 186 | UL1453 | Yes | Yes | Yes | No | Not Applicable | [5 empty] | 10332 | RES ELEC | 202087589
RE250LN6-1NEWW | RE250LN | Bradford White | 671632535590 | Active | [10 empty] | No | Not Applicable | Not Applicable | Residential Water Heating | Water Heating.Electric | 6 | 6 |  |  |  | 238-44422-00 |  |  |  | 238-39699-00 | [6 empty] | Electric | Electric Resistance | 277 | 1 |  | Indoor |  | Floor Mounted |  | No | Not Applicable | 150 | Not Applicable |  |  |  | 0.75 | No | [7 empty] | 4.5 kW |  | 61 | 0.92 | 47 | 43 | 21 | On/Off | Not Applicable | [6 empty] | 154 | 27 | 27 | 38.5 | 160 | 509 | 26 | 33.75 |  |  |  |  | 35.125 | 35.125 | 35.125 | 8 |  |  |  |  | 24.3125 | [8 empty] | 1 | 138 | 186 | UL174 | Yes | Yes | Yes | No | Not Applicable | [5 empty] | 10332 | RES ELEC | 202087589
RE250LN6-1NEZZ | RE250LN | Bradford White | 671632132928 | Active | [10 empty] | No | Not Applicable | Not Applicable | Residential Water Heating | Water Heating.Electric | 6 | 6 |  |  |  | 238-44422-00 |  |  |  | 238-39699-00 | [6 empty] | Electric | Electric Resistance | 277 | 1 |  | Indoor |  | Floor Mounted |  | No | Not Applicable | 150 | Not Applicable |  |  |  | 0.75 | No | [7 empty] | 6 kW |  | 61 | 0.92 | 47 | 43 | 28 | On/Off | Not Applicable | [6 empty] | 154 | 27 | 27 | 38.5 | 160 | 509 | 26 | 33.75 |  |  |  |  | 35.125 | 35.125 | 35.125 | 8 |  |  |  |  | 24.3125 | [8 empty] | 1 | 138 | 186 | UL174 | Yes | Yes | Yes | No | Not Applicable | [5 empty] | 10332 | RES ELEC | 202087589
RE250LN6-1NHWW | RE250LN | Bradford White | 671632322879 | Active | [10 empty] | No | Not Applicable | Not Applicable | Residential Water Heating | Water Heating.Electric | 6 | 6 |  |  |  | 238-44422-00 |  |  |  | 238-39699-00 | [6 empty] | Electric | Electric Resistance | 480 | 1 |  | Indoor |  | Floor Mounted |  | No | Not Applicable | 150 | Not Applicable |  |  |  | 0.75 | No | [7 empty] | 4.5 kW |  | 61 | 0.92 | 47 | 43 | 21 | On/Off | Not Applicable | [6 empty] | 154 | 27 | 27 | 38.5 | 160 | 509 | 26 | 33.75 |  |  |  |  | 35.125 | 35.125 | 35.125 | 8 |  |  |  |  | 24.3125 | [8 empty] | 1 | 138 | 186 | UL174 | Yes | Yes | Yes | No | Not Applicable | [5 empty] | 10332 | RES ELEC | 202087589
RE250LN6-1NHZZ | RE250LN | Bradford White | 671632620265 | Active | [10 empty] | No | Not Applicable | Not Applicable | Residential Water Heating | Water Heating.Electric | 6 | 6 |  |  |  | 238-44422-00 |  |  |  | 238-39699-00 | [6 empty] | Electric | Electric Resistance | 480 | 1 |  | Indoor |  | Floor Mounted |  | No | Not Applicable | 150 | Not Applicable |  |  |  | 0.75 | No | [7 empty] | 6 kW |  | 61 | 0.92 | 47 | 43 | 28 | On/Off | Not Applicable | [6 empty] | 154 | 27 | 27 | 38.5 | 160 | 509 | 26 | 33.75 |  |  |  |  | 35.125 | 35.125 | 35.125 | 8 |  |  |  |  | 24.3125 | [8 empty] | 1 | 138 | 186 | UL174 | Yes | Yes | Yes | No | Not Applicable | [5 empty] | 10332 | RES ELEC | 202087589
RE250LN6-1NLXX | RE250LN | Bradford White | 671632125326 | Active | [10 empty] | No | Not Applicable | Not Applicable | Residential Water Heating | Water Heating.Electric | 6 | 6 |  |  |  | 238-44422-00 |  |  |  | 238-39699-00 | [6 empty] | Electric | Electric Resistance | 208 | 1 |  | Indoor |  | Floor Mounted |  | No | Not Applicable | 150 | Not Applicable |  |  |  | 0.75 | No | [7 empty] | 5 kW |  | 61 | 0.92 | 47 | 43 | 23 | On/Off | Not Applicable | [6 empty] | 154 | 27 | 27 | 38.5 | 160 | 509 | 26 | 33.75 |  |  |  |  | 35.125 | 35.125 | 35.125 | 8 |  |  |  |  | 24.3125 | [8 empty] | 1 | 138 | 186 | UL174 | Yes | Yes | Yes | No | Not Applicable | [5 empty] | 10332 | RES ELEC | 202087589
RE250LN6-1NLXX-403-264 | RE250LN | Bradford White | 671632554478 | Active | The ""-264"" indicates that this SKU comes with an Aluminum Anode Rod. | The ""-403"" indicates that this SKU comes with a Top T&P Location. | [8 empty] | No | Not Applicable | Not Applicable | Residential Water Heating | Water Heating.Electric | 6 | 6 |  |  |  | 238-44422-00 |  |  |  | 238-39699-00 | [6 empty] | Electric | Electric Resistance | 208 | 1 |  | Indoor |  | Floor Mounted |  | No | Not Applicable | 150 | Not Applicable |  |  |  | 0.75 | No | [7 empty] | 5 kW |  | 61 | 0.92 | 47 | 43 | 23 | On/Off | Not Applicable | [6 empty] | 154 | 27 | 27 | 38.5 | 160 | 509 | 26 | 33.75 |  |  |  |  | 35.125 | 35.125 | 35.125 | 8 |  |  |  |  | 24.3125 | [8 empty] | 1 | 138 | 186 | UL174 | Yes | Yes | Yes | No | Not Applicable | [5 empty] | 10332 | RES ELEC | 202087589
RE250LN6-1NLXX-458 | RE250LN | Bradford White | 671632622412 | Active | The ""-458"" indicates that this SKU was designed and certified for Installation in Canada. | [9 empty] | No | Not Applicable | Not Applicable | Residential Water Heating | Water Heating.Electric | 6 | 6 |  |  |  | 238-44422-00 |  |  |  | 238-39699-00 | [6 empty] | Electric | Electric Resistance | 208 | 1 |  | Indoor |  | Floor Mounted |  | No | Not Applicable | 150 | Not Applicable |  |  |  | 0.75 | No | [7 empty] | 5 kW |  | 61 | 0.92 | 45 |  | 23 | On/Off | Not Applicable | [6 empty] | 154 | 27 | 27 | 38.5 | 160 | 525 | 26 | 33.75 |  |  |  |  | 35.125 | 35.125 | 35.125 | 8 |  |  |  |  | 24.3125 | [8 empty] | 1 | 138 | 186 | UL1453 | Yes | No | Yes | No | Not Applicable | 238-45688-00 |  |  |  | 238-45684-00 | 10332 | RES ELEC
RE250LN6-1NLXX-506 | RE250LN | Bradford White | 671632313914 | Active | The ""-506"" indicates that this SKU comes with an A420 Aluminum Anode Rod. | [9 empty] | No | Not Applicable | Not Applicable | Residential Water Heating | Water Heating.Electric | 6 | 6 |  |  |  | 238-44422-00 |  |  |  | 238-39699-00 | [6 empty] | Electric | Electric Resistance | 208 | 1 |  | Indoor |  | Floor Mounted |  | No | Not Applicable | 150 | Not Applicable |  |  |  | 0.75 | No | [7 empty] | 5 kW |  | 61 | 0.92 | 47 | 43 | 23 | On/Off | Not Applicable | [6 empty] | 154 | 27 | 27 | 38.5 | 160 | 509 | 26 | 33.75 |  |  |  |  | 35.125 | 35.125 | 35.125 | 8 |  |  |  |  | 24.3125 | [8 empty] | 1 | 138 | 186 | UL174 | Yes | Yes | Yes | No | Not Applicable | [5 empty] | 10332 | RES ELEC | 202087589
RE250LN6-1NLY | RE250LN | Bradford White | 671632574452 | Active | [10 empty] | No | Not Applicable | Not Applicable | Residential Water Heating | Water Heating.Electric | 6 | 6 |  |  |  | 238-44422-00 |  |  |  | 238-39699-00 | [6 empty] | Electric | Electric Resistance | 208 | 1 |  | Indoor |  | Floor Mounted |  | No | Not Applicable | 150 | Not Applicable |  |  |  | 0.75 | No | [7 empty] | 5.5 kW |  | 61 | 0.92 | 47 | 43 | 25 | On/Off | Not Applicable | [6 empty] | 154 | 27 | 27 | 38.5 | 160 | 509 | 26 | 33.75 |  |  |  |  | 35.125 | 35.125 | 35.125 | 8 |  |  |  |  | 24.3125 | [8 empty] | 1 | 138 | 186 | UL174 | Yes | Yes | Yes | No | Not Applicable | [5 empty] | 10332 | RES ELEC | 202087589
RE250LN6-1NLY-403 | RE250LN | Bradford White | 671632138876 | Active | The ""-403"" indicates that this SKU comes with a Top T&P Location. | [9 empty] | No | Not Applicable | Not Applicable | Residential Water Heating | Water Heating.Electric | 6 | 6 |  |  |  | 238-44422-00 |  |  |  | 238-39699-00 | [6 empty] | Electric | Electric Resistance | 208 | 1 |  | Indoor |  | Floor Mounted |  | No | Not Applicable | 150 | Not Applicable |  |  |  | 0.75 | No | [7 empty] | 5.5 kW |  | 61 | 0.92 | 47 | 43 | 25 | On/Off | Not Applicable | [6 empty] | 154 | 27 | 27 | 38.5 | 160 | 509 | 26 | 33.75 |  |  |  |  | 35.125 | 35.125 | 35.125 | 8 |  |  |  |  | 24.3125 | [8 empty] | 1 | 138 | 186 | UL174 | Yes | Yes | Yes | No | Not Applicable | [5 empty] | 10332 | RES ELEC | 202087589
RE250LN6-1NLYY | RE250LN | Bradford White | 671632621668 | Active | [10 empty] | No | Not Applicable | Not Applicable | Residential Water Heating | Water Heating.Electric | 6 | 6 |  |  |  | 238-44422-00 |  |  |  | 238-39699-00 | [6 empty] | Electric | Electric Resistance | 208 | 1 |  | Indoor |  | Floor Mounted |  | No | Not Applicable | 150 | Not Applicable |  |  |  | 0.75 | No | [7 empty] | 5.5 kW |  | 61 | 0.92 | 47 | 43 | 25 | On/Off | Not Applicable | [6 empty] | 154 | 27 | 27 | 38.5 | 160 | 509 | 26 | 33.75 |  |  |  |  | 35.125 | 35.125 | 35.125 | 8 |  |  |  |  | 24.3125 | [8 empty] | 1 | 138 | 186 | UL174 | Yes | Yes | Yes | No | Not Applicable | [5 empty] | 10332 | RES ELEC | 202087589
RE250LN6-1NLYY-264 | RE250LN | Bradford White | 671632637058 | Active | The ""-264"" indicates that this SKU comes with an Aluminum Anode Rod. | [9 empty] | No | Not Applicable | Not Applicable | Residential Water Heating | Water Heating.Electric | 6 | 6 |  |  |  | 238-44422-00 |  |  |  | 238-39699-00 | [6 empty] | Electric | Electric Resistance | 208 | 1 |  | Indoor |  | Floor Mounted |  | No | Not Applicable | 150 | Not Applicable |  |  |  | 0.75 | No | [7 empty] | 5.5 kW |  | 61 | 0.92 | 47 | 43 | 25 | On/Off | Not Applicable | [6 empty] | 154 | 27 | 27 | 38.5 | 160 | 509 | 26 | 33.75 |  |  |  |  | 35.125 | 35.125 | 35.125 | 8 |  |  |  |  | 24.3125 | [8 empty] | 1 | 138 | 186 | UL174 | Yes | Yes | Yes | No | Not Applicable | [5 empty] | 10332 | RES ELEC | 202087589
RE250LN6-1NLYY-403 | RE250LN | Bradford White | 671632124565 | Active | The ""-403"" indicates that this SKU comes with a Top T&P Location. | [9 empty] | No | Not Applicable | Not Applicable | Residential Water Heating | Water Heating.Electric | 6 | 6 |  |  |  | 238-44422-00 |  |  |  | 238-39699-00 | [6 empty] | Electric | Electric Resistance | 208 | 1 |  | Indoor |  | Floor Mounted |  | No | Not Applicable | 150 | Not Applicable |  |  |  | 0.75 | No | [7 empty] | 5.5 kW |  | 61 | 0.92 | 47 | 43 | 25 | On/Off | Not Applicable | [6 empty] | 154 | 27 | 27 | 38.5 | 160 | 509 | 26 | 33.75 |  |  |  |  | 35.125 | 35.125 | 35.125 | 8 |  |  |  |  | 24.3125 | [8 empty] | 1 | 138 | 186 | UL174 | Yes | Yes | Yes | No | Not Applicable | [5 empty] | 10332 | RES ELEC | 202087589
RE250LN6-1NLYY-403-264 | RE250LN | Bradford White | 671632913770 | Active | The ""-264"" indicates that this SKU comes with an Aluminum Anode Rod. | The ""-403"" indicates that this SKU comes with a Top T&P Location. | [8 empty] | No | Not Applicable | Not Applicable | Residential Water Heating | Water Heating.Electric | 6 | 6 |  |  |  | 238-44422-00 |  |  |  | 238-39699-00 | [6 empty] | Electric | Electric Resistance | 208 | 1 |  | Indoor |  | Floor Mounted |  | No | Not Applicable | 150 | Not Applicable |  |  |  | 0.75 | No | [7 empty] | 5.5 kW |  | 61 | 0.92 | 47 | 43 | 25 | On/Off | Not Applicable | [6 empty] | 154 | 27 | 27 | 38.5 | 160 | 509 | 26 | 33.75 |  |  |  |  | 35.125 | 35.125 | 35.125 | 8 |  |  |  |  | 24.3125 | [8 empty] | 1 | 138 | 186 | UL174 | Yes | Yes | Yes | No | Not Applicable | [5 empty] | 10332 | RES ELEC | 202087589
RE250LN6-1NLYY-506 | RE250LN | Bradford White | 671632669523 | Active | The ""-506"" indicates that this SKU comes with an A420 Aluminum Anode Rod. | [9 empty] | No | Not Applicable | Not Applicable | Residential Water Heating | Water Heating.Electric | 6 | 6 |  |  |  | 238-44422-00 |  |  |  | 238-39699-00 | [6 empty] | Electric | Electric Resistance | 208 | 1 |  | Indoor |  | Floor Mounted |  | No | Not Applicable | 150 | Not Applicable |  |  |  | 0.75 | No | [7 empty] | 5.5 kW |  | 61 | 0.92 | 47 | 43 | 25 | On/Off | Not Applicable | [6 empty] | 154 | 27 | 27 | 38.5 | 160 | 509 | 26 | 33.75 |  |  |  |  | 35.125 | 35.125 | 35.125 | 8 |  |  |  |  | 24.3125 | [8 empty] | 1 | 138 | 186 | UL1453 | Yes | Yes | Yes | No | Not Applicable | [5 empty] | 10332 | RES ELEC | 202087589
RE250LN6-1NLZ | RE250LN | Bradford White | 671632129157 | Active | [10 empty] | No | Not Applicable | Not Applicable | Residential Water Heating | Water Heating.Electric | 6 | 6 |  |  |  | 238-44422-00 |  |  |  | 238-39699-00 | [6 empty] | Electric | Electric Resistance | 208 | 1 |  | Indoor |  | Floor Mounted |  | No | Not Applicable | 150 | Not Applicable |  |  |  | 0.75 | No | [7 empty] | 6 kW |  | 61 | 0.92 | 47 | 43 | 28 | On/Off | Not Applicable | [6 empty] | 154 | 27 | 27 | 38.5 | 160 | 509 | 26 | 33.75 |  |  |  |  | 35.125 | 35.125 | 35.125 | 8 |  |  |  |  | 24.3125 | [8 empty] | 1 | 138 | 186 | UL174 | Yes | Yes | Yes | No | Not Applicable | [5 empty] | 10332 | RES ELEC | 202087589
RE250LN6-1NLZZ | RE250LN | Bradford White | 671632904112 | Active | [10 empty] | No | Not Applicable | Not Applicable | Residential Water Heating | Water Heating.Electric | 6 | 6 |  |  |  | 238-44422-00 |  |  |  | 238-39699-00 | [6 empty] | Electric | Electric Resistance | 208 | 1 |  | Indoor |  | Floor Mounted |  | No | Not Applicable | 150 | Not Applicable |  |  |  | 0.75 | No | [7 empty] | 6 kW |  | 61 | 0.92 | 47 | 43 | 28 | On/Off | Not Applicable | [6 empty] | 154 | 27 | 27 | 38.5 | 160 | 509 | 26 | 33.75 |  |  |  |  | 35.125 | 35.125 | 35.125 | 8 |  |  |  |  | 24.3125 | [8 empty] | 1 | 138 | 186 | UL174 | Yes | Yes | Yes | No | Not Applicable | [5 empty] | 10332 | RES ELEC | 202087589
RE250LN6-1NLZZ-264 | RE250LN | Bradford White | 671632622672 | Active | The ""-264"" indicates that this SKU comes with an Aluminum Anode Rod. | [9 empty] | No | Not Applicable | Not Applicable | Residential Water Heating | Water Heating.Electric | 6 | 6 |  |  |  | 238-44422-00 |  |  |  | 238-39699-00 | [6 empty] | Electric | Electric Resistance | 208 | 1 |  | Indoor |  | Floor Mounted |  | No | Not Applicable | 150 | Not Applicable |  |  |  | 0.75 | No | [7 empty] | 6 kW |  | 61 | 0.92 | 47 | 43 | 28 | On/Off | Not Applicable | [6 empty] | 154 | 27 | 27 | 38.5 | 160 | 509 | 26 | 33.75 |  |  |  |  | 35.125 | 35.125 | 35.125 | 8 |  |  |  |  | 24.3125 | [8 empty] | 1 | 138 | 186 | UL174 | Yes | Yes | Yes | No | Not Applicable | [5 empty] | 10332 | RES ELEC | 202087589
RE250LN6-1NLZZ-403 | RE250LN | Bradford White | 671632906154 | Active | The ""-403"" indicates that this SKU comes with a Top T&P Location. | [9 empty] | No | Not Applicable | Not Applicable | Residential Water Heating | Water Heating.Electric | 6 | 6 |  |  |  | 238-44422-00 |  |  |  | 238-39699-00 | [6 empty] | Electric | Electric Resistance | 208 | 1 |  | Indoor |  | Floor Mounted |  | No | Not Applicable | 150 | Not Applicable |  |  |  | 0.75 | No | [7 empty] | 6 kW |  | 61 | 0.92 | 47 | 43 | 28 | On/Off | Not Applicable | [6 empty] | 154 | 27 | 27 | 38.5 | 160 | 509 | 26 | 33.75 |  |  |  |  | 35.125 | 35.125 | 35.125 | 8 |  |  |  |  | 24.3125 | [8 empty] | 1 | 138 | 186 | UL174 | Yes | Yes | Yes | No | Not Applicable | [5 empty] | 10332 | RES ELEC | 202087589
RE250LN6-1NLZZ-403-264 | RE250LN | Bradford White | 671632917556 | Active | The ""-264"" indicates that this SKU comes with an Aluminum Anode Rod. | The ""-403"" indicates that this SKU comes with a Top T&P Location. | [8 empty] | No | Not Applicable | Not Applicable | Residential Water Heating | Water Heating.Electric | 6 | 6 |  |  |  | 238-44422-00 |  |  |  | 238-39699-00 | [6 empty] | Electric | Electric Resistance | 208 | 1 |  | Indoor |  | Floor Mounted |  | No | Not Applicable | 150 | Not Applicable |  |  |  | 0.75 | No | [7 empty] | 6 kW |  | 61 | 0.92 | 47 | 43 | 28 | On/Off | Not Applicable | [6 empty] | 154 | 27 | 27 | 38.5 | 160 | 509 | 26 | 33.75 |  |  |  |  | 35.125 | 35.125 | 35.125 | 8 |  |  |  |  | 24.3125 | [8 empty] | 1 | 138 | 186 | UL174 | Yes | Yes | Yes | No | Not Applicable | [5 empty] | 10332 | RES ELEC | 202087589
RE250LN6-1NLZZ-403-506 | RE250LN | Bradford White | 671632323944 | Active | The ""-403"" indicates that this SKU comes with a Top T&P Location. | The ""-506"" indicates that this SKU comes with an A420 Aluminum Anode Rod. | [8 empty] | No | Not Applicable | Not Applicable | Residential Water Heating | Water Heating.Electric | 6 | 6 |  |  |  | 238-44422-00 |  |  |  | 238-39699-00 | [6 empty] | Electric | Electric Resistance | 208 | 1 |  | Indoor |  | Floor Mounted |  | No | Not Applicable | 150 | Not Applicable |  |  |  | 0.75 | No | [7 empty] | 6 kW |  | 61 | 0.92 | 47 | 43 | 28 | On/Off | Not Applicable | [6 empty] | 154 | 27 | 27 | 38.5 | 160 | 509 | 26 | 33.75 |  |  |  |  | 35.125 | 35.125 | 35.125 | 8 |  |  |  |  | 24.3125 | [8 empty] | 1 | 138 | 186 | UL174 | Yes | Yes | Yes | No | Not Applicable | [5 empty] | 10332 | RES ELEC | 202087589
RE250LN6-1NLZZ-458 | RE250LN | Bradford White | 671632638048 | Active | The ""-458"" indicates that this SKU was designed and certified for Installation in Canada. | [9 empty] | No | Not Applicable | Not Applicable | Residential Water Heating | Water Heating.Electric | 6 | 6 |  |  |  | 238-44422-00 |  |  |  | 238-39699-00 | [6 empty] | Electric | Electric Resistance | 208 | 1 |  | Indoor |  | Floor Mounted |  | No | Not Applicable | 150 | Not Applicable |  |  |  | 0.75 | No | [7 empty] | 6 kW |  | 61 | 0.92 | 45 |  | 28 | On/Off | Not Applicable | [6 empty] | 154 | 27 | 27 | 38.5 | 160 | 525 | 26 | 33.75 |  |  |  |  | 35.125 | 35.125 | 35.125 | 8 |  |  |  |  | 24.3125 | [8 empty] | 1 | 138 | 186 | UL1453 | Yes | No | Yes | No | Not Applicable | 238-45688-00 |  |  |  | 238-45684-00 | 10332 | RES ELEC
RE250LN6-1SALL-458 | RE250LN | Bradford White | 671632322800 | Active | The ""-458"" indicates that this SKU was designed and certified for Installation in Canada. | [9 empty] | No | Not Applicable | Not Applicable | Residential Water Heating | Water Heating.Electric | 6 | 6 |  |  |  | 238-44422-00 |  |  |  | 238-39699-00 | [6 empty] | Electric | Electric Resistance | 120 | 1 |  | Indoor |  | Floor Mounted |  | No | Not Applicable | 150 | Not Applicable |  |  |  | 0.75 | No | [7 empty] | 3 kW |  | 61 | 0.92 | 45 |  | 14 | On/Off | Not Applicable | [6 empty] | 154 | 27 | 27 | 38.5 | 160 | 525 | 26 | 33.75 |  |  |  |  | 35.125 | 35.125 | 35.125 | 8 |  |  |  |  | 24.3125 | [8 empty] | 1 | 138 | 186 | UL1453 | Yes | No | Yes | No | Not Applicable | 238-45688-00 |  |  |  | 238-45684-00 | 10332 | RES ELEC
RE250LN6-1SCPP-458 | RE250LN | Bradford White | 671632679782 | Active | The ""-458"" indicates that this SKU was designed and certified for Installation in Canada. | [9 empty] | No | Not Applicable | Not Applicable | Residential Water Heating | Water Heating.Electric | 6 | 6 |  |  |  | 238-44422-00 |  |  |  | 238-39699-00 | [6 empty] | Electric | Electric Resistance | 240 | 1 |  | Indoor |  | Floor Mounted |  | No | Not Applicable | 150 | Not Applicable |  |  |  | 0.75 | No | [7 empty] | 6 kW |  | 61 | 0.92 | 45 |  | 28 | On/Off | Not Applicable | [6 empty] | 154 | 27 | 27 | 38.5 | 160 | 525 | 26 | 33.75 |  |  |  |  | 35.125 | 35.125 | 35.125 | 8 |  |  |  |  | 24.3125 | [8 empty] | 1 | 138 | 186 | UL1453 | Yes | No | Yes | No | Not Applicable | 238-45688-00 |  |  |  | 238-45684-00 | 10332 | RES ELEC
RE250LN6-1SCRR | RE250LN | Bradford White | 671632335114 | Active | [10 empty] | No | Not Applicable | Not Applicable | Residential Water Heating | Water Heating.Electric | 6 | 6 |  |  |  | 238-44422-00 |  |  |  | 238-39699-00 | [6 empty] | Electric | Electric Resistance | 240/208 | 1 |  | Indoor |  | Floor Mounted |  | No | Not Applicable | 150 | Not Applicable |  |  |  | 0.75 | No | [7 empty] | 7/5 kW |  | 61 | 0.92 | 47 | 43 | 32/23 | On/Off | Not Applicable | [6 empty] | 154 | 27 | 27 | 38.5 | 160 | 509 | 26 | 33.75 |  |  |  |  | 35.125 | 35.125 | 35.125 | 8 |  |  |  |  | 24.3125 | [8 empty] | 1 | 138 | 186 | UL174 | Yes | Yes | Yes | No | Not Applicable | [5 empty] | 10332 | RES ELEC | 202087589
RE250LN6-1SCSS-403-264 | RE250LN | Bradford White | 671632578849 | Active | The ""-264"" indicates that this SKU comes with an Aluminum Anode Rod. | The ""-403"" indicates that this SKU comes with a Top T&P Location. | [8 empty] | No | Not Applicable | Not Applicable | Residential Water Heating | Water Heating.Electric | 6 | 6 |  |  |  | 238-44422-00 |  |  |  | 238-39699-00 | [6 empty] | Electric | Electric Resistance | 240 | 1 |  | Indoor |  | Floor Mounted |  | No | Not Applicable | 150 | Not Applicable |  |  |  | 0.75 | No | [7 empty] | 8 kW |  | 61 | 0.92 | 47 | 43 | 37 | On/Off | Not Applicable | [6 empty] | 154 | 27 | 27 | 38.5 | 160 | 509 | 26 | 33.75 |  |  |  |  | 35.125 | 35.125 | 35.125 | 8 |  |  |  |  | 24.3125 | [8 empty] | 1 | 138 | 186 | UL174 | Yes | Yes | Yes | No | Not Applicable | [5 empty] | 10332 | RES ELEC | 202087589
RE250LN6-1SCTT | RE250LN | Bradford White | 671632145515 | Active | [10 empty] | No | Not Applicable | Not Applicable | Residential Water Heating | Water Heating.Electric | 6 | 6 |  |  |  | 238-44422-00 |  |  |  | 238-39699-00 | [6 empty] | Electric | Electric Resistance | 240/208 | 1 |  | Indoor |  | Floor Mounted |  | No | Not Applicable | 150 | Not Applicable |  |  |  | 0.75 | No | [7 empty] | 8/6 kW |  | 61 | 0.92 | 47 | 43 | 37/28 | On/Off | Not Applicable | [6 empty] | 154 | 27 | 27 | 38.5 | 160 | 509 | 26 | 33.75 |  |  |  |  | 35.125 | 35.125 | 35.125 | 8 |  |  |  |  | 24.3125 | [8 empty] | 1 | 138 | 186 | UL174 | Yes | Yes | Yes | No | Not Applicable | [5 empty] | 10332 | RES ELEC | 202087589
RE250LN6-1SCTT-458 | RE250LN | Bradford White | 671632141074 | Active | The ""-458"" indicates that this SKU was designed and certified for Installation in Canada. | [9 empty] | No | Not Applicable | Not Applicable | Residential Water Heating | Water Heating.Electric | 6 | 6 |  |  |  | 238-44422-00 |  |  |  | 238-39699-00 | [6 empty] | Electric | Electric Resistance | 240/208 | 1 |  | Indoor |  | Floor Mounted |  | No | Not Applicable | 150 | Not Applicable |  |  |  | 0.75 | No | [7 empty] | 8/6 kW |  | 61 | 0.92 | 45 |  | 37/28 | On/Off | Not Applicable | [6 empty] | 154 | 27 | 27 | 38.5 | 160 | 525 | 26 | 33.75 |  |  |  |  | 35.125 | 35.125 | 35.125 | 8 |  |  |  |  | 24.3125 | [8 empty] | 1 | 138 | 186 | UL1453 | Yes | No | Yes | No | Not Applicable | 238-45688-00 |  |  |  | 238-45684-00 | 10332 | RES ELEC
RE250LN6-1SCWW | RE250LN | Bradford White | 671632127795 | Active | [10 empty] | No | Not Applicable | Not Applicable | Residential Water Heating | Water Heating.Electric | 6 | 6 |  |  |  | 238-44422-00 |  |  |  | 238-39699-00 | [6 empty] | Electric | Electric Resistance | 240/208 | 1 |  | Indoor |  | Floor Mounted |  | No | Not Applicable | 150 | Not Applicable |  |  |  | 0.75 | No | [7 empty] | 9/7 kW |  | 61 | 0.92 | 47 | 43 | 41/32 | On/Off | Not Applicable | [6 empty] | 154 | 27 | 27 | 38.5 | 160 | 509 | 26 | 33.75 |  |  |  |  | 35.125 | 35.125 | 35.125 | 8 |  |  |  |  | 24.3125 | [8 empty] | 1 | 138 | 186 | UL174 | Yes | Yes | Yes | No | Not Applicable | [5 empty] | 10332 | RES ELEC | 202087589
RE250LN6-1SCWW-264 | RE250LN | Bradford White | 671632125388 | Active | The ""-264"" indicates that this SKU comes with an Aluminum Anode Rod. | [9 empty] | No | Not Applicable | Not Applicable | Residential Water Heating | Water Heating.Electric | 6 | 6 |  |  |  | 238-44422-00 |  |  |  | 238-39699-00 | [6 empty] | Electric | Electric Resistance | 240/208 | 1 |  | Indoor |  | Floor Mounted |  | No | Not Applicable | 150 | Not Applicable |  |  |  | 0.75 | No | [7 empty] | 9/7 kW |  | 61 | 0.92 | 47 | 43 | 41/32 | On/Off | Not Applicable | [6 empty] | 154 | 27 | 27 | 38.5 | 160 | 509 | 26 | 33.75 |  |  |  |  | 35.125 | 35.125 | 35.125 | 8 |  |  |  |  | 24.3125 | [8 empty] | 1 | 138 | 186 | UL174 | Yes | Yes | Yes | No | Not Applicable | [5 empty] | 10332 | RES ELEC | 202087589
RE250LN6-1SCWW-403-264 | RE250LN | Bradford White | 671632580453 | Active | The ""-264"" indicates that this SKU comes with an Aluminum Anode Rod. | The ""-403"" indicates that this SKU comes with a Top T&P Location. | [8 empty] | No | Not Applicable | Not Applicable | Residential Water Heating | Water Heating.Electric | 6 | 6 |  |  |  | 238-44422-00 |  |  |  | 238-39699-00 | [6 empty] | Electric | Electric Resistance | 240/208 | 1 |  | Indoor |  | Floor Mounted |  | No | Not Applicable | 150 | Not Applicable |  |  |  | 0.75 | No | [7 empty] | 9/7 kW |  | 61 | 0.92 | 47 | 43 | 41/32 | On/Off | Not Applicable | [6 empty] | 154 | 27 | 27 | 38.5 | 160 | 509 | 26 | 33.75 |  |  |  |  | 35.125 | 35.125 | 35.125 | 8 |  |  |  |  | 24.3125 | [8 empty] | 1 | 138 | 186 | UL174 | Yes | Yes | Yes | No | Not Applicable | [5 empty] | 10332 | RES ELEC | 202087589
RE250LN6-1SCXX | RE250LN | Bradford White | 671632138807 | Active | [10 empty] | No | Not Applicable | Not Applicable | Residential Water Heating | Water Heating.Electric | 6 | 6 |  |  |  | 238-44422-00 |  |  |  | 238-39699-00 | [6 empty] | Electric | Electric Resistance | 240 | 1 |  | Indoor |  | Floor Mounted |  | No | Not Applicable | 150 | Not Applicable |  |  |  | 0.75 | No | [7 empty] | 10 kW |  | 61 | 0.92 | 47 | 43 | 46 | On/Off | Not Applicable | [6 empty] | 154 | 27 | 27 | 38.5 | 160 | 509 | 26 | 33.75 |  |  |  |  | 35.125 | 35.125 | 35.125 | 8 |  |  |  |  | 24.3125 | [8 empty] | 1 | 138 | 186 | UL174 | Yes | Yes | Yes | No | Not Applicable | [5 empty] | 10332 | RES ELEC | 202087589
RE250LN6-1SCYY | RE250LN | Bradford White | 671632324415 | Active | [10 empty] | No | Not Applicable | Not Applicable | Residential Water Heating | Water Heating.Electric | 6 | 6 |  |  |  | 238-44422-00 |  |  |  | 238-39699-00 | [6 empty] | Electric | Electric Resistance | 240/208 | 1 |  | Indoor |  | Floor Mounted |  | No | Not Applicable | 150 | Not Applicable |  |  |  | 0.75 | No | [7 empty] | 11/8 kW |  | 61 | 0.92 | 47 | 43 | 51/37 | On/Off | Not Applicable | [6 empty] | 154 | 27 | 27 | 38.5 | 160 | 509 | 26 | 33.75 |  |  |  |  | 35.125 | 35.125 | 35.125 | 8 |  |  |  |  | 24.3125 | [8 empty] | 1 | 138 | 186 | UL174 | Yes | Yes | Yes | No | Not Applicable | [5 empty] | 10332 | RES ELEC | 202087589
RE250LN6-1SCYY-403 | RE250LN | Bradford White | 671632126255 | Active | The ""-403"" indicates that this SKU comes with a Top T&P Location. | [9 empty] | No | Not Applicable | Not Applicable | Residential Water Heating | Water Heating.Electric | 6 | 6 |  |  |  | 238-44422-00 |  |  |  | 238-39699-00 | [6 empty] | Electric | Electric Resistance | 240/208 | 1 |  | Indoor |  | Floor Mounted |  | No | Not Applicable | 150 | Not Applicable |  |  |  | 0.75 | No | [7 empty] | 11/8 kW |  | 61 | 0.92 | 47 | 43 | 51/37 | On/Off | Not Applicable | [6 empty] | 154 | 27 | 27 | 38.5 | 160 | 509 | 26 | 33.75 |  |  |  |  | 35.125 | 35.125 | 35.125 | 8 |  |  |  |  | 24.3125 | [8 empty] | 1 | 138 | 186 | UL174 | Yes | Yes | Yes | No | Not Applicable | [5 empty] | 10332 | RES ELEC | 202087589
RE250LN6-1SCYY-403-264 | RE250LN | Bradford White | 671632620869 | Active | The ""-264"" indicates that this SKU comes with an Aluminum Anode Rod. | The ""-403"" indicates that this SKU comes with a Top T&P Location. | [8 empty] | No | Not Applicable | Not Applicable | Residential Water Heating | Water Heating.Electric | 6 | 6 |  |  |  | 238-44422-00 |  |  |  | 238-39699-00 | [6 empty] | Electric | Electric Resistance | 240/208 | 1 |  | Indoor |  | Floor Mounted |  | No | Not Applicable | 150 | Not Applicable |  |  |  | 0.75 | No | [7 empty] | 11/8 kW |  | 61 | 0.92 | 47 | 43 | 51/37 | On/Off | Not Applicable | [6 empty] | 154 | 27 | 27 | 38.5 | 160 | 509 | 26 | 33.75 |  |  |  |  | 35.125 | 35.125 | 35.125 | 8 |  |  |  |  | 24.3125 | [8 empty] | 1 | 138 | 186 | UL174 | Yes | Yes | Yes | No | Not Applicable | [5 empty] | 10332 | RES ELEC | 202087589
RE250LN6-1SCZZ | RE250LN | Bradford White | 671632652792 | Active | [10 empty] | No | Not Applicable | Not Applicable | Residential Water Heating | Water Heating.Electric | 6 | 6 |  |  |  | 238-44422-00 |  |  |  | 238-39699-00 | [6 empty] | Electric | Electric Resistance | 240/208 | 1 |  | Indoor |  | Floor Mounted |  | No | Not Applicable | 150 | Not Applicable |  |  |  | 0.75 | No | [7 empty] | 12/9 kW |  | 61 | 0.92 | 47 | 43 | 55/41 | On/Off | Not Applicable | [6 empty] | 154 | 27 | 27 | 38.5 | 160 | 509 | 26 | 33.75 |  |  |  |  | 35.125 | 35.125 | 35.125 | 8 |  |  |  |  | 24.3125 | [8 empty] | 1 | 138 | 186 | UL1453 | Yes | Yes | Yes | No | Not Applicable | [5 empty] | 10332 | RES ELEC | 202087589
RE250LN6-1SCZZ-403-264 | RE250LN | Bradford White | 671632680320 | Active | The ""-264"" indicates that this SKU comes with an Aluminum Anode Rod. | The ""-403"" indicates that this SKU comes with a Top T&P Location. | [8 empty] | No | Not Applicable | Not Applicable | Residential Water Heating | Water Heating.Electric | 6 | 6 |  |  |  | 238-44422-00 |  |  |  | 238-39699-00 | [6 empty] | Electric | Electric Resistance | 240/208 | 1 |  | Indoor |  | Floor Mounted |  | No | Not Applicable | 150 | Not Applicable |  |  |  | 0.75 | No | [7 empty] | 12/9 kW |  | 61 | 0.92 | 47 | 43 | 55/41 | On/Off | Not Applicable | [6 empty] | 154 | 27 | 27 | 38.5 | 160 | 509 | 26 | 33.75 |  |  |  |  | 35.125 | 35.125 | 35.125 | 8 |  |  |  |  | 24.3125 | [8 empty] | 1 | 138 | 186 | UL1453 | Yes | Yes | Yes | No | Not Applicable | [5 empty] | 10332 | RES ELEC | 202087589
RE250LN6-1SCZZ-458 | RE250LN | Bradford White | 671632640690 | Active | The ""-458"" indicates that this SKU was designed and certified for Installation in Canada. | [9 empty] | No | Not Applicable | Not Applicable | Residential Water Heating | Water Heating.Electric | 6 | 6 |  |  |  | 238-44422-00 |  |  |  | 238-39699-00 | [6 empty] | Electric | Electric Resistance | 240/208 | 1 |  | Indoor |  | Floor Mounted |  | No | Not Applicable | 150 | Not Applicable |  |  |  | 0.75 | No | [7 empty] | 12/9 kW |  | 61 | 0.92 | 45 |  | 55/41 | On/Off | Not Applicable | [6 empty] | 154 | 27 | 27 | 38.5 | 160 | 525 | 26 | 33.75 |  |  |  |  | 35.125 | 35.125 | 35.125 | 8 |  |  |  |  | 24.3125 | [8 empty] | 1 | 138 | 186 | UL1453 | Yes | No | Yes | No | Not Applicable | 238-45688-00 |  |  |  | 238-45684-00 | 10332 | RES ELEC
RE250LN6-1SEPP | RE250LN | Bradford White | 671632133888 | Active | [10 empty] | No | Not Applicable | Not Applicable | Residential Water Heating | Water Heating.Electric | 6 | 6 |  |  |  | 238-44422-00 |  |  |  | 238-39699-00 | [6 empty] | Electric | Electric Resistance | 277 | 1 |  | Indoor |  | Floor Mounted |  | No | Not Applicable | 150 | Not Applicable |  |  |  | 0.75 | No | [7 empty] | 6 kW |  | 61 | 0.92 | 47 | 43 | 28 | On/Off | Not Applicable | [6 empty] | 154 | 27 | 27 | 38.5 | 160 | 509 | 26 | 33.75 |  |  |  |  | 35.125 | 35.125 | 35.125 | 8 |  |  |  |  | 24.3125 | [8 empty] | 1 | 138 | 186 | UL174 | Yes | Yes | Yes | No | Not Applicable | [5 empty] | 10332 | RES ELEC | 202087589
RE250LN6-1SLWW | RE250LN | Bradford White | 671632129836 | Active | [10 empty] | No | Not Applicable | Not Applicable | Residential Water Heating | Water Heating.Electric | 6 | 6 |  |  |  | 238-44422-00 |  |  |  | 238-39699-00 | [6 empty] | Electric | Electric Resistance | 208 | 1 |  | Indoor |  | Floor Mounted |  | No | Not Applicable | 150 | Not Applicable |  |  |  | 0.75 | No | [7 empty] | 9 kW |  | 61 | 0.92 | 47 | 43 | 41 | On/Off | Not Applicable | [6 empty] | 154 | 27 | 27 | 38.5 | 160 | 509 | 26 | 33.75 |  |  |  |  | 35.125 | 35.125 | 35.125 | 8 |  |  |  |  | 24.3125 | [8 empty] | 1 | 138 | 186 | UL174 | Yes | Yes | Yes | No | Not Applicable | [5 empty] | 10332 | RES ELEC | 202087589
RE250LN6-1SLWW-264 | RE250LN | Bradford White | 671632334780 | Active | The ""-264"" indicates that this SKU comes with an Aluminum Anode Rod. | [9 empty] | No | Not Applicable | Not Applicable | Residential Water Heating | Water Heating.Electric | 6 | 6 |  |  |  | 238-44422-00 |  |  |  | 238-39699-00 | [6 empty] | Electric | Electric Resistance | 208 | 1 |  | Indoor |  | Floor Mounted |  | No | Not Applicable | 150 | Not Applicable |  |  |  | 0.75 | No | [7 empty] | 9 kW |  | 61 | 0.92 | 47 | 43 | 41 | On/Off | Not Applicable | [6 empty] | 154 | 27 | 27 | 38.5 | 160 | 509 | 26 | 33.75 |  |  |  |  | 35.125 | 35.125 | 35.125 | 8 |  |  |  |  | 24.3125 | [8 empty] | 1 | 138 | 186 | UL174 | Yes | Yes | Yes | No | Not Applicable | [5 empty] | 10332 | RES ELEC | 202087589
RE250LN6-1SLWW-403-264 | RE250LN | Bradford White | 671632672851 | Active | The ""-264"" indicates that this SKU comes with an Aluminum Anode Rod. | The ""-403"" indicates that this SKU comes with a Top T&P Location. | [8 empty] | No | Not Applicable | Not Applicable | Residential Water Heating | Water Heating.Electric | 6 | 6 |  |  |  | 238-44422-00 |  |  |  | 238-39699-00 | [6 empty] | Electric | Electric Resistance | 208 | 1 |  | Indoor |  | Floor Mounted |  | No | Not Applicable | 150 | Not Applicable |  |  |  | 0.75 | No | [7 empty] | 9 kW |  | 61 | 0.92 | 47 | 43 | 41 | On/Off | Not Applicable | [6 empty] | 154 | 27 | 27 | 38.5 | 160 | 509 | 26 | 33.75 |  |  |  |  | 35.125 | 35.125 | 35.125 | 8 |  |  |  |  | 24.3125 | [8 empty] | 1 | 138 | 186 | UL1453 | Yes | Yes | Yes | No | Not Applicable | [5 empty] | 10332 | RES ELEC | 202087589
RE250LN6-1SLXX | RE250LN | Bradford White | 671632997596 | Active | [10 empty] | No | Not Applicable | Not Applicable | Residential Water Heating | Water Heating.Electric | 6 | 6 |  |  |  | 238-44422-00 |  |  |  | 238-39699-00 | [6 empty] | Electric | Electric Resistance | 208 | 1 |  | Indoor |  | Floor Mounted |  | No | Not Applicable | 150 | Not Applicable |  |  |  | 0.75 | No | [7 empty] | 10 kW |  | 61 | 0.92 | 47 | 43 | 46 | On/Off | Not Applicable | [6 empty] | 154 | 27 | 27 | 38.5 | 160 | 509 | 26 | 33.75 |  |  |  |  | 35.125 | 35.125 | 35.125 | 8 |  |  |  |  | 24.3125 | [8 empty] | 1 | 138 | 186 | UL174 | Yes | Yes | Yes | No | Not Applicable | [5 empty] | 10332 | RES ELEC | 202087589
RE250LN6-1SLXX-403 | RE250LN | Bradford White | 671632133864 | Active | The ""-403"" indicates that this SKU comes with a Top T&P Location. | [9 empty] | No | Not Applicable | Not Applicable | Residential Water Heating | Water Heating.Electric | 6 | 6 |  |  |  | 238-44422-00 |  |  |  | 238-39699-00 | [6 empty] | Electric | Electric Resistance | 208 | 1 |  | Indoor |  | Floor Mounted |  | No | Not Applicable | 150 | Not Applicable |  |  |  | 0.75 | No | [7 empty] | 10 kW |  | 61 | 0.92 | 47 | 43 | 46 | On/Off | Not Applicable | [6 empty] | 154 | 27 | 27 | 38.5 | 160 | 509 | 26 | 33.75 |  |  |  |  | 35.125 | 35.125 | 35.125 | 8 |  |  |  |  | 24.3125 | [8 empty] | 1 | 138 | 186 | UL174 | Yes | Yes | Yes | No | Not Applicable | [5 empty] | 10332 | RES ELEC | 202087589
RE250LN6-1SLXX-458 | RE250LN | Bradford White | 671632906048 | Active | The ""-458"" indicates that this SKU was designed and certified for Installation in Canada. | [9 empty] | No | Not Applicable | Not Applicable | Residential Water Heating | Water Heating.Electric | 6 | 6 |  |  |  | 238-44422-00 |  |  |  | 238-39699-00 | [6 empty] | Electric | Electric Resistance | 208 | 1 |  | Indoor |  | Floor Mounted |  | No | Not Applicable | 150 | Not Applicable |  |  |  | 0.75 | No | [7 empty] | 10 kW |  | 61 | 0.92 | 45 |  | 46 | On/Off | Not Applicable | [6 empty] | 154 | 27 | 27 | 38.5 | 160 | 525 | 26 | 33.75 |  |  |  |  | 35.125 | 35.125 | 35.125 | 8 |  |  |  |  | 24.3125 | [8 empty] | 1 | 138 | 186 | UL1453 | Yes | No | Yes | No | Not Applicable | 238-45688-00 |  |  |  | 238-45684-00 | 10332 | RES ELEC
RE250LN6-3NCWW | RE250LN | Bradford White | 671632133925 | Active | [10 empty] | No | Not Applicable | Not Applicable | Residential Water Heating | Water Heating.Electric | 6 | 6 |  |  |  | 238-44422-00 |  |  |  | 238-39699-00 | [6 empty] | Electric | Electric Resistance | 240/208 | 3 |  | Indoor |  | Floor Mounted |  | No | Not Applicable | 150 | Not Applicable |  |  |  | 0.75 | No | [7 empty] | 4.5/3.5 kW |  | 61 | 0.92 | 47 | 43 | 21/16 | On/Off | Not Applicable | [6 empty] | 154 | 27 | 27 | 38.5 | 160 | 509 | 26 | 33.75 |  |  |  |  | 35.125 | 35.125 | 35.125 | 8 |  |  |  |  | 24.3125 | [8 empty] | 1 | 138 | 186 | UL174 | Yes | Yes | Yes | No | Not Applicable | [5 empty] | 10332 | RES ELEC | 202087589
RE250LN6-3NCZZ | RE250LN | Bradford White | 671632905249 | Active | [10 empty] | No | Not Applicable | Not Applicable | Residential Water Heating | Water Heating.Electric | 6 | 6 |  |  |  | 238-44422-00 |  |  |  | 238-39699-00 | [6 empty] | Electric | Electric Resistance | 240/208 | 3 |  | Indoor |  | Floor Mounted |  | No | Not Applicable | 150 | Not Applicable |  |  |  | 0.75 | No | [7 empty] | 6/4.5 kW |  | 61 | 0.92 | 47 | 43 | 28/21 | On/Off | Not Applicable | [6 empty] | 154 | 27 | 27 | 38.5 | 160 | 509 | 26 | 33.75 |  |  |  |  | 35.125 | 35.125 | 35.125 | 8 |  |  |  |  | 24.3125 | [8 empty] | 1 | 138 | 186 | UL174 | Yes | Yes | Yes | No | Not Applicable | [5 empty] | 10332 | RES ELEC | 202087589
RE250LN6-3NHTT | RE250LN | Bradford White | 671632998180 | Active | [10 empty] | No | Not Applicable | Not Applicable | Residential Water Heating | Water Heating.Electric | 6 | 6 |  |  |  | 238-44422-00 |  |  |  | 238-39699-00 | [6 empty] | Electric | Electric Resistance | 480 | 3 |  | Indoor |  | Floor Mounted |  | No | Not Applicable | 150 | Not Applicable |  |  |  | 0.75 | No | [7 empty] | 4 kW |  | 61 | 0.92 | 47 | 43 | 18 | On/Off | Not Applicable | [6 empty] | 154 | 27 | 27 | 38.5 | 160 | 509 | 26 | 33.75 |  |  |  |  | 35.125 | 35.125 | 35.125 | 8 |  |  |  |  | 24.3125 | [8 empty] | 1 | 138 | 186 | UL174 | Yes | Yes | Yes | No | Not Applicable | [5 empty] | 10332 | RES ELEC | 202087589
RE250LN6-3NHWW | RE250LN | Bradford White | 671632139842 | Active | [10 empty] | No | Not Applicable | Not Applicable | Residential Water Heating | Water Heating.Electric | 6 | 6 |  |  |  | 238-44422-00 |  |  |  | 238-39699-00 | [6 empty] | Electric | Electric Resistance | 480 | 3 |  | Indoor |  | Floor Mounted |  | No | Not Applicable | 150 | Not Applicable |  |  |  | 0.75 | No | [7 empty] | 4.5 kW |  | 61 | 0.92 | 47 | 43 | 21 | On/Off | Not Applicable | [6 empty] | 154 | 27 | 27 | 38.5 | 160 | 509 | 26 | 33.75 |  |  |  |  | 35.125 | 35.125 | 35.125 | 8 |  |  |  |  | 24.3125 | [8 empty] | 1 | 138 | 186 | UL174 | Yes | Yes | Yes | No | Not Applicable | [5 empty] | 10332 | RES ELEC | 202087589
RE250LN6-3NHZZ | RE250LN | Bradford White | 671632316830 | Active | [10 empty] | No | Not Applicable | Not Applicable | Residential Water Heating | Water Heating.Electric | 6 | 6 |  |  |  | 238-44422-00 |  |  |  | 238-39699-00 | [6 empty] | Electric | Electric Resistance | 480 | 3 |  | Indoor |  | Floor Mounted |  | No | Not Applicable | 150 | Not Applicable |  |  |  | 0.75 | No | [7 empty] | 6 kW |  | 61 | 0.92 | 47 | 43 | 28 | On/Off | Not Applicable | [6 empty] | 154 | 27 | 27 | 38.5 | 160 | 509 | 26 | 33.75 |  |  |  |  | 35.125 | 35.125 | 35.125 | 8 |  |  |  |  | 24.3125 | [8 empty] | 1 | 138 | 186 | UL174 | Yes | Yes | Yes | No | Not Applicable | [5 empty] | 10332 | RES ELEC | 202087589
RE250LN6-3SCTT-458 | RE250LN | Bradford White | 671632140725 | Active | The ""-458"" indicates that this SKU was designed and certified for Installation in Canada. | [9 empty] | No | Not Applicable | Not Applicable | Residential Water Heating | Water Heating.Electric | 6 | 6 |  |  |  | 238-44422-00 |  |  |  | 238-39699-00 | [6 empty] | Electric | Electric Resistance | 240/208 | 3 |  | Indoor |  | Floor Mounted |  | No | Not Applicable | 150 | Not Applicable |  |  |  | 0.75 | No | [7 empty] | 8/6 kW |  | 61 | 0.92 | 45 |  | 37/28 | On/Off | Not Applicable | [6 empty] | 154 | 27 | 27 | 38.5 | 160 | 525 | 26 | 33.75 |  |  |  |  | 35.125 | 35.125 | 35.125 | 8 |  |  |  |  | 24.3125 | [8 empty] | 1 | 138 | 186 | UL1453 | Yes | No | Yes | No | Not Applicable | 238-45688-00 |  |  |  | 238-45684-00 | 10332 | RES ELEC
RE250LN6-3SCWW-458 | RE250LN | Bradford White | 671632322954 | Active | The ""-458"" indicates that this SKU was designed and certified for Installation in Canada. | [9 empty] | No | Not Applicable | Not Applicable | Residential Water Heating | Water Heating.Electric | 6 | 6 |  |  |  | 238-44422-00 |  |  |  | 238-39699-00 | [6 empty] | Electric | Electric Resistance | 240/208 | 3 |  | Indoor |  | Floor Mounted |  | No | Not Applicable | 150 | Not Applicable |  |  |  | 0.75 | No | [7 empty] | 9/7 kW |  | 61 | 0.92 | 45 |  | 41/32 | On/Off | Not Applicable | [6 empty] | 154 | 27 | 27 | 38.5 | 160 | 525 | 26 | 33.75 |  |  |  |  | 35.125 | 35.125 | 35.125 | 8 |  |  |  |  | 24.3125 | [8 empty] | 1 | 138 | 186 | UL1453 | Yes | No | Yes | No | Not Applicable | 238-45688-00 |  |  |  | 238-45684-00 | 10332 | RES ELEC
RE250LN6-3SCYY | RE250LN | Bradford White | 671632910366 | Active | [10 empty] | No | Not Applicable | Not Applicable | Residential Water Heating | Water Heating.Electric | 6 | 6 |  |  |  | 238-44422-00 |  |  |  | 238-39699-00 | [6 empty] | Electric | Electric Resistance | 240/208 | 3 |  | Indoor |  | Floor Mounted |  | No | Not Applicable | 150 | Not Applicable |  |  |  | 0.75 | No | [7 empty] | 11/8 kW |  | 61 | 0.92 | 47 | 43 | 51/37 | On/Off | Not Applicable | [6 empty] | 154 | 27 | 27 | 38.5 | 160 | 509 | 26 | 33.75 |  |  |  |  | 35.125 | 35.125 | 35.125 | 8 |  |  |  |  | 24.3125 | [8 empty] | 1 | 138 | 186 | UL174 | Yes | Yes | Yes | No | Not Applicable | [5 empty] | 10332 | RES ELEC | 202087589
RE250LN6-3SCZZ | RE250LN | Bradford White | 671632562893 | Active | [10 empty] | No | Not Applicable | Not Applicable | Residential Water Heating | Water Heating.Electric | 6 | 6 |  |  |  | 238-44422-00 |  |  |  | 238-39699-00 | [6 empty] | Electric | Electric Resistance | 240/208 | 3 |  | Indoor |  | Floor Mounted |  | No | Not Applicable | 150 | Not Applicable |  |  |  | 0.75 | No | [7 empty] | 12/9 kW |  | 61 | 0.92 | 47 | 43 | 55/41 | On/Off | Not Applicable | [6 empty] | 154 | 27 | 27 | 38.5 | 160 | 509 | 26 | 33.75 |  |  |  |  | 35.125 | 35.125 | 35.125 | 8 |  |  |  |  | 24.3125 | [8 empty] | 1 | 138 | 186 | UL174 | Yes | Yes | Yes | No | Not Applicable | [5 empty] | 10332 | RES ELEC | 202087589
RE250LN6-3SCZZ-458 | RE250LN | Bradford White | 671632322992 | Active | The ""-458"" indicates that this SKU was designed and certified for Installation in Canada. | [9 empty] | No | Not Applicable | Not Applicable | Residential Water Heating | Water Heating.Electric | 6 | 6 |  |  |  | 238-44422-00 |  |  |  | 238-39699-00 | [6 empty] | Electric | Electric Resistance | 240/208 | 3 |  | Indoor |  | Floor Mounted |  | No | Not Applicable | 150 | Not Applicable |  |  |  | 0.75 | No | [7 empty] | 12/9 kW |  | 61 | 0.92 | 45 |  | 55/41 | On/Off | Not Applicable | [6 empty] | 154 | 27 | 27 | 38.5 | 160 | 525 | 26 | 33.75 |  |  |  |  | 35.125 | 35.125 | 35.125 | 8 |  |  |  |  | 24.3125 | [8 empty] | 1 | 138 | 186 | UL1453 | Yes | No | Yes | No | Not Applicable | 238-45688-00 |  |  |  | 238-45684-00 | 10332 | RES ELEC
RE250LN6-3SHWW | RE250LN | Bradford White | 671632145898 | Active | [10 empty] | No | Not Applicable | Not Applicable | Residential Water Heating | Water Heating.Electric | 6 | 6 |  |  |  | 238-44422-00 |  |  |  | 238-39699-00 | [6 empty] | Electric | Electric Resistance | 480 | 3 |  | Indoor |  | Floor Mounted |  | No | Not Applicable | 150 | Not Applicable |  |  |  | 0.75 | No | [7 empty] | 9 kW |  | 61 | 0.92 | 47 | 43 | 41 | On/Off | Not Applicable | [6 empty] | 154 | 27 | 27 | 38.5 | 160 | 509 | 26 | 33.75 |  |  |  |  | 35.125 | 35.125 | 35.125 | 8 |  |  |  |  | 24.3125 | [8 empty] | 1 | 138 | 186 | UL174 | Yes | Yes | Yes | No | Not Applicable | [5 empty] | 10332 | RES ELEC | 202087589
RE250LN6-3SHZZ-403-506 | RE250LN | Bradford White | 671632314140 | Active | The ""-403"" indicates that this SKU comes with a Top T&P Location. | The ""-506"" indicates that this SKU comes with an A420 Aluminum Anode Rod. | [8 empty] | No | Not Applicable | Not Applicable | Residential Water Heating | Water Heating.Electric | 6 | 6 |  |  |  | 238-44422-00 |  |  |  | 238-39699-00 | [6 empty] | Electric | Electric Resistance | 480 | 3 |  | Indoor |  | Floor Mounted |  | No | Not Applicable | 150 | Not Applicable |  |  |  | 0.75 | No | [7 empty] | 12 kW |  | 61 | 0.92 | 47 | 43 | 55 | On/Off | Not Applicable | [6 empty] | 154 | 27 | 27 | 38.5 | 160 | 509 | 26 | 33.75 |  |  |  |  | 35.125 | 35.125 | 35.125 | 8 |  |  |  |  | 24.3125 | [8 empty] | 1 | 138 | 186 | UL174 | Yes | Yes | Yes | No | Not Applicable | [5 empty] | 10332 | RES ELEC | 202087589
RE250LN6-3SLWW | RE250LN | Bradford White | 671632322008 | Active | [10 empty] | No | Not Applicable | Not Applicable | Residential Water Heating | Water Heating.Electric | 6 | 6 |  |  |  | 238-44422-00 |  |  |  | 238-39699-00 | [6 empty] | Electric | Electric Resistance | 208 | 3 |  | Indoor |  | Floor Mounted |  | No | Not Applicable | 150 | Not Applicable |  |  |  | 0.75 | No | [7 empty] | 9 kW |  | 61 | 0.92 | 47 | 43 | 41 | On/Off | Not Applicable | [6 empty] | 154 | 27 | 27 | 38.5 | 160 | 509 | 26 | 33.75 |  |  |  |  | 35.125 | 35.125 | 35.125 | 8 |  |  |  |  | 24.3125 | [8 empty] | 1 | 138 | 186 | UL174 | Yes | Yes | Yes | No | Not Applicable | [5 empty] | 10332 | RES ELEC | 202087589
RE250S10-1NCPP-458 | RE250S | Bradford White | 671632557783 | Active | The ""-458"" indicates that this SKU was designed and certified for Installation in Canada. | [9 empty] | No | Not Applicable | Not Applicable | Residential Water Heating | Water Heating.Electric | 10 | 6 |  |  |  | 238-44422-00 |  |  |  | 238-39699-00 | [6 empty] | Electric | Electric Resistance | 240 | 1 |  | Indoor |  | Floor Mounted |  | No | Not Applicable | 150 | Not Applicable |  |  |  | 0.75 | No | [7 empty] | 3 kW |  |  |  | 47 |  | 14 | On/Off | Not Applicable | [6 empty] | 143 | 23 | 23 | 52.125 | 149 | 531 | 22 | 47.625 |  |  |  |  | 48.5 | 48.5 | 48.5 | 8 |  |  |  |  | 49.4375 | [8 empty] | 1 | 216 | 208 | UL1453 | Yes | No | Yes | No | Not Applicable | 238-45688-00 |  |  |  | 238-45684-00 | 10332 | RES ELEC
RE250S10-1NCWW | RE250S | Bradford White | 671632911189 | Active | [10 empty] | No | Not Applicable | Not Applicable | Residential Water Heating | Water Heating.Electric | 10 | 6 |  |  |  | 238-44422-00 |  |  |  | 238-39699-00 |  | 238-51237-00 |  |  |  |  | Electric | Electric Resistance | 240/208 | 1 |  | Indoor |  | Floor Mounted |  | No | Not Applicable | 150 | Not Applicable |  |  |  | 0.75 | No | [7 empty] | 4.5/3.5 kW |  | 60 | 0.92 | 50 | 45 | 21/16 | On/Off | Not Applicable | [6 empty] | 143 | 29.25 | 23 | 52.25 | 149 | 514 | 22 | 47.625 |  |  |  |  | 48.5 | 48.5 | 48.5 | 8 |  |  |  |  | 49.4375 | [8 empty] | 1 | 168 | 160 | UL174 | Yes | Yes | Yes | No | Not Applicable | [5 empty] | 10332 | RES ELEC | 200094300
RE250S10-1NCWW-458 | RE250S | Bradford White | 671632649341 | Active | The ""-458"" indicates that this SKU was designed and certified for Installation in Canada. | [9 empty] | No | Not Applicable | Not Applicable | Residential Water Heating | Water Heating.Electric | 10 | 6 |  |  |  | 238-44422-00 |  |  |  | 238-39699-00 | [6 empty] | Electric | Electric Resistance | 240/208 | 1 |  | Indoor |  | Floor Mounted |  | No | Not Applicable | 150 | Not Applicable |  |  |  | 0.75 | No | [7 empty] | 4.5/3.5 kW |  |  |  | 47 |  | 21/16 | On/Off | Not Applicable | [6 empty] | 143 | 23 | 23 | 52.125 | 149 | 531 | 22 | 47.625 |  |  |  |  | 48.5 | 48.5 | 48.5 | 8 |  |  |  |  | 49.4375 | [8 empty] | 1 | 216 | 208 | UL1453 | Yes | No | Yes | No | Not Applicable | 238-45688-00 |  |  |  | 238-45684-00 | 10332 | RES ELEC
RE250S10-1NCZZ | RE250S | Bradford White | 671632681488 | Active | [10 empty] | No | Not Applicable | Not Applicable | Residential Water Heating | Water Heating.Electric | 10 | 6 |  |  |  | 238-44422-00 |  |  |  | 238-39699-00 |  | 238-51237-00 |  |  |  |  | Electric | Electric Resistance | 240/208 | 1 |  | Indoor |  | Floor Mounted |  | No | Not Applicable | 150 | Not Applicable |  |  |  | 0.75 | No | [7 empty] | 6/4.5 kW |  | 60 | 0.92 | 50 | 45 | 28/21 | On/Off | Not Applicable | [6 empty] | 143 | 29.25 | 23 | 52.25 | 149 | 514 | 22 | 47.625 |  |  |  |  | 48.5 | 48.5 | 48.5 | 8 |  |  |  |  | 49.4375 | [8 empty] | 1 | 168 | 160 | UL1453 | Yes | Yes | Yes | No | Not Applicable | [5 empty] | 10332 | RES ELEC | 200094300
RE250S10-1NCZZ-458 | RE250S | Bradford White | 671632323371 | Active | The ""-458"" indicates that this SKU was designed and certified for Installation in Canada. | [9 empty] | No | Not Applicable | Not Applicable | Residential Water Heating | Water Heating.Electric | 10 | 6 |  |  |  | 238-44422-00 |  |  |  | 238-39699-00 | [6 empty] | Electric | Electric Resistance | 240/208 | 1 |  | Indoor |  | Floor Mounted |  | No | Not Applicable | 150 | Not Applicable |  |  |  | 0.75 | No | [7 empty] | 6/4.5 kW |  |  |  | 47 |  | 28/21 | On/Off | Not Applicable | [6 empty] | 143 | 23 | 23 | 52.125 | 149 | 531 | 22 | 47.625 |  |  |  |  | 48.5 | 48.5 | 48.5 | 8 |  |  |  |  | 49.4375 | [8 empty] | 1 | 216 | 208 | UL1453 | Yes | No | Yes | No | Not Applicable | 238-45688-00 |  |  |  | 238-45684-00 | 10332 | RES ELEC
RE250S6-1NALL-458 | RE250S | Bradford White | 671632670215 | Active | The ""-458"" indicates that this SKU was designed and certified for Installation in Canada. | [9 empty] | No | Not Applicable | Not Applicable | Residential Water Heating | Water Heating.Electric | 6 | 6 |  |  |  | 238-44422-00 |  |  |  | 238-39699-00 | [6 empty] | Electric | Electric Resistance | 120 | 1 |  | Indoor |  | Floor Mounted |  | No | Not Applicable | 150 | Not Applicable |  |  |  | 0.75 | No | [7 empty] | 1.5 kW |  |  |  | 50 |  | 7 | On/Off | Not Applicable | [6 empty] | 143 | 23 | 23 | 52.125 | 149 | 555 | 22 | 47.625 |  |  |  |  | 48.5 | 48.5 | 48.5 | 8 |  |  |  |  | 49.4375 | [8 empty] | 1 | 216 | 208 | UL1453 | Yes | No | Yes | No | Not Applicable | 238-45688-00 |  |  |  | 238-45684-00 | 10332 | RES ELEC
RE250S6-1NAPP-458 | RE250S | Bradford White | 671632878680 | Active | The ""-458"" indicates that this SKU was designed and certified for Installation in Canada. | [9 empty] | No | Not Applicable | Not Applicable | Residential Water Heating | Water Heating.Electric | 6 | 6 |  |  |  | 238-44422-00 |  |  |  | 238-39699-00 | [6 empty] | Electric | Electric Resistance | 120 | 1 |  | Indoor |  | Floor Mounted |  | No | Not Applicable | 150 | Not Applicable |  |  |  | 0.75 | No | [7 empty] | 3 kW |  |  |  | 47 |  | 14 | On/Off | Not Applicable | [6 empty] | 143 | 23 | 23 | 52.125 | 149 | 531 | 22 | 47.625 |  |  |  |  | 48.5 | 48.5 | 48.5 | 8 |  |  |  |  | 49.4375 | [8 empty] | 1 | 216 | 208 | UL174 | Yes | No | Yes | No | Not Applicable | 238-45688-00 |  |  |  | 238-45684-00 | 10332 | RES ELEC
RE250S6-1NCLL-458 | RE250S | Bradford White | 671632653287 | Active | The ""-458"" indicates that this SKU was designed and certified for Installation in Canada. | [9 empty] | No | Not Applicable | Not Applicable | Residential Water Heating | Water Heating.Electric | 6 | 6 |  |  |  | 238-44422-00 |  |  |  | 238-39699-00 | [6 empty] | Electric | Electric Resistance | 240/208 | 1 |  | Indoor |  | Floor Mounted |  | No | Not Applicable | 150 | Not Applicable |  |  |  | 0.75 | No | [7 empty] | 1.5/1 kW |  |  |  | 47 |  | 7/5 | On/Off | Not Applicable | [6 empty] | 143 | 23 | 23 | 52.125 | 149 | 531 | 22 | 47.625 |  |  |  |  | 48.5 | 48.5 | 48.5 | 8 |  |  |  |  | 49.4375 | [8 empty] | 1 | 216 | 208 | UL1453 | Yes | No | Yes | No | Not Applicable | 238-45688-00 |  |  |  | 238-45684-00 | 10332 | RES ELEC
RE250S6-1NCMM-458 | RE250S | Bradford White | 671632894499 | Active | The ""-458"" indicates that this SKU was designed and certified for Installation in Canada. | [9 empty] | No | Not Applicable | Not Applicable | Residential Water Heating | Water Heating.Electric | 6 | 6 |  |  |  | 238-44422-00 |  |  |  | 238-39699-00 | [6 empty] | Electric | Electric Resistance | 240/208 | 1 |  | Indoor |  | Floor Mounted |  | No | Not Applicable | 150 | Not Applicable |  |  |  | 0.75 | No | [7 empty] | 2/1.5 kW |  |  |  | 47 |  | 9/7 | On/Off | Not Applicable | [6 empty] | 143 | 23 | 23 | 52.125 | 149 | 531 | 22 | 47.625 |  |  |  |  | 48.5 | 48.5 | 48.5 | 8 |  |  |  |  | 49.4375 | [8 empty] | 1 | 216 | 208 | UL174 | Yes | No | Yes | No | Not Applicable | 238-45688-00 |  |  |  | 238-45684-00 | 10332 | RES ELEC
RE250S6-1NCNN-458 | RE250S | Bradford White | 671632889600 | Active | The ""-458"" indicates that this SKU was designed and certified for Installation in Canada. | [9 empty] | No | Not Applicable | Not Applicable | Residential Water Heating | Water Heating.Electric | 6 | 6 |  |  |  | 238-44422-00 |  |  |  | 238-39699-00 | [6 empty] | Electric | Electric Resistance | 240/208 | 1 |  | Indoor |  | Floor Mounted |  | No | Not Applicable | 150 | Not Applicable |  |  |  | 0.75 | No | [7 empty] | 2.5/2 kW |  |  |  | 47 |  | 11/9 | On/Off | Not Applicable | [6 empty] | 143 | 23 | 23 | 52.125 | 149 | 531 | 22 | 47.625 |  |  |  |  | 48.5 | 48.5 | 48.5 | 8 |  |  |  |  | 49.4375 | [8 empty] | 1 | 216 | 208 | UL174 | Yes | No | Yes | No | Not Applicable | 238-45688-00 |  |  |  | 238-45684-00 | 10332 | RES ELEC
RE250S6-1NCPP-264-458 | RE250S | Bradford White | 671632629855 | Active | The ""-264"" indicates that this SKU comes with an Aluminum Anode Rod. | The ""-458"" indicates that this SKU was designed and certified for Installation in Canada. | [8 empty] | No | Not Applicable | Not Applicable | Residential Water Heating | Water Heating.Electric | 6 | 6 |  |  |  | 238-44422-00 |  |  |  | 238-39699-00 | [6 empty] | Electric | Electric Resistance | 240 | 1 |  | Indoor |  | Floor Mounted |  | No | Not Applicable | 150 | Not Applicable |  |  |  | 0.75 | No | [7 empty] | 3 kW |  |  |  | 47 |  | 14 | On/Off | Not Applicable | [6 empty] | 143 | 23 | 23 | 52.125 | 149 | 531 | 22 | 47.625 |  |  |  |  | 48.5 | 48.5 | 48.5 | 8 |  |  |  |  | 49.4375 | [8 empty] | 1 | 216 | 208 | UL1453 | Yes | No | Yes | No | Not Applicable | 238-45688-00 |  |  |  | 238-45684-00 | 10332 | RES ELEC
RE250S6-1NCPP-458 | RE250S | Bradford White | 671632817382 | Active | The ""-458"" indicates that this SKU was designed and certified for Installation in Canada. | [9 empty] | No | Not Applicable | Not Applicable | Residential Water Heating | Water Heating.Electric | 6 | 6 |  |  |  | 238-44422-00 |  |  |  | 238-39699-00 | [6 empty] | Electric | Electric Resistance | 240 | 1 |  | Indoor |  | Floor Mounted |  | No | Not Applicable | 150 | Not Applicable |  |  |  | 0.75 | No | [7 empty] | 3 kW |  |  |  | 47 |  | 14 | On/Off | Not Applicable | [6 empty] | 143 | 23 | 23 | 52.125 | 149 | 531 | 22 | 47.625 |  |  |  |  | 48.5 | 48.5 | 48.5 | 8 |  |  |  |  | 49.4375 | [8 empty] | 1 | 216 | 208 | UL174 | Yes | No | Yes | No | Not Applicable | 238-45688-00 |  |  |  | 238-45684-00 | 10332 | RES ELEC
RE250S6-1NCRR-458 | RE250S | Bradford White | 671632322848 | Active | The ""-458"" indicates that this SKU was designed and certified for Installation in Canada. | [9 empty] | No | Not Applicable | Not Applicable | Residential Water Heating | Water Heating.Electric | 6 | 6 |  |  |  | 238-44422-00 |  |  |  | 238-39699-00 | [6 empty] | Electric | Electric Resistance | 240/208 | 1 |  | Indoor |  | Floor Mounted |  | No | Not Applicable | 150 | Not Applicable |  |  |  | 0.75 | No | [7 empty] | 3.5/2.5 kW |  |  |  | 47 |  | 16/11 | On/Off | Not Applicable | [6 empty] | 143 | 23 | 23 | 52.125 | 149 | 531 | 22 | 47.625 |  |  |  |  | 48.5 | 48.5 | 48.5 | 8 |  |  |  |  | 49.4375 | [8 empty] | 1 | 216 | 208 | UL174 | Yes | No | Yes | No | Not Applicable | 238-45688-00 |  |  |  | 238-45684-00 | 10332 | RES ELEC
RE250S6-1NCSS | RE250S | Bradford White | 671632331390 | Active | [10 empty] | No | Not Applicable | Not Applicable | Residential Water Heating | Water Heating.Electric | 6 | 6 |  |  |  | 238-44422-00 |  |  |  | 238-39699-00 |  | 238-51237-00 |  |  |  |  | Electric | Electric Resistance | 240 | 1 |  | Indoor |  | Floor Mounted |  | No | Not Applicable | 150 | Not Applicable |  |  |  | 0.75 | No | [7 empty] | 3.8 kW |  | 60 | 0.92 | 50 | 45 | 17 | On/Off | Not Applicable | [6 empty] | 143 | 29.25 | 23 | 52.25 | 149 | 514 | 22 | 47.625 |  |  |  |  | 48.5 | 48.5 | 48.5 | 8 |  |  |  |  | 49.4375 | [8 empty] | 1 | 168 | 160 | UL174 | Yes | Yes | Yes | No | Not Applicable | [5 empty] | 10332 | RES ELEC | 200094300
RE250S6-1NCSS-458 | RE250S | Bradford White | 671632817283 | Active | The ""-458"" indicates that this SKU was designed and certified for Installation in Canada. | [9 empty] | No | Not Applicable | Not Applicable | Residential Water Heating | Water Heating.Electric | 6 | 6 |  |  |  | 238-44422-00 |  |  |  | 238-39699-00 | [6 empty] | Electric | Electric Resistance | 240 | 1 |  | Indoor |  | Floor Mounted |  | No | Not Applicable | 150 | Not Applicable |  |  |  | 0.75 | No | [7 empty] | 3.8 kW |  |  |  | 47 |  | 17 | On/Off | Not Applicable | [6 empty] | 143 | 23 | 23 | 52.125 | 149 | 531 | 22 | 47.625 |  |  |  |  | 48.5 | 48.5 | 48.5 | 8 |  |  |  |  | 49.4375 | [8 empty] | 1 | 216 | 208 | UL174 | Yes | No | Yes | No | Not Applicable | 238-45688-00 |  |  |  | 238-45684-00 | 10332 | RES ELEC
RE250S6-1NCTT | RE250S | Bradford White | 671632869183 | Active | [10 empty] | No | Not Applicable | Not Applicable | Residential Water Heating | Water Heating.Electric | 6 | 6 |  |  |  | 238-44422-00 |  |  |  | 238-39699-00 |  | 238-51237-00 |  |  |  |  | Electric | Electric Resistance | 240/208 | 1 |  | Indoor |  | Floor Mounted |  | No | Not Applicable | 150 | Not Applicable |  |  |  | 0.75 | No | [7 empty] | 4/3 kW |  | 60 | 0.92 | 50 | 45 | 18/14 | On/Off | Not Applicable | [6 empty] | 143 | 29.25 | 23 | 52.25 | 149 | 514 | 22 | 47.625 |  |  |  |  | 48.5 | 48.5 | 48.5 | 8 |  |  |  |  | 49.4375 | [8 empty] | 1 | 168 | 160 | UL174 | Yes | Yes | Yes | No | Not Applicable | [5 empty] | 10332 | RES ELEC | 200094300
RE250S6-1NCTT-458 | RE250S | Bradford White | 671632128938 | Active | The ""-458"" indicates that this SKU was designed and certified for Installation in Canada. | [9 empty] | No | Not Applicable | Not Applicable | Residential Water Heating | Water Heating.Electric | 6 | 6 |  |  |  | 238-44422-00 |  |  |  | 238-39699-00 | [6 empty] | Electric | Electric Resistance | 240/208 | 1 |  | Indoor |  | Floor Mounted |  | No | Not Applicable | 150 | Not Applicable |  |  |  | 0.75 | No | [7 empty] | 4/3 kW |  |  |  | 47 |  | 18/14 | On/Off | Not Applicable | [6 empty] | 143 | 23 | 23 | 52.125 | 149 | 531 | 22 | 47.625 |  |  |  |  | 48.5 | 48.5 | 48.5 | 8 |  |  |  |  | 49.4375 | [8 empty] | 1 | 216 | 208 | UL174 | Yes | No | Yes | No | Not Applicable | 238-45688-00 |  |  |  | 238-45684-00 | 10332 | RES ELEC
RE250S6-1NCWW | RE250S | Bradford White | 671632794430 | Active | [10 empty] | No | Not Applicable | Not Applicable | Residential Water Heating | Water Heating.Electric | 6 | 6 |  |  |  | 238-44422-00 |  |  |  | 238-39699-00 |  | 238-51237-00 |  |  |  |  | Electric | Electric Resistance | 240/208 | 1 |  | Indoor |  | Floor Mounted |  | No | Not Applicable | 150 | Not Applicable |  |  |  | 0.75 | No | [7 empty] | 4.5/3.5 kW |  | 60 | 0.92 | 50 | 45 | 21/16 | On/Off | Not Applicable | [6 empty] | 143 | 29.25 | 23 | 52.25 | 149 | 514 | 22 | 47.625 |  |  |  |  | 48.5 | 48.5 | 48.5 | 8 |  |  |  |  | 49.4375 | [8 empty] | 1 | 168 | 160 | UL174 | Yes | Yes | Yes | No | Not Applicable | [5 empty] | 10332 | RES ELEC | 200094300
RE250S6-1NCWW-264 | RE250S | Bradford White | 671632800087 | Active | The ""-264"" indicates that this SKU comes with an Aluminum Anode Rod. | [9 empty] | No | Not Applicable | Not Applicable | Residential Water Heating | Water Heating.Electric | 6 | 6 |  |  |  | 238-44422-00 |  |  |  | 238-39699-00 |  | 238-51237-00 |  |  |  |  | Electric | Electric Resistance | 240/208 | 1 |  | Indoor |  | Floor Mounted |  | No | Not Applicable | 150 | Not Applicable |  |  |  | 0.75 | No | [7 empty] | 4.5/3.5 kW |  | 60 | 0.92 | 50 | 45 | 21/16 | On/Off | Not Applicable | [6 empty] | 143 | 29.25 | 23 | 52.25 | 149 | 514 | 22 | 47.625 |  |  |  |  | 48.5 | 48.5 | 48.5 | 8 |  |  |  |  | 49.4375 | [8 empty] | 1 | 168 | 160 | UL174 | Yes | Yes | Yes | No | Not Applicable | [5 empty] | 10332 | RES ELEC | 200094300
RE250S6-1NCWW-284 | RE250S | Bradford White | 671632851522 | Active | The ""-284"" indicates that this SKU comes with an Incoloy Element. | [9 empty] | No | Not Applicable | Not Applicable | Residential Water Heating | Water Heating.Electric | 6 | 6 |  |  |  | 238-44422-00 |  |  |  | 238-39699-00 |  | 238-51237-00 |  |  |  |  | Electric | Electric Resistance | 240/208 | 1 |  | Indoor |  | Floor Mounted |  | No | Not Applicable | 150 | Not Applicable |  |  |  | 0.75 | No | [7 empty] | 4.5/3.5 kW |  | 60 | 0.92 | 50 | 45 | 21/16 | On/Off | Not Applicable | [6 empty] | 143 | 29.25 | 23 | 52.25 | 149 | 514 | 22 | 47.625 |  |  |  |  | 48.5 | 48.5 | 48.5 | 8 |  |  |  |  | 49.4375 | [8 empty] | 1 | 168 | 160 | UL174 | Yes | Yes | Yes | No | Not Applicable | [5 empty] | 10332 | RES ELEC | 200094300
RE250S6-1NCWW-458 | RE250S | Bradford White | 671632804405 | Active | The ""-458"" indicates that this SKU was designed and certified for Installation in Canada. | [9 empty] | No | Not Applicable | Not Applicable | Residential Water Heating | Water Heating.Electric | 6 | 6 |  |  |  | 238-44422-00 |  |  |  | 238-39699-00 | [6 empty] | Electric | Electric Resistance | 240/208 | 1 |  | Indoor |  | Floor Mounted |  | No | Not Applicable | 150 | Not Applicable |  |  |  | 0.75 | No | [7 empty] | 4.5/3.5 kW |  |  |  | 47 |  | 21/16 | On/Off | Not Applicable | [6 empty] | 143 | 23 | 23 | 52.125 | 149 | 531 | 22 | 47.625 |  |  |  |  | 48.5 | 48.5 | 48.5 | 8 |  |  |  |  | 49.4375 | [8 empty] | 1 | 216 | 208 | UL174 | Yes | No | Yes | No | Not Applicable | 238-45688-00 |  |  |  | 238-45684-00 | 10332 | RES ELEC
RE250S6-1NCWW-506 | RE250S | Bradford White | 671632808687 | Active | The ""-506"" indicates that this SKU comes with an A420 Aluminum Anode Rod. | [9 empty] | No | Not Applicable | Not Applicable | Residential Water Heating | Water Heating.Electric | 6 | 6 |  |  |  | 238-44422-00 |  |  |  | 238-39699-00 |  | 238-51237-00 |  |  |  |  | Electric | Electric Resistance | 240/208 | 1 |  | Indoor |  | Floor Mounted |  | No | Not Applicable | 150 | Not Applicable |  |  |  | 0.75 | No | [7 empty] | 4.5/3.5 kW |  | 60 | 0.92 | 50 | 45 | 21/16 | On/Off | Not Applicable | [6 empty] | 143 | 29.25 | 23 | 52.25 | 149 | 514 | 22 | 47.625 |  |  |  |  | 48.5 | 48.5 | 48.5 | 8 |  |  |  |  | 49.4375 | [8 empty] | 1 | 168 | 160 | UL174 | Yes | Yes | Yes | No | Not Applicable | [5 empty] | 10332 | RES ELEC | 200094300
RE250S6-1NCWW-506-284 | RE250S | Bradford White | 671632809288 | Active | The ""-284"" indicates that this SKU comes with an Incoloy Element. | The ""-506"" indicates that this SKU comes with an A420 Aluminum Anode Rod. | [8 empty] | No | Not Applicable | Not Applicable | Residential Water Heating | Water Heating.Electric | 6 | 6 |  |  |  | 238-44422-00 |  |  |  | 238-39699-00 |  | 238-51237-00 |  |  |  |  | Electric | Electric Resistance | 240/208 | 1 |  | Indoor |  | Floor Mounted |  | No | Not Applicable | 150 | Not Applicable |  |  |  | 0.75 | No | [7 empty] | 4.5/3.5 kW |  | 60 | 0.92 | 50 | 45 | 21/16 | On/Off | Not Applicable | [6 empty] | 143 | 29.25 | 23 | 52.25 | 149 | 514 | 22 | 47.625 |  |  |  |  | 48.5 | 48.5 | 48.5 | 8 |  |  |  |  | 49.4375 | [8 empty] | 1 | 168 | 160 | UL174 | Yes | Yes | Yes | No | Not Applicable | [5 empty] | 10332 | RES ELEC | 200094300
RE250S6-1NCXX | RE250S | Bradford White | 671632536009 | Active | [10 empty] | No | Not Applicable | Not Applicable | Residential Water Heating | Water Heating.Electric | 6 | 6 |  |  |  | 238-44422-00 |  |  |  | 238-39699-00 |  | 238-51237-00 |  |  |  |  | Electric | Electric Resistance | 240 | 1 |  | Indoor |  | Floor Mounted |  | No | Not Applicable | 150 | Not Applicable |  |  |  | 0.75 | No | [7 empty] | 5 kW |  | 60 | 0.92 | 50 | 45 | 23 | On/Off | Not Applicable | [6 empty] | 143 | 29.25 | 23 | 52.25 | 149 | 514 | 22 | 47.625 |  |  |  |  | 48.5 | 48.5 | 48.5 | 8 |  |  |  |  | 49.4375 | [8 empty] | 1 | 168 | 160 | UL174 | Yes | Yes | Yes | No | Not Applicable | [5 empty] | 10332 | RES ELEC | 200094300
RE250S6-1NCY | RE250S | Bradford White | 671632823734 | Active | [10 empty] | No | Not Applicable | Not Applicable | Residential Water Heating | Water Heating.Electric | 6 | 6 |  |  |  | 238-44422-00 |  |  |  | 238-39699-00 |  | 238-51237-00 |  |  |  |  | Electric | Electric Resistance | 240/208 | 1 |  | Indoor |  | Floor Mounted |  | No | Not Applicable | 150 | Not Applicable |  |  |  | 0.75 | No | [7 empty] | 5.5/4 kW |  | 60 | 0.92 | 50 | 45 | 25/18 | On/Off | Not Applicable | [6 empty] | 143 | 29.25 | 23 | 52.25 | 149 | 514 | 22 | 47.625 |  |  |  |  | 48.5 | 48.5 | 48.5 | 8 |  |  |  |  | 49.4375 | [8 empty] | 1 | 168 | 160 | UL174 | Yes | Yes | Yes | No | Not Applicable | [5 empty] | 10332 | RES ELEC | 200094300
RE250S6-1NCY-284 | RE250S | Bradford White | 671632911080 | Active | The ""-284"" indicates that this SKU comes with an Incoloy Element. | [9 empty] | No | Not Applicable | Not Applicable | Residential Water Heating | Water Heating.Electric | 6 | 6 |  |  |  | 238-44422-00 |  |  |  | 238-39699-00 |  | 238-51237-00 |  |  |  |  | Electric | Electric Resistance | 240/208 | 1 |  | Indoor |  | Floor Mounted |  | No | Not Applicable | 150 | Not Applicable |  |  |  | 0.75 | No | [7 empty] | 5.5/4 kW |  | 60 | 0.92 | 50 | 45 | 25/18 | On/Off | Not Applicable | [6 empty] | 143 | 29.25 | 23 | 52.25 | 149 | 514 | 22 | 47.625 |  |  |  |  | 48.5 | 48.5 | 48.5 | 8 |  |  |  |  | 49.4375 | [8 empty] | 1 | 168 | 160 | UL174 | Yes | Yes | Yes | No | Not Applicable | [5 empty] | 10332 | RES ELEC | 200094300
RE250S6-1NCYY | RE250S | Bradford White | 671632838769 | Active | [10 empty] | No | Not Applicable | Not Applicable | Residential Water Heating | Water Heating.Electric | 6 | 6 |  |  |  | 238-44422-00 |  |  |  | 238-39699-00 |  | 238-51237-00 |  |  |  |  | Electric | Electric Resistance | 240/208 | 1 |  | Indoor |  | Floor Mounted |  | No | Not Applicable | 150 | Not Applicable |  |  |  | 0.75 | No | [7 empty] | 5.5/4 kW |  | 60 | 0.92 | 50 | 45 | 25/18 | On/Off | Not Applicable | [6 empty] | 143 | 29.25 | 23 | 52.25 | 149 | 514 | 22 | 47.625 |  |  |  |  | 48.5 | 48.5 | 48.5 | 8 |  |  |  |  | 49.4375 | [8 empty] | 1 | 168 | 160 | UL174 | Yes | Yes | Yes | No | Not Applicable | [5 empty] | 10332 | RES ELEC | 200094300
RE250S6-1NCYY-264 | RE250S | Bradford White | 671632313723 | Active | The ""-264"" indicates that this SKU comes with an Aluminum Anode Rod. | [9 empty] | No | Not Applicable | Not Applicable | Residential Water Heating | Water Heating.Electric | 6 | 6 |  |  |  | 238-44422-00 |  |  |  | 238-39699-00 |  | 238-51237-00 |  |  |  |  | Electric | Electric Resistance | 240/208 | 1 |  | Indoor |  | Floor Mounted |  | No | Not Applicable | 150 | Not Applicable |  |  |  | 0.75 | No | [7 empty] | 5.5/4 kW |  | 60 | 0.92 | 50 | 45 | 25/18 | On/Off | Not Applicable | [6 empty] | 143 | 29.25 | 23 | 52.25 | 149 | 514 | 22 | 47.625 |  |  |  |  | 48.5 | 48.5 | 48.5 | 8 |  |  |  |  | 49.4375 | [8 empty] | 1 | 168 | 160 | UL174 | Yes | Yes | Yes | No | Not Applicable | [5 empty] | 10332 | RES ELEC | 200094300
RE250S6-1NCYY-458 | RE250S | Bradford White | 671632557837 | Active | The ""-458"" indicates that this SKU was designed and certified for Installation in Canada. | [9 empty] | No | Not Applicable | Not Applicable | Residential Water Heating | Water Heating.Electric | 6 | 6 |  |  |  | 238-44422-00 |  |  |  | 238-39699-00 | [6 empty] | Electric | Electric Resistance | 240/208 | 1 |  | Indoor |  | Floor Mounted |  | No | Not Applicable | 150 | Not Applicable |  |  |  | 0.75 | No | [7 empty] | 5.5/4 kW |  |  |  | 47 |  | 25/18 | On/Off | Not Applicable | [6 empty] | 143 | 23 | 23 | 52.125 | 149 | 531 | 22 | 47.625 |  |  |  |  | 48.5 | 48.5 | 48.5 | 8 |  |  |  |  | 49.4375 | [8 empty] | 1 | 216 | 208 | UL174 | Yes | No | Yes | No | Not Applicable | 238-45688-00 |  |  |  | 238-45684-00 | 10332 | RES ELEC
RE250S6-1NCZZ | RE250S | Bradford White | 671632911110 | Active | [10 empty] | No | Not Applicable | Not Applicable | Residential Water Heating | Water Heating.Electric | 6 | 6 |  |  |  | 238-44422-00 |  |  |  | 238-39699-00 |  | 238-51237-00 |  |  |  |  | Electric | Electric Resistance | 240/208 | 1 |  | Indoor |  | Floor Mounted |  | No | Not Applicable | 150 | Not Applicable |  |  |  | 0.75 | No | [7 empty] | 6/4.5 kW |  | 60 | 0.92 | 50 | 45 | 28/21 | On/Off | Not Applicable | [6 empty] | 143 | 29.25 | 23 | 52.25 | 149 | 514 | 22 | 47.625 |  |  |  |  | 48.5 | 48.5 | 48.5 | 8 |  |  |  |  | 49.4375 | [8 empty] | 1 | 168 | 160 | UL174 | Yes | Yes | Yes | No | Not Applicable | [5 empty] | 10332 | RES ELEC | 200094300
RE250S6-1NCZZ-264 | RE250S | Bradford White | 671632573653 | Active | The ""-264"" indicates that this SKU comes with an Aluminum Anode Rod. | [9 empty] | No | Not Applicable | Not Applicable | Residential Water Heating | Water Heating.Electric | 6 | 6 |  |  |  | 238-44422-00 |  |  |  | 238-39699-00 |  | 238-51237-00 |  |  |  |  | Electric | Electric Resistance | 240/208 | 1 |  | Indoor |  | Floor Mounted |  | No | Not Applicable | 150 | Not Applicable |  |  |  | 0.75 | No | [7 empty] | 6/4.5 kW |  | 60 | 0.92 | 50 | 45 | 28/21 | On/Off | Not Applicable | [6 empty] | 143 | 29.25 | 23 | 52.25 | 149 | 514 | 22 | 47.625 |  |  |  |  | 48.5 | 48.5 | 48.5 | 8 |  |  |  |  | 49.4375 | [8 empty] | 1 | 168 | 160 | UL174 | Yes | Yes | Yes | No | Not Applicable | [5 empty] | 10332 | RES ELEC | 200094300
RE250S6-1NCZZ-284 | RE250S | Bradford White | 671632559459 | Active | The ""-284"" indicates that this SKU comes with an Incoloy Element. | [9 empty] | No | Not Applicable | Not Applicable | Residential Water Heating | Water Heating.Electric | 6 | 6 |  |  |  | 238-44422-00 |  |  |  | 238-39699-00 |  | 238-51237-00 |  |  |  |  | Electric | Electric Resistance | 240/208 | 1 |  | Indoor |  | Floor Mounted |  | No | Not Applicable | 150 | Not Applicable |  |  |  | 0.75 | No | [7 empty] | 6/4.5 kW |  | 60 | 0.92 | 50 | 45 | 28/21 | On/Off | Not Applicable | [6 empty] | 143 | 29.25 | 23 | 52.25 | 149 | 514 | 22 | 47.625 |  |  |  |  | 48.5 | 48.5 | 48.5 | 8 |  |  |  |  | 49.4375 | [8 empty] | 1 | 168 | 160 | UL174 | Yes | Yes | Yes | No | Not Applicable | [5 empty] | 10332 | RES ELEC | 200094300
RE250S6-1NCZZ-458 | RE250S | Bradford White | 671632905331 | Active | The ""-458"" indicates that this SKU was designed and certified for Installation in Canada. | [9 empty] | No | Not Applicable | Not Applicable | Residential Water Heating | Water Heating.Electric | 6 | 6 |  |  |  | 238-44422-00 |  |  |  | 238-39699-00 | [6 empty] | Electric | Electric Resistance | 240/208 | 1 |  | Indoor |  | Floor Mounted |  | No | Not Applicable | 150 | Not Applicable |  |  |  | 0.75 | No | [7 empty] | 6/4.5 kW |  |  |  | 47 |  | 28/21 | On/Off | Not Applicable | [6 empty] | 143 | 23 | 23 | 52.125 | 149 | 531 | 22 | 47.625 |  |  |  |  | 48.5 | 48.5 | 48.5 | 8 |  |  |  |  | 49.4375 | [8 empty] | 1 | 216 | 208 | UL174 | Yes | No | Yes | No | Not Applicable | 238-45688-00 |  |  |  | 238-45684-00 | 10332 | RES ELEC
RE250S6-1NEWW | RE250S | Bradford White | 671632864959 | Active | [10 empty] | No | Not Applicable | Not Applicable | Residential Water Heating | Water Heating.Electric | 6 | 6 |  |  |  | 238-44422-00 |  |  |  | 238-39699-00 |  | 238-51237-00 |  |  |  |  | Electric | Electric Resistance | 277 | 1 |  | Indoor |  | Floor Mounted |  | No | Not Applicable | 150 | Not Applicable |  |  |  | 0.75 | No | [7 empty] | 4.5 kW |  | 60 | 0.92 | 50 | 45 | 21 | On/Off | Not Applicable | [6 empty] | 143 | 29.25 | 23 | 52.25 | 149 | 514 | 22 | 47.625 |  |  |  |  | 48.5 | 48.5 | 48.5 | 8 |  |  |  |  | 49.4375 | [8 empty] | 1 | 168 | 160 | UL174 | Yes | Yes | Yes | No | Not Applicable | [5 empty] | 10332 | RES ELEC | 200094300
RE250S6-1NEZZ | RE250S | Bradford White | 671632913442 | Active | [10 empty] | No | Not Applicable | Not Applicable | Residential Water Heating | Water Heating.Electric | 6 | 6 |  |  |  | 238-44422-00 |  |  |  | 238-39699-00 |  | 238-51237-00 |  |  |  |  | Electric | Electric Resistance | 277 | 1 |  | Indoor |  | Floor Mounted |  | No | Not Applicable | 150 | Not Applicable |  |  |  | 0.75 | No | [7 empty] | 6 kW |  | 60 | 0.92 | 50 | 45 | 28 | On/Off | Not Applicable | [6 empty] | 143 | 29.25 | 23 | 52.25 | 149 | 514 | 22 | 47.625 |  |  |  |  | 48.5 | 48.5 | 48.5 | 8 |  |  |  |  | 49.4375 | [8 empty] | 1 | 168 | 160 | UL174 | Yes | Yes | Yes | No | Not Applicable | [5 empty] | 10332 | RES ELEC | 200094300
RE250S6-1NHWW | RE250S | Bradford White | 671632811564 | Active | [10 empty] | No | Not Applicable | Not Applicable | Residential Water Heating | Water Heating.Electric | 6 | 6 |  |  |  | 238-44422-00 |  |  |  | 238-39699-00 |  | 238-51237-00 |  |  |  |  | Electric | Electric Resistance | 480 | 1 |  | Indoor |  | Floor Mounted |  | No | Not Applicable | 150 | Not Applicable |  |  |  | 0.75 | No | [7 empty] | 4.5 kW |  | 60 | 0.92 | 50 | 45 | 21 | On/Off | Not Applicable | [6 empty] | 143 | 29.25 | 23 | 52.25 | 149 | 514 | 22 | 47.625 |  |  |  |  | 48.5 | 48.5 | 48.5 | 8 |  |  |  |  | 49.4375 | [8 empty] | 1 | 168 | 160 | UL174 | Yes | Yes | Yes | No | Not Applicable | [5 empty] | 10332 | RES ELEC | 200094300
RE250S6-1NHZZ | RE250S | Bradford White | 671632640959 | Active | [10 empty] | No | Not Applicable | Not Applicable | Residential Water Heating | Water Heating.Electric | 6 | 6 |  |  |  | 238-44422-00 |  |  |  | 238-39699-00 |  | 238-51237-00 |  |  |  |  | Electric | Electric Resistance | 480 | 1 |  | Indoor |  | Floor Mounted |  | No | Not Applicable | 150 | Not Applicable |  |  |  | 0.75 | No | [7 empty] | 6 kW |  | 60 | 0.92 | 50 | 45 | 28 | On/Off | Not Applicable | [6 empty] | 143 | 29.25 | 23 | 52.25 | 149 | 514 | 22 | 47.625 |  |  |  |  | 48.5 | 48.5 | 48.5 | 8 |  |  |  |  | 49.4375 | [8 empty] | 1 | 168 | 160 | UL1453 | Yes | Yes | Yes | No | Not Applicable | [5 empty] | 10332 | RES ELEC | 200094300
RE250S6-1NLXX | RE250S | Bradford White | 671632147656 | Active | [10 empty] | No | Not Applicable | Not Applicable | Residential Water Heating | Water Heating.Electric | 6 | 6 |  |  |  | 238-44422-00 |  |  |  | 238-39699-00 |  | 238-51237-00 |  |  |  |  | Electric | Electric Resistance | 208 | 1 |  | Indoor |  | Floor Mounted |  | No | Not Applicable | 150 | Not Applicable |  |  |  | 0.75 | No | [7 empty] | 5 kW |  | 60 | 0.92 | 50 | 45 | 23 | On/Off | Not Applicable | [6 empty] | 143 | 29.25 | 23 | 52.25 | 149 | 514 | 22 | 47.625 |  |  |  |  | 48.5 | 48.5 | 48.5 | 8 |  |  |  |  | 49.4375 | [8 empty] | 1 | 168 | 160 | UL174 | Yes | Yes | Yes | No | Not Applicable | [5 empty] | 10332 | RES ELEC | 200094300
RE250S6-1NLZZ | RE250S | Bradford White | 671632827060 | Active | [10 empty] | No | Not Applicable | Not Applicable | Residential Water Heating | Water Heating.Electric | 6 | 6 |  |  |  | 238-44422-00 |  |  |  | 238-39699-00 |  | 238-51237-00 |  |  |  |  | Electric | Electric Resistance | 208 | 1 |  | Indoor |  | Floor Mounted |  | No | Not Applicable | 150 | Not Applicable |  |  |  | 0.75 | No | [7 empty] | 6 kW |  | 60 | 0.92 | 50 | 45 | 28 | On/Off | Not Applicable | [6 empty] | 143 | 29.25 | 23 | 52.25 | 149 | 514 | 22 | 47.625 |  |  |  |  | 48.5 | 48.5 | 48.5 | 8 |  |  |  |  | 49.4375 | [8 empty] | 1 | 168 | 160 | UL174 | Yes | Yes | Yes | No | Not Applicable | [5 empty] | 10332 | RES ELEC | 200094300
RE250S6-1SCNN-458 | RE250S | Bradford White | 671632888511 | Active | The ""-458"" indicates that this SKU was designed and certified for Installation in Canada. | [9 empty] | No | Not Applicable | Not Applicable | Residential Water Heating | Water Heating.Electric | 6 | 6 |  |  |  | 238-44422-00 |  |  |  | 238-39699-00 | [6 empty] | Electric | Electric Resistance | 240/208 | 1 |  | Indoor |  | Floor Mounted |  | No | Not Applicable | 150 | Not Applicable |  |  |  | 0.75 | No | [7 empty] | 5/4 kW |  |  |  | 50 |  | 23/18 | On/Off | Not Applicable | [6 empty] | 143 | 23 | 23 | 52.125 | 149 | 555 | 22 | 47.625 |  |  |  |  | 48.5 | 48.5 | 48.5 | 8 |  |  |  |  | 49.4375 | [8 empty] | 1 | 216 | 208 | UL174 | Yes | No | Yes | No | Not Applicable | 238-45688-00 |  |  |  | 238-45684-00 | 10332 | RES ELEC
RE250S6-1SCWW | RE250S | Bradford White | 671632579969 | Active | [10 empty] | No | Not Applicable | Not Applicable | Residential Water Heating | Water Heating.Electric | 6 | 6 |  |  |  | 238-44422-00 |  |  |  | 238-39699-00 |  | 238-51237-00 |  |  |  |  | Electric | Electric Resistance | 240/208 | 1 |  | Indoor |  | Floor Mounted |  | No | Not Applicable | 150 | Not Applicable |  |  |  | 0.75 | No | [7 empty] | 9/7 kW |  | 60 | 0.92 | 50 | 45 | 41/32 | On/Off | Not Applicable | [6 empty] | 143 | 29.25 | 23 | 52.25 | 149 | 514 | 22 | 47.625 |  |  |  |  | 48.5 | 48.5 | 48.5 | 8 |  |  |  |  | 49.4375 | [8 empty] | 1 | 168 | 160 | UL174 | Yes | Yes | Yes | No | Not Applicable | [5 empty] | 10332 | RES ELEC | 200094300
RE250S6-1SCWW-264 | RE250S | Bradford White | 671632560837 | Active | The ""-264"" indicates that this SKU comes with an Aluminum Anode Rod. | [9 empty] | No | Not Applicable | Not Applicable | Residential Water Heating | Water Heating.Electric | 6 | 6 |  |  |  | 238-44422-00 |  |  |  | 238-39699-00 |  | 238-51237-00 |  |  |  |  | Electric | Electric Resistance | 240/208 | 1 |  | Indoor |  | Floor Mounted |  | No | Not Applicable | 150 | Not Applicable |  |  |  | 0.75 | No | [7 empty] | 9/7 kW |  | 60 | 0.92 | 50 | 45 | 41/32 | On/Off | Not Applicable | [6 empty] | 143 | 29.25 | 23 | 52.25 | 149 | 514 | 22 | 47.625 |  |  |  |  | 48.5 | 48.5 | 48.5 | 8 |  |  |  |  | 49.4375 | [8 empty] | 1 | 168 | 160 | UL174 | Yes | Yes | Yes | No | Not Applicable | [5 empty] | 10332 | RES ELEC | 200094300
RE250S6-1SCYY | RE250S | Bradford White | 671632878802 | Active | [10 empty] | No | Not Applicable | Not Applicable | Residential Water Heating | Water Heating.Electric | 6 | 6 |  |  |  | 238-44422-00 |  |  |  | 238-39699-00 |  | 238-51237-00 |  |  |  |  | Electric | Electric Resistance | 240/208 | 1 |  | Indoor |  | Floor Mounted |  | No | Not Applicable | 150 | Not Applicable |  |  |  | 0.75 | No | [7 empty] | 11/8 kW |  | 60 | 0.92 | 50 | 45 | 51/37 | On/Off | Not Applicable | [6 empty] | 143 | 29.25 | 23 | 52.25 | 149 | 514 | 22 | 47.625 |  |  |  |  | 48.5 | 48.5 | 48.5 | 8 |  |  |  |  | 49.4375 | [8 empty] | 1 | 168 | 160 | UL174 | Yes | Yes | Yes | No | Not Applicable | [5 empty] | 10332 | RES ELEC | 200094300
RE250S6-1SEWW | RE250S | Bradford White | 671632825622 | Active | [10 empty] | No | Not Applicable | Not Applicable | Residential Water Heating | Water Heating.Electric | 6 | 6 |  |  |  | 238-44422-00 |  |  |  | 238-39699-00 |  | 238-51237-00 |  |  |  |  | Electric | Electric Resistance | 277 | 1 |  | Indoor |  | Floor Mounted |  | No | Not Applicable | 150 | Not Applicable |  |  |  | 0.75 | No | [7 empty] | 9 kW |  | 60 | 0.92 | 50 | 45 | 41 | On/Off | Not Applicable | [6 empty] | 143 | 29.25 | 23 | 52.25 | 149 | 514 | 22 | 47.625 |  |  |  |  | 48.5 | 48.5 | 48.5 | 8 |  |  |  |  | 49.4375 | [8 empty] | 1 | 168 | 160 | UL174 | Yes | Yes | Yes | No | Not Applicable | [5 empty] | 10332 | RES ELEC | 200094300
RE250S6-1SHZZ | RE250S | Bradford White | 671632906376 | Active | [10 empty] | No | Not Applicable | Not Applicable | Residential Water Heating | Water Heating.Electric | 6 | 6 |  |  |  | 238-44422-00 |  |  |  | 238-39699-00 |  | 238-51237-00 |  |  |  |  | Electric | Electric Resistance | 480 | 1 |  | Indoor |  | Floor Mounted |  | No | Not Applicable | 150 | Not Applicable |  |  |  | 0.75 | No | [7 empty] | 12 kW |  | 60 | 0.92 | 50 | 45 | 55 | On/Off | Not Applicable | [6 empty] | 143 | 29.25 | 23 | 52.25 | 149 | 514 | 22 | 47.625 |  |  |  |  | 48.5 | 48.5 | 48.5 | 8 |  |  |  |  | 49.4375 | [8 empty] | 1 | 168 | 160 | UL174 | Yes | Yes | Yes | No | Not Applicable | [5 empty] | 10332 | RES ELEC | 200094300
RE250S6-1SLXX | RE250S | Bradford White | 671632868865 | Active | [10 empty] | No | Not Applicable | Not Applicable | Residential Water Heating | Water Heating.Electric | 6 | 6 |  |  |  | 238-44422-00 |  |  |  | 238-39699-00 |  | 238-51237-00 |  |  |  |  | Electric | Electric Resistance | 208 | 1 |  | Indoor |  | Floor Mounted |  | No | Not Applicable | 150 | Not Applicable |  |  |  | 0.75 | No | [7 empty] | 10 kW |  | 60 | 0.92 | 50 | 45 | 46 | On/Off | Not Applicable | [6 empty] | 143 | 29.25 | 23 | 52.25 | 149 | 514 | 22 | 47.625 |  |  |  |  | 48.5 | 48.5 | 48.5 | 8 |  |  |  |  | 49.4375 | [8 empty] | 1 | 168 | 160 | UL174 | Yes | Yes | Yes | No | Not Applicable | [5 empty] | 10332 | RES ELEC | 200094300
RE250S6-1SLXX-458 | RE250S | Bradford White | 671632868780 | Active | The ""-458"" indicates that this SKU was designed and certified for Installation in Canada. | [9 empty] | No | Not Applicable | Not Applicable | Residential Water Heating | Water Heating.Electric | 6 | 6 |  |  |  | 238-44422-00 |  |  |  | 238-39699-00 | [6 empty] | Electric | Electric Resistance | 208 | 1 |  | Indoor |  | Floor Mounted |  | No | Not Applicable | 150 | Not Applicable |  |  |  | 0.75 | No | [7 empty] | 10 kW |  |  |  | 47 |  | 46 | On/Off | Not Applicable | [6 empty] | 143 | 23 | 23 | 52.125 | 149 | 531 | 22 | 47.625 |  |  |  |  | 48.5 | 48.5 | 48.5 | 8 |  |  |  |  | 49.4375 | [8 empty] | 1 | 216 | 208 | UL174 | Yes | No | Yes | No | Not Applicable | 238-45688-00 |  |  |  | 238-45684-00 | 10332 | RES ELEC
RE250S6-3NCMM-458 | RE250S | Bradford White | 671632322831 | Active | The ""-458"" indicates that this SKU was designed and certified for Installation in Canada. | [9 empty] | No | Not Applicable | Not Applicable | Residential Water Heating | Water Heating.Electric | 6 | 6 |  |  |  | 238-44422-00 |  |  |  | 238-39699-00 | [6 empty] | Electric | Electric Resistance | 240/208 | 3 |  | Indoor |  | Floor Mounted |  | No | Not Applicable | 150 | Not Applicable |  |  |  | 0.75 | No | [7 empty] | 2/1.5 kW |  |  |  | 47 |  | 9/7 | On/Off | Not Applicable | [6 empty] | 143 | 23 | 23 | 52.125 | 149 | 531 | 22 | 47.625 |  |  |  |  | 48.5 | 48.5 | 48.5 | 8 |  |  |  |  | 49.4375 | [8 empty] | 1 | 216 | 208 | UL174 | Yes | No | Yes | No | Not Applicable | 238-45688-00 |  |  |  | 238-45684-00 | 10332 | RES ELEC
RE250S6-3NCWW | RE250S | Bradford White | 671632573578 | Active | [10 empty] | No | Not Applicable | Not Applicable | Residential Water Heating | Water Heating.Electric | 6 | 6 |  |  |  | 238-44422-00 |  |  |  | 238-39699-00 |  | 238-51237-00 |  |  |  |  | Electric | Electric Resistance | 240/208 | 3 |  | Indoor |  | Floor Mounted |  | No | Not Applicable | 150 | Not Applicable |  |  |  | 0.75 | No | [7 empty] | 4.5/3.5 kW |  | 60 | 0.92 | 50 | 45 | 21/16 | On/Off | Not Applicable | [6 empty] | 143 | 29.25 | 23 | 52.25 | 149 | 514 | 22 | 47.625 |  |  |  |  | 48.5 | 48.5 | 48.5 | 8 |  |  |  |  | 49.4375 | [8 empty] | 1 | 168 | 160 | UL174 | Yes | Yes | Yes | No | Not Applicable | [5 empty] | 10332 | RES ELEC | 200094300
RE250S6-3NCZZ | RE250S | Bradford White | 671632873258 | Active | [10 empty] | No | Not Applicable | Not Applicable | Residential Water Heating | Water Heating.Electric | 6 | 6 |  |  |  | 238-44422-00 |  |  |  | 238-39699-00 |  | 238-51237-00 |  |  |  |  | Electric | Electric Resistance | 240/208 | 3 |  | Indoor |  | Floor Mounted |  | No | Not Applicable | 150 | Not Applicable |  |  |  | 0.75 | No | [7 empty] | 6/4.5 kW |  | 60 | 0.92 | 50 | 45 | 28/21 | On/Off | Not Applicable | [6 empty] | 143 | 29.25 | 23 | 52.25 | 149 | 514 | 22 | 47.625 |  |  |  |  | 48.5 | 48.5 | 48.5 | 8 |  |  |  |  | 49.4375 | [8 empty] | 1 | 168 | 160 | UL174 | Yes | Yes | Yes | No | Not Applicable | [5 empty] | 10332 | RES ELEC | 200094300
RE250S6-3NCZZ-458 | RE250S | Bradford White | 671632920488 | Active | The ""-458"" indicates that this SKU was designed and certified for Installation in Canada. | [9 empty] | No | Not Applicable | Not Applicable | Residential Water Heating | Water Heating.Electric | 6 | 6 |  |  |  | 238-44422-00 |  |  |  | 238-39699-00 | [6 empty] | Electric | Electric Resistance | 240/208 | 3 |  | Indoor |  | Floor Mounted |  | No | Not Applicable | 150 | Not Applicable |  |  |  | 0.75 | No | [7 empty] | 6/4.5 kW |  |  |  | 47 |  | 28/21 | On/Off | Not Applicable | [6 empty] | 143 | 23 | 23 | 52.125 | 149 | 531 | 22 | 47.625 |  |  |  |  | 48.5 | 48.5 | 48.5 | 8 |  |  |  |  | 49.4375 | [8 empty] | 1 | 216 | 208 | UL174 | Yes | No | Yes | No | Not Applicable | 238-45688-00 |  |  |  | 238-45684-00 | 10332 | RES ELEC
RE250S6-3NHWW | RE250S | Bradford White | 671632314027 | Active | [10 empty] | No | Not Applicable | Not Applicable | Residential Water Heating | Water Heating.Electric | 6 | 6 |  |  |  | 238-44422-00 |  |  |  | 238-39699-00 |  | 238-51237-00 |  |  |  |  | Electric | Electric Resistance | 480 | 3 |  | Indoor |  | Floor Mounted |  | No | Not Applicable | 150 | Not Applicable |  |  |  | 0.75 | No | [7 empty] | 4.5 kW |  | 60 | 0.92 | 50 | 45 | 21 | On/Off | Not Applicable | [6 empty] | 143 | 29.25 | 23 | 52.25 | 149 | 514 | 22 | 47.625 |  |  |  |  | 48.5 | 48.5 | 48.5 | 8 |  |  |  |  | 49.4375 | [8 empty] | 1 | 168 | 160 | UL174 | Yes | Yes | Yes | No | Not Applicable | [5 empty] | 10332 | RES ELEC | 200094300
RE250S6-3NHZZ | RE250S | Bradford White | 671632656509 | Active | [10 empty] | No | Not Applicable | Not Applicable | Residential Water Heating | Water Heating.Electric | 6 | 6 |  |  |  | 238-44422-00 |  |  |  | 238-39699-00 |  | 238-51237-00 |  |  |  |  | Electric | Electric Resistance | 480 | 3 |  | Indoor |  | Floor Mounted |  | No | Not Applicable | 150 | Not Applicable |  |  |  | 0.75 | No | [7 empty] | 6 kW |  | 60 | 0.92 | 50 | 45 | 28 | On/Off | Not Applicable | [6 empty] | 143 | 29.25 | 23 | 52.25 | 149 | 514 | 22 | 47.625 |  |  |  |  | 48.5 | 48.5 | 48.5 | 8 |  |  |  |  | 49.4375 | [8 empty] | 1 | 168 | 160 | UL1453 | Yes | Yes | Yes | No | Not Applicable | [5 empty] | 10332 | RES ELEC | 200094300
RE250S6-3NLXX | RE250S | Bradford White | 671632815319 | Active | [10 empty] | No | Not Applicable | Not Applicable | Residential Water Heating | Water Heating.Electric | 6 | 6 |  |  |  | 238-44422-00 |  |  |  | 238-39699-00 |  | 238-51237-00 |  |  |  |  | Electric | Electric Resistance | 208 | 3 |  | Indoor |  | Floor Mounted |  | No | Not Applicable | 150 | Not Applicable |  |  |  | 0.75 | No | [7 empty] | 5 kW |  | 60 | 0.92 | 50 | 45 | 23 | On/Off | Not Applicable | [6 empty] | 143 | 29.25 | 23 | 52.25 | 149 | 514 | 22 | 47.625 |  |  |  |  | 48.5 | 48.5 | 48.5 | 8 |  |  |  |  | 49.4375 | [8 empty] | 1 | 168 | 160 | UL174 | Yes | Yes | Yes | No | Not Applicable | [5 empty] | 10332 | RES ELEC | 200094300
RE250S6-3NLZZ | RE250S | Bradford White | 671632141456 | Active | [10 empty] | No | Not Applicable | Not Applicable | Residential Water Heating | Water Heating.Electric | 6 | 6 |  |  |  | 238-44422-00 |  |  |  | 238-39699-00 |  | 238-51237-00 |  |  |  |  | Electric | Electric Resistance | 208 | 3 |  | Indoor |  | Floor Mounted |  | No | Not Applicable | 150 | Not Applicable |  |  |  | 0.75 | No | [7 empty] | 6 kW |  | 60 | 0.92 | 50 | 45 | 28 | On/Off | Not Applicable | [6 empty] | 143 | 29.25 | 23 | 52.25 | 149 | 514 | 22 | 47.625 |  |  |  |  | 48.5 | 48.5 | 48.5 | 8 |  |  |  |  | 49.4375 | [8 empty] | 1 | 168 | 160 | UL174 | Yes | Yes | Yes | No | Not Applicable | [5 empty] | 10332 | RES ELEC | 200094300
RE250S6-3SCWW | RE250S | Bradford White | 671632568765 | Active | [10 empty] | No | Not Applicable | Not Applicable | Residential Water Heating | Water Heating.Electric | 6 | 6 |  |  |  | 238-44422-00 |  |  |  | 238-39699-00 |  | 238-51237-00 |  |  |  |  | Electric | Electric Resistance | 240/208 | 3 |  | Indoor |  | Floor Mounted |  | No | Not Applicable | 150 | Not Applicable |  |  |  | 0.75 | No | [7 empty] | 9/7 kW |  | 60 | 0.92 | 50 | 45 | 41/32 | On/Off | Not Applicable | [6 empty] | 143 | 29.25 | 23 | 52.25 | 149 | 514 | 22 | 47.625 |  |  |  |  | 48.5 | 48.5 | 48.5 | 8 |  |  |  |  | 49.4375 | [8 empty] | 1 | 168 | 160 | UL174 | Yes | Yes | Yes | No | Not Applicable | [5 empty] | 10332 | RES ELEC | 200094300
RE250S6-3SHXX | RE250S | Bradford White | 671632134557 | Active | [10 empty] | No | Not Applicable | Not Applicable | Residential Water Heating | Water Heating.Electric | 6 | 6 |  |  |  | 238-44422-00 |  |  |  | 238-39699-00 |  | 238-51237-00 |  |  |  |  | Electric | Electric Resistance | 480 | 3 |  | Indoor |  | Floor Mounted |  | No | Not Applicable | 150 | Not Applicable |  |  |  | 0.75 | No | [7 empty] | 10 kW |  | 60 | 0.92 | 50 | 45 | 46 | On/Off | Not Applicable | [6 empty] | 143 | 29.25 | 23 | 52.25 | 149 | 514 | 22 | 47.625 |  |  |  |  | 48.5 | 48.5 | 48.5 | 8 |  |  |  |  | 49.4375 | [8 empty] | 1 | 168 | 160 | UL174 | Yes | Yes | Yes | No | Not Applicable | [5 empty] | 10332 | RES ELEC | 200094300
RE250S6-3SHZZ | RE250S | Bradford White | 671632888610 | Active | [10 empty] | No | Not Applicable | Not Applicable | Residential Water Heating | Water Heating.Electric | 6 | 6 |  |  |  | 238-44422-00 |  |  |  | 238-39699-00 |  | 238-51237-00 |  |  |  |  | Electric | Electric Resistance | 480 | 3 |  | Indoor |  | Floor Mounted |  | No | Not Applicable | 150 | Not Applicable |  |  |  | 0.75 | No | [7 empty] | 12 kW |  | 60 | 0.92 | 50 | 45 | 55 | On/Off | Not Applicable | [6 empty] | 143 | 29.25 | 23 | 52.25 | 149 | 514 | 22 | 47.625 |  |  |  |  | 48.5 | 48.5 | 48.5 | 8 |  |  |  |  | 49.4375 | [8 empty] | 1 | 168 | 160 | UL174 | Yes | Yes | Yes | No | Not Applicable | [5 empty] | 10332 | RES ELEC | 200094300
RE250S8-1NCPP-458 | RE250S | Bradford White | 671632828753 | Active | The ""-458"" indicates that this SKU was designed and certified for Installation in Canada. | [9 empty] | No | Not Applicable | Not Applicable | Residential Water Heating | Water Heating.Electric | 8 | 6 |  |  |  | 238-44422-00 |  |  |  | 238-39699-00 | [6 empty] | Electric | Electric Resistance | 240 | 1 |  | Indoor |  | Floor Mounted |  | No | Not Applicable | 150 | Not Applicable |  |  |  | 0.75 | No | [7 empty] | 3 kW |  |  |  | 47 |  | 14 | On/Off | Not Applicable | [6 empty] | 143 | 22.38 | 22.38 | 51.5 | 149 | 531 | 22 | 47.625 |  |  |  |  | 48.5 | 48.5 | 48.5 | 8 |  |  |  |  | 49.4375 | [8 empty] | 1 | Not Applicable | Not Applicable | UL1453 | Yes | No | Yes | No | Not Applicable | 238-45688-00 |  |  |  | 238-45684-00 | 10332 | RES ELEC
RE250S8-1NCSS-458 | RE250S | Bradford White | 671632828746 | Active | The ""-458"" indicates that this SKU was designed and certified for Installation in Canada. | [9 empty] | No | Not Applicable | Not Applicable | Residential Water Heating | Water Heating.Electric | 8 | 6 |  |  |  | 238-44422-00 |  |  |  | 238-39699-00 | [6 empty] | Electric | Electric Resistance | 240 | 1 |  | Indoor |  | Floor Mounted |  | No | Not Applicable | 150 | Not Applicable |  |  |  | 0.75 | No | [7 empty] | 3.8 kW |  |  |  | 47 |  | 17 | On/Off | Not Applicable | [6 empty] | 143 | 23 | 23 | 52.125 | 149 | 531 | 22 | 47.625 |  |  |  |  | 48.5 | 48.5 | 48.5 | 8 |  |  |  |  | 49.4375 | [8 empty] | 1 | 216 | 208 | UL1453 | Yes | No | Yes | No | Not Applicable | 238-45688-00 |  |  |  | 238-45684-00 | 10332 | RES ELEC
RE250S8-1NCTT-458 | RE250S | Bradford White | 671632850976 | Active | The ""-458"" indicates that this SKU was designed and certified for Installation in Canada. | [9 empty] | No | Not Applicable | Not Applicable | Residential Water Heating | Water Heating.Electric | 8 | 6 |  |  |  | 238-44422-00 |  |  |  | 238-39699-00 | [6 empty] | Electric | Electric Resistance | 240/208 | 1 |  | Indoor |  | Floor Mounted |  | No | Not Applicable | 150 | Not Applicable |  |  |  | 0.75 | No | [7 empty] | 4/3 kW |  |  |  | 47 |  | 18/14 | On/Off | Not Applicable | [6 empty] | 143 | 23 | 23 | 52.125 | 149 | 531 | 22 | 47.625 |  |  |  |  | 48.5 | 48.5 | 48.5 | 8 |  |  |  |  | 49.4375 | [8 empty] | 1 | 216 | 208 | UL1453 | Yes | No | Yes | No | Not Applicable | 238-45688-00 |  |  |  | 238-45684-00 | 10332 | RES ELEC
RE250S8-1NCWW-458 | RE250S | Bradford White | 671632839131 | Active | The ""-458"" indicates that this SKU was designed and certified for Installation in Canada. | [9 empty] | No | Not Applicable | Not Applicable | Residential Water Heating | Water Heating.Electric | 8 | 6 |  |  |  | 238-44422-00 |  |  |  | 238-39699-00 | [6 empty] | Electric | Electric Resistance | 240/208 | 1 |  | Indoor |  | Floor Mounted |  | No | Not Applicable | 150 | Not Applicable |  |  |  | 0.75 | No | [7 empty] | 4.5/3.5 kW |  |  |  | 47 |  | 21/16 | On/Off | Not Applicable | [6 empty] | 143 | 23 | 23 | 52.125 | 149 | 531 | 22 | 47.625 |  |  |  |  | 48.5 | 48.5 | 48.5 | 8 |  |  |  |  | 49.4375 | [8 empty] | 1 | 216 | 208 | UL1453 | Yes | No | Yes | No | Not Applicable | 238-45688-00 |  |  |  | 238-45684-00 | 10332 | RES ELEC
RE250S8-1NCZZ-458 | RE250S | Bradford White | 671632568857 | Active | The ""-458"" indicates that this SKU was designed and certified for Installation in Canada. | [9 empty] | No | Not Applicable | Not Applicable | Residential Water Heating | Water Heating.Electric | 8 | 6 |  |  |  | 238-44422-00 |  |  |  | 238-39699-00 | [6 empty] | Electric | Electric Resistance | 240/208 | 1 |  | Indoor |  | Floor Mounted |  | No | Not Applicable | 150 | Not Applicable |  |  |  | 0.75 | No | [7 empty] | 6/4.5 kW |  |  |  | 47 |  | 28/21 | On/Off | Not Applicable | [6 empty] | 143 | 23 | 23 | 52.125 | 149 | 531 | 22 | 47.625 |  |  |  |  | 48.5 | 48.5 | 48.5 | 8 |  |  |  |  | 49.4375 | [8 empty] | 1 | 216 | 208 | UL1453 | Yes | No | Yes | No | Not Applicable | 238-45688-00 |  |  |  | 238-45684-00 | 10332 | RES ELEC
RE250S8-1NLZZ-458 | RE250S | Bradford White | 671632848287 | Active | The ""-458"" indicates that this SKU was designed and certified for Installation in Canada. | [9 empty] | No | Not Applicable | Not Applicable | Residential Water Heating | Water Heating.Electric | 8 | 6 |  |  |  | 238-44422-00 |  |  |  | 238-39699-00 | [6 empty] | Electric | Electric Resistance | 208 | 1 |  | Indoor |  | Floor Mounted |  | No | Not Applicable | 150 | Not Applicable |  |  |  | 0.75 | No | [7 empty] | 6 kW |  |  |  | 47 |  | 28 | On/Off | Not Applicable | [6 empty] | 143 | 23 | 23 | 52.125 | 149 | 531 | 22 | 47.625 |  |  |  |  | 48.5 | 48.5 | 48.5 | 8 |  |  |  |  | 49.4375 | [8 empty] | 1 | 216 | 208 | UL1453 | Yes | No | Yes | No | Not Applicable | 238-45688-00 |  |  |  | 238-45684-00 | 10332 | RES ELEC
RE250T10-1NCWW | RE250T | Bradford White | 671632911141 | Active | [10 empty] | No | Not Applicable | Not Applicable | Residential Water Heating | Water Heating.Electric | 10 | 6 |  |  |  | 238-44422-00 |  |  |  | 238-39699-00 | [6 empty] | Electric | Electric Resistance | 240/208 | 1 |  | Indoor |  | Floor Mounted |  | No | Not Applicable | 150 | Not Applicable |  |  |  | 0.75 | No | [7 empty] | 4.5/3.5 kW |  | 64 | 0.92 | 50 | 45 | 21/16 | On/Off | Not Applicable | [6 empty] | 125 | 21 | 21 | 63.375 | 130 | 496 | 20 | 58.75 |  |  |  |  | 59.5625 | 59.5625 | 59.5625 | 8 |  |  |  |  | 60.25 | [8 empty] | 1 | 120 | 120 | UL174 | Yes | Yes | Yes | No | Not Applicable | [5 empty] | 10332 | RES ELEC | 202327662
RE250T10-1NCWW-264 | RE250T | Bradford White | 671632124688 | Active | The ""-264"" indicates that this SKU comes with an Aluminum Anode Rod. | [9 empty] | No | Not Applicable | Not Applicable | Residential Water Heating | Water Heating.Electric | 10 | 6 |  |  |  | 238-44422-00 |  |  |  | 238-39699-00 | [6 empty] | Electric | Electric Resistance | 240/208 | 1 |  | Indoor |  | Floor Mounted |  | No | Not Applicable | 150 | Not Applicable |  |  |  | 0.75 | No | [7 empty] | 4.5/3.5 kW |  | 64 | 0.92 | 50 | 45 | 21/16 | On/Off | Not Applicable | [6 empty] | 125 | 21 | 21 | 63.375 | 130 | 496 | 20 | 58.75 |  |  |  |  | 59.5625 | 59.5625 | 59.5625 | 8 |  |  |  |  | 60.25 | [8 empty] | 1 | 120 | 120 | UL174 | Yes | Yes | Yes | No | Not Applicable | [5 empty] | 10332 | RES ELEC | 202327662
RE250T10-1NCYY | RE250T | Bradford White | 671632137466 | Active | [10 empty] | No | Not Applicable | Not Applicable | Residential Water Heating | Water Heating.Electric | 10 | 6 |  |  |  | 238-44422-00 |  |  |  | 238-39699-00 | [6 empty] | Electric | Electric Resistance | 240/208 | 1 |  | Indoor |  | Floor Mounted |  | No | Not Applicable | 150 | Not Applicable |  |  |  | 0.75 | No | [7 empty] | 5.5/4 kW |  | 64 | 0.92 | 50 | 45 | 25/18 | On/Off | Not Applicable | [6 empty] | 125 | 21 | 21 | 63.375 | 130 | 496 | 20 | 58.75 |  |  |  |  | 59.5625 | 59.5625 | 59.5625 | 8 |  |  |  |  | 60.25 | [8 empty] | 1 | 120 | 120 | UL174 | Yes | Yes | Yes | No | Not Applicable | [5 empty] | 10332 | RES ELEC | 202327662
RE250T10-1NCZZ | RE250T | Bradford White | 671632578788 | Active | [10 empty] | No | Not Applicable | Not Applicable | Residential Water Heating | Water Heating.Electric | 10 | 6 |  |  |  | 238-44422-00 |  |  |  | 238-39699-00 | [6 empty] | Electric | Electric Resistance | 240/208 | 1 |  | Indoor |  | Floor Mounted |  | No | Not Applicable | 150 | Not Applicable |  |  |  | 0.75 | No | [7 empty] | 6/4.5 kW |  | 64 | 0.92 | 50 | 45 | 28/21 | On/Off | Not Applicable | [6 empty] | 125 | 21 | 21 | 63.375 | 130 | 496 | 20 | 58.75 |  |  |  |  | 59.5625 | 59.5625 | 59.5625 | 8 |  |  |  |  | 60.25 | [8 empty] | 1 | 120 | 120 | UL1453 | Yes | Yes | Yes | No | Not Applicable | [5 empty] | 10332 | RES ELEC | 202327662
RE250T10-1NCZZ-264 | RE250T | Bradford White | 671632568796 | Active | The ""-264"" indicates that this SKU comes with an Aluminum Anode Rod. | [9 empty] | No | Not Applicable | Not Applicable | Residential Water Heating | Water Heating.Electric | 10 | 6 |  |  |  | 238-44422-00 |  |  |  | 238-39699-00 | [6 empty] | Electric | Electric Resistance | 240/208 | 1 |  | Indoor |  | Floor Mounted |  | No | Not Applicable | 150 | Not Applicable |  |  |  | 0.75 | No | [7 empty] | 6/4.5 kW |  | 64 | 0.92 | 50 | 45 | 28/21 | On/Off | Not Applicable | [6 empty] | 125 | 21 | 21 | 63.375 | 130 | 496 | 20 | 58.75 |  |  |  |  | 59.5625 | 59.5625 | 59.5625 | 8 |  |  |  |  | 60.25 | [8 empty] | 1 | 120 | 120 | UL1453 | Yes | Yes | Yes | No | Not Applicable | [5 empty] | 10332 | RES ELEC | 202327662
RE250T10-1NLXX | RE250T | Bradford White | 671632998128 | Active | [10 empty] | No | Not Applicable | Not Applicable | Residential Water Heating | Water Heating.Electric | 10 | 6 |  |  |  | 238-44422-00 |  |  |  | 238-39699-00 | [6 empty] | Electric | Electric Resistance | 208 | 1 |  | Indoor |  | Floor Mounted |  | No | Not Applicable | 150 | Not Applicable |  |  |  | 0.75 | No | [7 empty] | 5 kW |  | 64 | 0.92 | 50 | 45 | 23 | On/Off | Not Applicable | [6 empty] | 125 | 21 | 21 | 63.375 | 130 | 496 | 20 | 58.75 |  |  |  |  | 59.5625 | 59.5625 | 59.5625 | 8 |  |  |  |  | 60.25 | [8 empty] | 1 | 120 | 120 | UL174 | Yes | Yes | Yes | No | Not Applicable | [5 empty] | 10332 | RES ELEC | 202327662
RE250T10-1NLYY | RE250T | Bradford White | 671632126446 | Active | [10 empty] | No | Not Applicable | Not Applicable | Residential Water Heating | Water Heating.Electric | 10 | 6 |  |  |  | 238-44422-00 |  |  |  | 238-39699-00 | [6 empty] | Electric | Electric Resistance | 208 | 1 |  | Indoor |  | Floor Mounted |  | No | Not Applicable | 150 | Not Applicable |  |  |  | 0.75 | No | [7 empty] | 5.5 kW |  | 64 | 0.92 | 50 | 45 | 25 | On/Off | Not Applicable | [6 empty] | 125 | 21 | 21 | 63.375 | 130 | 496 | 20 | 58.75 |  |  |  |  | 59.5625 | 59.5625 | 59.5625 | 8 |  |  |  |  | 60.25 | [8 empty] | 1 | 120 | 120 | UL174 | Yes | Yes | Yes | No | Not Applicable | [5 empty] | 10332 | RES ELEC | 202327662
RE250T10-1SCWW | RE250T | Bradford White | 671632132249 | Active | [10 empty] | No | Not Applicable | Not Applicable | Residential Water Heating | Water Heating.Electric | 10 | 6 |  |  |  | 238-44422-00 |  |  |  | 238-39699-00 | [6 empty] | Electric | Electric Resistance | 240/208 | 1 |  | Indoor |  | Floor Mounted |  | No | Not Applicable | 150 | Not Applicable |  |  |  | 0.75 | No | [7 empty] | 9/7 kW |  | 64 | 0.92 | 50 | 45 | 41/32 | On/Off | Not Applicable | [6 empty] | 125 | 21 | 21 | 63.375 | 130 | 496 | 20 | 58.75 |  |  |  |  | 59.5625 | 59.5625 | 59.5625 | 8 |  |  |  |  | 60.25 | [8 empty] | 1 | 120 | 120 | UL174 | Yes | Yes | Yes | No | Not Applicable | [5 empty] | 10332 | RES ELEC | 202327662
RE250T10-1SCYY | RE250T | Bradford White | 671632320868 | Active | [10 empty] | No | Not Applicable | Not Applicable | Residential Water Heating | Water Heating.Electric | 10 | 6 |  |  |  | 238-44422-00 |  |  |  | 238-39699-00 | [6 empty] | Electric | Electric Resistance | 240/208 | 1 |  | Indoor |  | Floor Mounted |  | No | Not Applicable | 150 | Not Applicable |  |  |  | 0.75 | No | [7 empty] | 11/8 kW |  | 64 | 0.92 | 50 | 45 | 51/37 | On/Off | Not Applicable | [6 empty] | 125 | 21 | 21 | 63.375 | 130 | 496 | 20 | 58.75 |  |  |  |  | 59.5625 | 59.5625 | 59.5625 | 8 |  |  |  |  | 60.25 | [8 empty] | 1 | 120 | 120 | UL174 | Yes | Yes | Yes | No | Not Applicable | [5 empty] | 10332 | RES ELEC | 202327662
RE250T10-1SCZZ | RE250T | Bradford White | 671632651474 | Active | [10 empty] | No | Not Applicable | Not Applicable | Residential Water Heating | Water Heating.Electric | 10 | 6 |  |  |  | 238-44422-00 |  |  |  | 238-39699-00 | [6 empty] | Electric | Electric Resistance | 240/208 | 1 |  | Indoor |  | Floor Mounted |  | No | Not Applicable | 150 | Not Applicable |  |  |  | 0.75 | No | [7 empty] | 12/9 kW |  | 64 | 0.92 | 50 | 45 | 55/41 | On/Off | Not Applicable | [6 empty] | 125 | 21 | 21 | 63.375 | 130 | 496 | 20 | 58.75 |  |  |  |  | 59.5625 | 59.5625 | 59.5625 | 8 |  |  |  |  | 60.25 | [8 empty] | 1 | 120 | 120 | UL1453 | Yes | Yes | Yes | No | Not Applicable | [5 empty] | 10332 | RES ELEC | 202327662
RE250T10-1SLWW | RE250T | Bradford White | 671632134076 | Active | [10 empty] | No | Not Applicable | Not Applicable | Residential Water Heating | Water Heating.Electric | 10 | 6 |  |  |  | 238-44422-00 |  |  |  | 238-39699-00 | [6 empty] | Electric | Electric Resistance | 208 | 1 |  | Indoor |  | Floor Mounted |  | No | Not Applicable | 150 | Not Applicable |  |  |  | 0.75 | No | [7 empty] | 9 kW |  | 64 | 0.92 | 50 | 45 | 41 | On/Off | Not Applicable | [6 empty] | 125 | 21 | 21 | 63.375 | 130 | 496 | 20 | 58.75 |  |  |  |  | 59.5625 | 59.5625 | 59.5625 | 8 |  |  |  |  | 60.25 | [8 empty] | 1 | 120 | 120 | UL174 | Yes | Yes | Yes | No | Not Applicable | [5 empty] | 10332 | RES ELEC | 202327662
RE250T10-3NCZZ-264 | RE250T | Bradford White | 671632647309 | Active | The ""-264"" indicates that this SKU comes with an Aluminum Anode Rod. | [9 empty] | No | Not Applicable | Not Applicable | Residential Water Heating | Water Heating.Electric | 10 | 6 |  |  |  | 238-44422-00 |  |  |  | 238-39699-00 | [6 empty] | Electric | Electric Resistance | 240/208 | 3 |  | Indoor |  | Floor Mounted |  | No | Not Applicable | 150 | Not Applicable |  |  |  | 0.75 | No | [7 empty] | 6/4.5 kW |  | 64 | 0.92 | 50 | 45 | 28/21 | On/Off | Not Applicable | [6 empty] | 125 | 21 | 21 | 63.375 | 130 | 496 | 20 | 58.75 |  |  |  |  | 59.5625 | 59.5625 | 59.5625 | 8 |  |  |  |  | 60.25 | [8 empty] | 1 | 120 | 120 | UL1453 | Yes | Yes | Yes | No | Not Applicable | [5 empty] | 10332 | RES ELEC | 202327662
RE250T10-3SLWW | RE250T | Bradford White | 671632997275 | Active | [10 empty] | No | Not Applicable | Not Applicable | Residential Water Heating | Water Heating.Electric | 10 | 6 |  |  |  | 238-44422-00 |  |  |  | 238-39699-00 | [6 empty] | Electric | Electric Resistance | 208 | 3 |  | Indoor |  | Floor Mounted |  | No | Not Applicable | 150 | Not Applicable |  |  |  | 0.75 | No | [7 empty] | 9 kW |  | 64 | 0.92 | 50 | 45 | 41 | On/Off | Not Applicable | [6 empty] | 125 | 21 | 21 | 63.375 | 130 | 496 | 20 | 58.75 |  |  |  |  | 59.5625 | 59.5625 | 59.5625 | 8 |  |  |  |  | 60.25 | [8 empty] | 1 | 120 | 120 | UL174 | Yes | Yes | Yes | No | Not Applicable | [5 empty] | 10332 | RES ELEC | 202327662
RE250T6-1NCPP-458 | RE250T | Bradford White | 671632126842 | Active | The ""-458"" indicates that this SKU was designed and certified for Installation in Canada. | [9 empty] | No | Not Applicable | Not Applicable | Residential Water Heating | Water Heating.Electric | 6 | 6 |  |  |  | 238-44422-00 |  |  |  | 238-39699-00 | [6 empty] | Electric | Electric Resistance | 240 | 1 |  | Indoor |  | Floor Mounted |  | No | Not Applicable | 150 | Not Applicable |  |  |  | 0.75 | No | [7 empty] | 3 kW |  |  |  | 47 |  | 14 | On/Off | Not Applicable | [6 empty] | 125 | 21 | 21 | 63.375 | 130 | 513 | 20 | 58.75 |  |  |  |  | 59.5625 | 59.5625 | 59.5625 | 8 |  |  |  |  | 60.25 | [8 empty] | 1 | 120 | 120 | UL1453 | Yes | No | Yes | No | Not Applicable | 238-45688-00 |  |  |  | 238-45684-00 | 10332 | RES ELEC
RE250T6-1NCRR-458 | RE250T | Bradford White | 671632574483 | Active | The ""-458"" indicates that this SKU was designed and certified for Installation in Canada. | [9 empty] | No | Not Applicable | Not Applicable | Residential Water Heating | Water Heating.Electric | 6 | 6 |  |  |  | 238-44422-00 |  |  |  | 238-39699-00 | [6 empty] | Electric | Electric Resistance | 240/208 | 1 |  | Indoor |  | Floor Mounted |  | No | Not Applicable | 150 | Not Applicable |  |  |  | 0.75 | No | [7 empty] | 3.5/2.5 kW |  |  |  | 47 |  | 16/11 | On/Off | Not Applicable | [6 empty] | 125 | 21 | 21 | 63.375 | 130 | 513 | 20 | 58.75 |  |  |  |  | 59.5625 | 59.5625 | 59.5625 | 8 |  |  |  |  | 60.25 | [8 empty] | 1 | 120 | 120 | UL1453 | Yes | No | Yes | No | Not Applicable | 238-45688-00 |  |  |  | 238-45684-00 | 10332 | RES ELEC
RE250T6-1NCSS-458 | RE250T | Bradford White | 671632677702 | Active | The ""-458"" indicates that this SKU was designed and certified for Installation in Canada. | [9 empty] | No | Not Applicable | Not Applicable | Residential Water Heating | Water Heating.Electric | 6 | 6 |  |  |  | 238-44422-00 |  |  |  | 238-39699-00 | [6 empty] | Electric | Electric Resistance | 240 | 1 |  | Indoor |  | Floor Mounted |  | No | Not Applicable | 150 | Not Applicable |  |  |  | 0.75 | No | [7 empty] | 3.8 kW |  |  |  | 50 |  | 17 | On/Off | Not Applicable | [6 empty] | 125 | 21 | 21 | 63.375 | 130 | 537 | 20 | 58.75 |  |  |  |  | 59.5625 | 59.5625 | 59.5625 | 8 |  |  |  |  | 60.25 | [8 empty] | 1 | 120 | 120 | UL1453 | Yes | No | Yes | No | Not Applicable | 238-45688-00 |  |  |  | 238-45684-00 | 10332 | RES ELEC
RE250T6-1NCTT | RE250T | Bradford White | 671632134397 | Active | [10 empty] | No | Not Applicable | Not Applicable | Residential Water Heating | Water Heating.Electric | 6 | 6 |  |  |  | 238-44422-00 |  |  |  | 238-39699-00 | [6 empty] | Electric | Electric Resistance | 240/208 | 1 |  | Indoor |  | Floor Mounted |  | No | Not Applicable | 150 | Not Applicable |  |  |  | 0.75 | No | [7 empty] | 4/3 kW |  | 64 | 0.92 | 50 | 45 | 18/14 | On/Off | Not Applicable | [6 empty] | 125 | 21 | 21 | 63.375 | 130 | 496 | 20 | 58.75 |  |  |  |  | 59.5625 | 59.5625 | 59.5625 | 8 |  |  |  |  | 60.25 | [8 empty] | 1 | 120 | 120 | UL174 | Yes | Yes | Yes | No | Not Applicable | [5 empty] | 10332 | RES ELEC | 202327662
RE250T6-1NCTT-264 | RE250T | Bradford White | 671632553327 | Active | The ""-264"" indicates that this SKU comes with an Aluminum Anode Rod. | [9 empty] | No | Not Applicable | Not Applicable | Residential Water Heating | Water Heating.Electric | 6 | 6 |  |  |  | 238-44422-00 |  |  |  | 238-39699-00 | [6 empty] | Electric | Electric Resistance | 240/208 | 1 |  | Indoor |  | Floor Mounted |  | No | Not Applicable | 150 | Not Applicable |  |  |  | 0.75 | No | [7 empty] | 4/3 kW |  | 64 | 0.92 | 50 | 45 | 18/14 | On/Off | Not Applicable | [6 empty] | 125 | 21 | 21 | 63.375 | 130 | 496 | 20 | 58.75 |  |  |  |  | 59.5625 | 59.5625 | 59.5625 | 8 |  |  |  |  | 60.25 | [8 empty] | 1 | 120 | 120 | UL174 | Yes | Yes | Yes | No | Not Applicable | [5 empty] | 10332 | RES ELEC | 202327662
RE250T6-1NCTT-458 | RE250T | Bradford White | 671632332779 | Active | The ""-458"" indicates that this SKU was designed and certified for Installation in Canada. | [9 empty] | No | Not Applicable | Not Applicable | Residential Water Heating | Water Heating.Electric | 6 | 6 |  |  |  | 238-44422-00 |  |  |  | 238-39699-00 | [6 empty] | Electric | Electric Resistance | 240/208 | 1 |  | Indoor |  | Floor Mounted |  | No | Not Applicable | 150 | Not Applicable |  |  |  | 0.75 | No | [7 empty] | 4/3 kW |  |  |  | 50 |  | 18/14 | On/Off | Not Applicable | [6 empty] | 125 | 21 | 21 | 63.375 | 130 | 537 | 20 | 58.75 |  |  |  |  | 59.5625 | 59.5625 | 59.5625 | 8 |  |  |  |  | 60.25 | [8 empty] | 1 | 120 | 120 | UL1453 | Yes | No | Yes | No | Not Applicable | 238-45688-00 |  |  |  | 238-45684-00 | 10332 | RES ELEC
RE250T6-1NCW | RE250T | Bradford White | 671632143405 | Active | [10 empty] | No | Not Applicable | Not Applicable | Residential Water Heating | Water Heating.Electric | 6 | 6 |  |  |  | 238-44422-00 |  |  |  | 238-39699-00 | [6 empty] | Electric | Electric Resistance | 240/208 | 1 |  | Indoor |  | Floor Mounted |  | No | Not Applicable | 150 | Not Applicable |  |  |  | 0.75 | No | [7 empty] | 4.5/3.5 kW |  | 64 | 0.92 | 50 | 45 | 21/16 | On/Off | Not Applicable | [6 empty] | 125 | 21 | 21 | 63.375 | 130 | 496 | 20 | 58.75 |  |  |  |  | 59.5625 | 59.5625 | 59.5625 | 8 |  |  |  |  | 60.25 | [8 empty] | 1 | 120 | 120 | UL174 | Yes | Yes | Yes | No | Not Applicable | [5 empty] | 10332 | RES ELEC | 202327662
RE250T6-1NCW-284 | RE250T | Bradford White | 671632131266 | Active | The ""-284"" indicates that this SKU comes with an Incoloy Element. | [9 empty] | No | Not Applicable | Not Applicable | Residential Water Heating | Water Heating.Electric | 6 | 6 |  |  |  | 238-44422-00 |  |  |  | 238-39699-00 | [6 empty] | Electric | Electric Resistance | 240/208 | 1 |  | Indoor |  | Floor Mounted |  | No | Not Applicable | 150 | Not Applicable |  |  |  | 0.75 | No | [7 empty] | 4.5/3.5 kW |  | 64 | 0.92 | 50 | 45 | 21/16 | On/Off | Not Applicable | [6 empty] | 125 | 21 | 21 | 63.375 | 130 | 496 | 20 | 58.75 |  |  |  |  | 59.5625 | 59.5625 | 59.5625 | 8 |  |  |  |  | 60.25 | [8 empty] | 1 | 120 | 120 | UL174 | Yes | Yes | Yes | No | Not Applicable | [5 empty] | 10332 | RES ELEC | 202327662
RE250T6-1NCWW | RE250T | Bradford White | 671632901593 | Active | [10 empty] | No | Not Applicable | Not Applicable | Residential Water Heating | Water Heating.Electric | 6 | 6 |  |  |  | 238-44422-00 |  |  |  | 238-39699-00 | [6 empty] | Electric | Electric Resistance | 240/208 | 1 |  | Indoor |  | Floor Mounted |  | No | Not Applicable | 150 | Not Applicable |  |  |  | 0.75 | No | [7 empty] | 4.5/3.5 kW |  | 64 | 0.92 | 50 | 45 | 21/16 | On/Off | Not Applicable | [6 empty] | 125 | 21 | 21 | 63.375 | 130 | 496 | 20 | 58.75 |  |  |  |  | 59.5625 | 59.5625 | 59.5625 | 8 |  |  |  |  | 60.25 | [8 empty] | 1 | 120 | 120 | UL174 | Yes | Yes | Yes | No | Not Applicable | [5 empty] | 10332 | RES ELEC | 202327662
RE250T6-1NCWW-264 | RE250T | Bradford White | 671632903122 | Active | The ""-264"" indicates that this SKU comes with an Aluminum Anode Rod. | [9 empty] | No | Not Applicable | Not Applicable | Residential Water Heating | Water Heating.Electric | 6 | 6 |  |  |  | 238-44422-00 |  |  |  | 238-39699-00 | [6 empty] | Electric | Electric Resistance | 240/208 | 1 |  | Indoor |  | Floor Mounted |  | No | Not Applicable | 150 | Not Applicable |  |  |  | 0.75 | No | [7 empty] | 4.5/3.5 kW |  | 64 | 0.92 | 50 | 45 | 21/16 | On/Off | Not Applicable | [6 empty] | 125 | 21 | 21 | 63.375 | 130 | 496 | 20 | 58.75 |  |  |  |  | 59.5625 | 59.5625 | 59.5625 | 8 |  |  |  |  | 60.25 | [8 empty] | 1 | 120 | 120 | UL174 | Yes | Yes | Yes | No | Not Applicable | [5 empty] | 10332 | RES ELEC | 202327662
RE250T6-1NCWW-264-284 | RE250T | Bradford White | 671632911073 | Active | The ""-264"" indicates that this SKU comes with an Aluminum Anode Rod. | The ""-284"" indicates that this SKU comes with an Incoloy Element. | [8 empty] | No | Not Applicable | Not Applicable | Residential Water Heating | Water Heating.Electric | 6 | 6 |  |  |  | 238-44422-00 |  |  |  | 238-39699-00 | [6 empty] | Electric | Electric Resistance | 240/208 | 1 |  | Indoor |  | Floor Mounted |  | No | Not Applicable | 150 | Not Applicable |  |  |  | 0.75 | No | [7 empty] | 4.5/3.5 kW |  | 64 | 0.92 | 50 | 45 | 21/16 | On/Off | Not Applicable | [6 empty] | 125 | 21 | 21 | 63.375 | 130 | 496 | 20 | 58.75 |  |  |  |  | 59.5625 | 59.5625 | 59.5625 | 8 |  |  |  |  | 60.25 | [8 empty] | 1 | 120 | 120 | UL174 | Yes | Yes | Yes | No | Not Applicable | [5 empty] | 10332 | RES ELEC | 202327662
RE250T6-1NCWW-284 | RE250T | Bradford White | 671632903115 | Active | The ""-284"" indicates that this SKU comes with an Incoloy Element. | [9 empty] | No | Not Applicable | Not Applicable | Residential Water Heating | Water Heating.Electric | 6 | 6 |  |  |  | 238-44422-00 |  |  |  | 238-39699-00 | [6 empty] | Electric | Electric Resistance | 240/208 | 1 |  | Indoor |  | Floor Mounted |  | No | Not Applicable | 150 | Not Applicable |  |  |  | 0.75 | No | [7 empty] | 4.5/3.5 kW |  | 64 | 0.92 | 50 | 45 | 21/16 | On/Off | Not Applicable | [6 empty] | 125 | 21 | 21 | 63.375 | 130 | 496 | 20 | 58.75 |  |  |  |  | 59.5625 | 59.5625 | 59.5625 | 8 |  |  |  |  | 60.25 | [8 empty] | 1 | 120 | 120 | UL174 | Yes | Yes | Yes | No | Not Applicable | [5 empty] | 10332 | RES ELEC | 202327662
RE250T6-1NCWW-458 | RE250T | Bradford White | 671632903146 | Active | The ""-458"" indicates that this SKU was designed and certified for Installation in Canada. | [9 empty] | No | Not Applicable | Not Applicable | Residential Water Heating | Water Heating.Electric | 6 | 6 |  |  |  | 238-44422-00 |  |  |  | 238-39699-00 | [6 empty] | Electric | Electric Resistance | 240/208 | 1 |  | Indoor |  | Floor Mounted |  | No | Not Applicable | 150 | Not Applicable |  |  |  | 0.75 | No | [7 empty] | 4.5/3.5 kW |  |  |  | 47 |  | 21/16 | On/Off | Not Applicable | [6 empty] | 125 | 21 | 21 | 63.375 | 130 | 513 | 20 | 58.75 |  |  |  |  | 59.5625 | 59.5625 | 59.5625 | 8 |  |  |  |  | 60.25 | [8 empty] | 1 | 120 | 120 | UL1453 | Yes | No | Yes | No | Not Applicable | 238-45688-00 |  |  |  | 238-45684-00 | 10332 | RES ELEC
RE250T6-1NCWW-506 | RE250T | Bradford White | 671632903139 | Active | The ""-506"" indicates that this SKU comes with an A420 Aluminum Anode Rod. | [9 empty] | No | Not Applicable | Not Applicable | Residential Water Heating | Water Heating.Electric | 6 | 6 |  |  |  | 238-44422-00 |  |  |  | 238-39699-00 | [6 empty] | Electric | Electric Resistance | 240/208 | 1 |  | Indoor |  | Floor Mounted |  | No | Not Applicable | 150 | Not Applicable |  |  |  | 0.75 | No | [7 empty] | 4.5/3.5 kW |  | 64 | 0.92 | 50 | 45 | 21/16 | On/Off | Not Applicable | [6 empty] | 125 | 21 | 21 | 63.375 | 130 | 496 | 20 | 58.75 |  |  |  |  | 59.5625 | 59.5625 | 59.5625 | 8 |  |  |  |  | 60.25 | [8 empty] | 1 | 120 | 120 | UL174 | Yes | Yes | Yes | No | Not Applicable | [5 empty] | 10332 | RES ELEC | 202327662
RE250T6-1NCWW-506-284 | RE250T | Bradford White | 671632911066 | Active | The ""-284"" indicates that this SKU comes with an Incoloy Element. | The ""-506"" indicates that this SKU comes with an A420 Aluminum Anode Rod. | [8 empty] | No | Not Applicable | Not Applicable | Residential Water Heating | Water Heating.Electric | 6 | 6 |  |  |  | 238-44422-00 |  |  |  | 238-39699-00 | [6 empty] | Electric | Electric Resistance | 240/208 | 1 |  | Indoor |  | Floor Mounted |  | No | Not Applicable | 150 | Not Applicable |  |  |  | 0.75 | No | [7 empty] | 4.5/3.5 kW |  | 64 | 0.92 | 50 | 45 | 21/16 | On/Off | Not Applicable | [6 empty] | 125 | 21 | 21 | 63.375 | 130 | 496 | 20 | 58.75 |  |  |  |  | 59.5625 | 59.5625 | 59.5625 | 8 |  |  |  |  | 60.25 | [8 empty] | 1 | 120 | 120 | UL174 | Yes | Yes | Yes | No | Not Applicable | [5 empty] | 10332 | RES ELEC | 202327662
RE250T6-1NCXX | RE250T | Bradford White | 671632569373 | Active | [10 empty] | No | Not Applicable | Not Applicable | Residential Water Heating | Water Heating.Electric | 6 | 6 |  |  |  | 238-44422-00 |  |  |  | 238-39699-00 | [6 empty] | Electric | Electric Resistance | 240 | 1 |  | Indoor |  | Floor Mounted |  | No | Not Applicable | 150 | Not Applicable |  |  |  | 0.75 | No | [7 empty] | 5 kW |  | 64 | 0.92 | 50 | 45 | 23 | On/Off | Not Applicable | [6 empty] | 125 | 21 | 21 | 63.375 | 130 | 496 | 20 | 58.75 |  |  |  |  | 59.5625 | 59.5625 | 59.5625 | 8 |  |  |  |  | 60.25 | [8 empty] | 1 | 120 | 120 | UL1453 | Yes | Yes | Yes | No | Not Applicable | [5 empty] | 10332 | RES ELEC | 202327662
RE250T6-1NCY | RE250T | Bradford White | 671632126286 | Active | [10 empty] | No | Not Applicable | Not Applicable | Residential Water Heating | Water Heating.Electric | 6 | 6 |  |  |  | 238-44422-00 |  |  |  | 238-39699-00 | [6 empty] | Electric | Electric Resistance | 240/208 | 1 |  | Indoor |  | Floor Mounted |  | No | Not Applicable | 150 | Not Applicable |  |  |  | 0.75 | No | [7 empty] | 5.5/4 kW |  | 64 | 0.92 | 50 | 45 | 25/18 | On/Off | Not Applicable | [6 empty] | 125 | 21 | 21 | 63.375 | 130 | 496 | 20 | 58.75 |  |  |  |  | 59.5625 | 59.5625 | 59.5625 | 8 |  |  |  |  | 60.25 | [8 empty] | 1 | 120 | 120 | UL174 | Yes | Yes | Yes | No | Not Applicable | [5 empty] | 10332 | RES ELEC | 202327662
RE250T6-1NCY-284 | RE250T | Bradford White | 671632131136 | Active | The ""-284"" indicates that this SKU comes with an Incoloy Element. | [9 empty] | No | Not Applicable | Not Applicable | Residential Water Heating | Water Heating.Electric | 6 | 6 |  |  |  | 238-44422-00 |  |  |  | 238-39699-00 | [6 empty] | Electric | Electric Resistance | 240/208 | 1 |  | Indoor |  | Floor Mounted |  | No | Not Applicable | 150 | Not Applicable |  |  |  | 0.75 | No | [7 empty] | 5.5/4 kW |  | 64 | 0.92 | 50 | 45 | 25/18 | On/Off | Not Applicable | [6 empty] | 125 | 21 | 21 | 63.375 | 130 | 496 | 20 | 58.75 |  |  |  |  | 59.5625 | 59.5625 | 59.5625 | 8 |  |  |  |  | 60.25 | [8 empty] | 1 | 120 | 120 | UL174 | Yes | Yes | Yes | No | Not Applicable | [5 empty] | 10332 | RES ELEC | 202327662
RE250T6-1NCYY | RE250T | Bradford White | 671632911264 | Active | [10 empty] | No | Not Applicable | Not Applicable | Residential Water Heating | Water Heating.Electric | 6 | 6 |  |  |  | 238-44422-00 |  |  |  | 238-39699-00 | [6 empty] | Electric | Electric Resistance | 240/208 | 1 |  | Indoor |  | Floor Mounted |  | No | Not Applicable | 150 | Not Applicable |  |  |  | 0.75 | No | [7 empty] | 5.5/4 kW |  | 64 | 0.92 | 50 | 45 | 25/18 | On/Off | Not Applicable | [6 empty] | 125 | 21 | 21 | 63.375 | 130 | 496 | 20 | 58.75 |  |  |  |  | 59.5625 | 59.5625 | 59.5625 | 8 |  |  |  |  | 60.25 | [8 empty] | 1 | 120 | 120 | UL174 | Yes | Yes | Yes | No | Not Applicable | [5 empty] | 10332 | RES ELEC | 202327662
RE250T6-1NCYY-264 | RE250T | Bradford White | 671632135035 | Active | The ""-264"" indicates that this SKU comes with an Aluminum Anode Rod. | [9 empty] | No | Not Applicable | Not Applicable | Residential Water Heating | Water Heating.Electric | 6 | 6 |  |  |  | 238-44422-00 |  |  |  | 238-39699-00 | [6 empty] | Electric | Electric Resistance | 240/208 | 1 |  | Indoor |  | Floor Mounted |  | No | Not Applicable | 150 | Not Applicable |  |  |  | 0.75 | No | [7 empty] | 5.5/4 kW |  | 64 | 0.92 | 50 | 45 | 25/18 | On/Off | Not Applicable | [6 empty] | 125 | 21 | 21 | 63.375 | 130 | 496 | 20 | 58.75 |  |  |  |  | 59.5625 | 59.5625 | 59.5625 | 8 |  |  |  |  | 60.25 | [8 empty] | 1 | 120 | 120 | UL174 | Yes | Yes | Yes | No | Not Applicable | [5 empty] | 10332 | RES ELEC | 202327662
RE250T6-1NCYY-506 | RE250T | Bradford White | 671632643639 | Active | The ""-506"" indicates that this SKU comes with an A420 Aluminum Anode Rod. | [9 empty] | No | Not Applicable | Not Applicable | Residential Water Heating | Water Heating.Electric | 6 | 6 |  |  |  | 238-44422-00 |  |  |  | 238-39699-00 | [6 empty] | Electric | Electric Resistance | 240/208 | 1 |  | Indoor |  | Floor Mounted |  | No | Not Applicable | 150 | Not Applicable |  |  |  | 0.75 | No | [7 empty] | 5.5/4 kW |  | 64 | 0.92 | 50 | 45 | 25/18 | On/Off | Not Applicable | [6 empty] | 125 | 21 | 21 | 63.375 | 130 | 496 | 20 | 58.75 |  |  |  |  | 59.5625 | 59.5625 | 59.5625 | 8 |  |  |  |  | 60.25 | [8 empty] | 1 | 120 | 120 | UL1453 | Yes | Yes | Yes | No | Not Applicable | [5 empty] | 10332 | RES ELEC | 202327662
RE250T6-1NCYY-506-284 | RE250T | Bradford White | 671632313921 | Active | The ""-284"" indicates that this SKU comes with an Incoloy Element. | The ""-506"" indicates that this SKU comes with an A420 Aluminum Anode Rod. | [8 empty] | No | Not Applicable | Not Applicable | Residential Water Heating | Water Heating.Electric | 6 | 6 |  |  |  | 238-44422-00 |  |  |  | 238-39699-00 | [6 empty] | Electric | Electric Resistance | 240/208 | 1 |  | Indoor |  | Floor Mounted |  | No | Not Applicable | 150 | Not Applicable |  |  |  | 0.75 | No | [7 empty] | 5.5/4 kW |  | 64 | 0.92 | 50 | 45 | 25/18 | On/Off | Not Applicable | [6 empty] | 125 | 21 | 21 | 63.375 | 130 | 496 | 20 | 58.75 |  |  |  |  | 59.5625 | 59.5625 | 59.5625 | 8 |  |  |  |  | 60.25 | [8 empty] | 1 | 120 | 120 | UL174 | Yes | Yes | Yes | No | Not Applicable | [5 empty] | 10332 | RES ELEC | 202327662
RE250T6-1NCZZ | RE250T | Bradford White | 671632911103 | Active | [10 empty] | No | Not Applicable | Not Applicable | Residential Water Heating | Water Heating.Electric | 6 | 6 |  |  |  | 238-44422-00 |  |  |  | 238-39699-00 | [6 empty] | Electric | Electric Resistance | 240/208 | 1 |  | Indoor |  | Floor Mounted |  | No | Not Applicable | 150 | Not Applicable |  |  |  | 0.75 | No | [7 empty] | 6/4.5 kW |  | 64 | 0.92 | 50 | 45 | 28/21 | On/Off | Not Applicable | [6 empty] | 125 | 21 | 21 | 63.375 | 130 | 496 | 20 | 58.75 |  |  |  |  | 59.5625 | 59.5625 | 59.5625 | 8 |  |  |  |  | 60.25 | [8 empty] | 1 | 120 | 120 | UL174 | Yes | Yes | Yes | No | Not Applicable | [5 empty] | 10332 | RES ELEC | 202327662
RE250T6-1NCZZ-264 | RE250T | Bradford White | 671632911134 | Active | The ""-264"" indicates that this SKU comes with an Aluminum Anode Rod. | [9 empty] | No | Not Applicable | Not Applicable | Residential Water Heating | Water Heating.Electric | 6 | 6 |  |  |  | 238-44422-00 |  |  |  | 238-39699-00 | [6 empty] | Electric | Electric Resistance | 240/208 | 1 |  | Indoor |  | Floor Mounted |  | No | Not Applicable | 150 | Not Applicable |  |  |  | 0.75 | No | [7 empty] | 6/4.5 kW |  | 64 | 0.92 | 50 | 45 | 28/21 | On/Off | Not Applicable | [6 empty] | 125 | 21 | 21 | 63.375 | 130 | 496 | 20 | 58.75 |  |  |  |  | 59.5625 | 59.5625 | 59.5625 | 8 |  |  |  |  | 60.25 | [8 empty] | 1 | 120 | 120 | UL174 | Yes | Yes | Yes | No | Not Applicable | [5 empty] | 10332 | RES ELEC | 202327662
RE250T6-1NCZZ-284 | RE250T | Bradford White | 671632575602 | Active | The ""-284"" indicates that this SKU comes with an Incoloy Element. | [9 empty] | No | Not Applicable | Not Applicable | Residential Water Heating | Water Heating.Electric | 6 | 6 |  |  |  | 238-44422-00 |  |  |  | 238-39699-00 | [6 empty] | Electric | Electric Resistance | 240/208 | 1 |  | Indoor |  | Floor Mounted |  | No | Not Applicable | 150 | Not Applicable |  |  |  | 0.75 | No | [7 empty] | 6/4.5 kW |  | 64 | 0.92 | 50 | 45 | 28/21 | On/Off | Not Applicable | [6 empty] | 125 | 21 | 21 | 63.375 | 130 | 496 | 20 | 58.75 |  |  |  |  | 59.5625 | 59.5625 | 59.5625 | 8 |  |  |  |  | 60.25 | [8 empty] | 1 | 120 | 120 | UL1453 | Yes | Yes | Yes | No | Not Applicable | [5 empty] | 10332 | RES ELEC | 202327662
RE250T6-1NCZZ-284-264 | RE250T | Bradford White | 671632634293 | Active | The ""-264"" indicates that this SKU comes with an Aluminum Anode Rod. | The ""-284"" indicates that this SKU comes with an Incoloy Element. | [8 empty] | No | Not Applicable | Not Applicable | Residential Water Heating | Water Heating.Electric | 6 | 6 |  |  |  | 238-44422-00 |  |  |  | 238-39699-00 | [6 empty] | Electric | Electric Resistance | 240/208 | 1 |  | Indoor |  | Floor Mounted |  | No | Not Applicable | 150 | Not Applicable |  |  |  | 0.75 | No | [7 empty] | 6/4.5 kW |  | 64 | 0.92 | 50 | 45 | 28/21 | On/Off | Not Applicable | [6 empty] | 125 | 21 | 21 | 63.375 | 130 | 496 | 20 | 58.75 |  |  |  |  | 59.5625 | 59.5625 | 59.5625 | 8 |  |  |  |  | 60.25 | [8 empty] | 1 | 120 | 120 | UL1453 | Yes | Yes | Yes | No | Not Applicable | [5 empty] | 10332 | RES ELEC | 202327662
RE250T6-1NCZZ-458 | RE250T | Bradford White | 671632324354 | Active | The ""-458"" indicates that this SKU was designed and certified for Installation in Canada. | [9 empty] | No | Not Applicable | Not Applicable | Residential Water Heating | Water Heating.Electric | 6 | 6 |  |  |  | 238-44422-00 |  |  |  | 238-39699-00 | [6 empty] | Electric | Electric Resistance | 240/208 | 1 |  | Indoor |  | Floor Mounted |  | No | Not Applicable | 150 | Not Applicable |  |  |  | 0.75 | No | [7 empty] | 6/4.5 kW |  |  |  | 47 |  | 28/21 | On/Off | Not Applicable | [6 empty] | 125 | 21 | 21 | 63.375 | 130 | 513 | 20 | 58.75 |  |  |  |  | 59.5625 | 59.5625 | 59.5625 | 8 |  |  |  |  | 60.25 | [8 empty] | 1 | 120 | 120 | UL1453 | Yes | No | Yes | No | Not Applicable | 238-45688-00 |  |  |  | 238-45684-00 | 10332 | RES ELEC
RE250T6-1NCZZ-506 | RE250T | Bradford White | 671632319954 | Active | The ""-506"" indicates that this SKU comes with an A420 Aluminum Anode Rod. | [9 empty] | No | Not Applicable | Not Applicable | Residential Water Heating | Water Heating.Electric | 6 | 6 |  |  |  | 238-44422-00 |  |  |  | 238-39699-00 | [6 empty] | Electric | Electric Resistance | 240/208 | 1 |  | Indoor |  | Floor Mounted |  | No | Not Applicable | 150 | Not Applicable |  |  |  | 0.75 | No | [7 empty] | 6/4.5 kW |  | 64 | 0.92 | 50 | 45 | 28/21 | On/Off | Not Applicable | [6 empty] | 125 | 21 | 21 | 63.375 | 130 | 496 | 20 | 58.75 |  |  |  |  | 59.5625 | 59.5625 | 59.5625 | 8 |  |  |  |  | 60.25 | [8 empty] | 1 | 120 | 120 | UL174 | Yes | Yes | Yes | No | Not Applicable | [5 empty] | 10332 | RES ELEC | 202327662
RE250T6-1NEPP-458 | RE250T | Bradford White | 671632678266 | Active | The ""-458"" indicates that this SKU was designed and certified for Installation in Canada. | [9 empty] | No | Not Applicable | Not Applicable | Residential Water Heating | Water Heating.Electric | 6 | 6 |  |  |  | 238-44422-00 |  |  |  | 238-39699-00 | [6 empty] | Electric | Electric Resistance | 277 | 1 |  | Indoor |  | Floor Mounted |  | No | Not Applicable | 150 | Not Applicable |  |  |  | 0.75 | No | [7 empty] | 3 kW |  |  |  | 47 |  | 14 | On/Off | Not Applicable | [6 empty] | 125 | 21 | 21 | 63.375 | 130 | 513 | 20 | 58.75 |  |  |  |  | 59.5625 | 59.5625 | 59.5625 | 8 |  |  |  |  | 60.25 | [8 empty] | 1 | 120 | 120 | UL1453 | Yes | No | Yes | No | Not Applicable | 238-45688-00 |  |  |  | 238-45684-00 | 10332 | RES ELEC
RE250T6-1NEWW | RE250T | Bradford White | 671632129423 | Active | [10 empty] | No | Not Applicable | Not Applicable | Residential Water Heating | Water Heating.Electric | 6 | 6 |  |  |  | 238-44422-00 |  |  |  | 238-39699-00 | [6 empty] | Electric | Electric Resistance | 277 | 1 |  | Indoor |  | Floor Mounted |  | No | Not Applicable | 150 | Not Applicable |  |  |  | 0.75 | No | [7 empty] | 4.5 kW |  | 64 | 0.92 | 50 | 45 | 21 | On/Off | Not Applicable | [6 empty] | 125 | 21 | 21 | 63.375 | 130 | 496 | 20 | 58.75 |  |  |  |  | 59.5625 | 59.5625 | 59.5625 | 8 |  |  |  |  | 60.25 | [8 empty] | 1 | 120 | 120 | UL174 | Yes | Yes | Yes | No | Not Applicable | [5 empty] | 10332 | RES ELEC | 202327662
RE250T6-1NEWW-264 | RE250T | Bradford White | 671632128648 | Active | The ""-264"" indicates that this SKU comes with an Aluminum Anode Rod. | [9 empty] | No | Not Applicable | Not Applicable | Residential Water Heating | Water Heating.Electric | 6 | 6 |  |  |  | 238-44422-00 |  |  |  | 238-39699-00 | [6 empty] | Electric | Electric Resistance | 277 | 1 |  | Indoor |  | Floor Mounted |  | No | Not Applicable | 150 | Not Applicable |  |  |  | 0.75 | No | [7 empty] | 4.5 kW |  | 64 | 0.92 | 50 | 45 | 21 | On/Off | Not Applicable | [6 empty] | 125 | 21 | 21 | 63.375 | 130 | 496 | 20 | 58.75 |  |  |  |  | 59.5625 | 59.5625 | 59.5625 | 8 |  |  |  |  | 60.25 | [8 empty] | 1 | 120 | 120 | UL174 | Yes | Yes | Yes | No | Not Applicable | [5 empty] | 10332 | RES ELEC | 202327662
RE250T6-1NEWW-506 | RE250T | Bradford White | 671632678020 | Active | The ""-506"" indicates that this SKU comes with an A420 Aluminum Anode Rod. | [9 empty] | No | Not Applicable | Not Applicable | Residential Water Heating | Water Heating.Electric | 6 | 6 |  |  |  | 238-44422-00 |  |  |  | 238-39699-00 | [6 empty] | Electric | Electric Resistance | 277 | 1 |  | Indoor |  | Floor Mounted |  | No | Not Applicable | 150 | Not Applicable |  |  |  | 0.75 | No | [7 empty] | 4.5 kW |  | 64 | 0.92 | 50 | 45 | 21 | On/Off | Not Applicable | [6 empty] | 125 | 21 | 21 | 63.375 | 130 | 496 | 20 | 58.75 |  |  |  |  | 59.5625 | 59.5625 | 59.5625 | 8 |  |  |  |  | 60.25 | [8 empty] | 1 | 120 | 120 | UL1453 | Yes | Yes | Yes | No | Not Applicable | [5 empty] | 10332 | RES ELEC | 202327662
RE250T6-1NHWW | RE250T | Bradford White | 671632127252 | Active | [10 empty] | No | Not Applicable | Not Applicable | Residential Water Heating | Water Heating.Electric | 6 | 6 |  |  |  | 238-44422-00 |  |  |  | 238-39699-00 | [6 empty] | Electric | Electric Resistance | 480 | 1 |  | Indoor |  | Floor Mounted |  | No | Not Applicable | 150 | Not Applicable |  |  |  | 0.75 | No | [7 empty] | 4.5 kW |  | 64 | 0.92 | 50 | 45 | 21 | On/Off | Not Applicable | [6 empty] | 125 | 21 | 21 | 63.375 | 130 | 496 | 20 | 58.75 |  |  |  |  | 59.5625 | 59.5625 | 59.5625 | 8 |  |  |  |  | 60.25 | [8 empty] | 1 | 120 | 120 | UL174 | Yes | Yes | Yes | No | Not Applicable | [5 empty] | 10332 | RES ELEC | 202327662
RE250T6-1NLXX | RE250T | Bradford White | 671632911202 | Active | [10 empty] | No | Not Applicable | Not Applicable | Residential Water Heating | Water Heating.Electric | 6 | 6 |  |  |  | 238-44422-00 |  |  |  | 238-39699-00 | [6 empty] | Electric | Electric Resistance | 208 | 1 |  | Indoor |  | Floor Mounted |  | No | Not Applicable | 150 | Not Applicable |  |  |  | 0.75 | No | [7 empty] | 5 kW |  | 64 | 0.92 | 50 | 45 | 23 | On/Off | Not Applicable | [6 empty] | 125 | 21 | 21 | 63.375 | 130 | 496 | 20 | 58.75 |  |  |  |  | 59.5625 | 59.5625 | 59.5625 | 8 |  |  |  |  | 60.25 | [8 empty] | 1 | 120 | 120 | UL174 | Yes | Yes | Yes | No | Not Applicable | [5 empty] | 10332 | RES ELEC | 202327662
RE250T6-1NLXX-264 | RE250T | Bradford White | 671632559961 | Active | The ""-264"" indicates that this SKU comes with an Aluminum Anode Rod. | [9 empty] | No | Not Applicable | Not Applicable | Residential Water Heating | Water Heating.Electric | 6 | 6 |  |  |  | 238-44422-00 |  |  |  | 238-39699-00 | [6 empty] | Electric | Electric Resistance | 208 | 1 |  | Indoor |  | Floor Mounted |  | No | Not Applicable | 150 | Not Applicable |  |  |  | 0.75 | No | [7 empty] | 5 kW |  | 64 | 0.92 | 50 | 45 | 23 | On/Off | Not Applicable | [6 empty] | 125 | 21 | 21 | 63.375 | 130 | 496 | 20 | 58.75 |  |  |  |  | 59.5625 | 59.5625 | 59.5625 | 8 |  |  |  |  | 60.25 | [8 empty] | 1 | 120 | 120 | UL1453 | Yes | Yes | Yes | No | Not Applicable | [5 empty] | 10332 | RES ELEC | 202327662
RE250T6-1NLY | RE250T | Bradford White | 671632320387 | Active | [10 empty] | No | Not Applicable | Not Applicable | Residential Water Heating | Water Heating.Electric | 6 | 6 |  |  |  | 238-44422-00 |  |  |  | 238-39699-00 | [6 empty] | Electric | Electric Resistance | 208 | 1 |  | Indoor |  | Floor Mounted |  | No | Not Applicable | 150 | Not Applicable |  |  |  | 0.75 | No | [7 empty] | 5.5 kW |  | 64 | 0.92 | 50 | 45 | 25 | On/Off | Not Applicable | [6 empty] | 125 | 21 | 21 | 63.375 | 130 | 496 | 20 | 58.75 |  |  |  |  | 59.5625 | 59.5625 | 59.5625 | 8 |  |  |  |  | 60.25 | [8 empty] | 1 | 120 | 120 | UL174 | Yes | Yes | Yes | No | Not Applicable | [5 empty] | 10332 | RES ELEC | 202327662
RE250T6-1NLY-458 | RE250T | Bradford White | 671632330010 | Active | The ""-458"" indicates that this SKU was designed and certified for Installation in Canada. | [9 empty] | No | Not Applicable | Not Applicable | Residential Water Heating | Water Heating.Electric | 6 | 6 |  |  |  | 238-44422-00 |  |  |  | 238-39699-00 | [6 empty] | Electric | Electric Resistance | 208 | 1 |  | Indoor |  | Floor Mounted |  | No | Not Applicable | 150 | Not Applicable |  |  |  | 0.75 | No | [7 empty] | 5.5 kW |  |  |  | 50 |  | 25 | On/Off | Not Applicable | [6 empty] | 125 | 21 | 21 | 63.375 | 130 | 537 | 20 | 58.75 |  |  |  |  | 59.5625 | 59.5625 | 59.5625 | 8 |  |  |  |  | 60.25 | [8 empty] | 1 | 120 | 120 | UL1453 | Yes | No | Yes | No | Not Applicable | 238-45688-00 |  |  |  | 238-45684-00 | 10332 | RES ELEC
RE250T6-1NLYY | RE250T | Bradford White | 671632133031 | Active | [10 empty] | No | Not Applicable | Not Applicable | Residential Water Heating | Water Heating.Electric | 6 | 6 |  |  |  | 238-44422-00 |  |  |  | 238-39699-00 | [6 empty] | Electric | Electric Resistance | 208 | 1 |  | Indoor |  | Floor Mounted |  | No | Not Applicable | 150 | Not Applicable |  |  |  | 0.75 | No | [7 empty] | 5.5 kW |  | 64 | 0.92 | 50 | 45 | 25 | On/Off | Not Applicable | [6 empty] | 125 | 21 | 21 | 63.375 | 130 | 496 | 20 | 58.75 |  |  |  |  | 59.5625 | 59.5625 | 59.5625 | 8 |  |  |  |  | 60.25 | [8 empty] | 1 | 120 | 120 | UL174 | Yes | Yes | Yes | No | Not Applicable | [5 empty] | 10332 | RES ELEC | 202327662
RE250T6-1NLYY-264 | RE250T | Bradford White | 671632911172 | Active | The ""-264"" indicates that this SKU comes with an Aluminum Anode Rod. | [9 empty] | No | Not Applicable | Not Applicable | Residential Water Heating | Water Heating.Electric | 6 | 6 |  |  |  | 238-44422-00 |  |  |  | 238-39699-00 | [6 empty] | Electric | Electric Resistance | 208 | 1 |  | Indoor |  | Floor Mounted |  | No | Not Applicable | 150 | Not Applicable |  |  |  | 0.75 | No | [7 empty] | 5.5 kW |  | 64 | 0.92 | 50 | 45 | 25 | On/Off | Not Applicable | [6 empty] | 125 | 21 | 21 | 63.375 | 130 | 496 | 20 | 58.75 |  |  |  |  | 59.5625 | 59.5625 | 59.5625 | 8 |  |  |  |  | 60.25 | [8 empty] | 1 | 120 | 120 | UL174 | Yes | Yes | Yes | No | Not Applicable | [5 empty] | 10332 | RES ELEC | 202327662
RE250T6-1NLYY-458 | RE250T | Bradford White | 671632330003 | Active | The ""-458"" indicates that this SKU was designed and certified for Installation in Canada. | [9 empty] | No | Not Applicable | Not Applicable | Residential Water Heating | Water Heating.Electric | 6 | 6 |  |  |  | 238-44422-00 |  |  |  | 238-39699-00 | [6 empty] | Electric | Electric Resistance | 208 | 1 |  | Indoor |  | Floor Mounted |  | No | Not Applicable | 150 | Not Applicable |  |  |  | 0.75 | No | [7 empty] | 5.5 kW |  |  |  | 47 |  | 25 | On/Off | Not Applicable | [6 empty] | 125 | 21 | 21 | 63.375 | 130 | 513 | 20 | 58.75 |  |  |  |  | 59.5625 | 59.5625 | 59.5625 | 8 |  |  |  |  | 60.25 | [8 empty] | 1 | 120 | 120 | UL1453 | Yes | No | Yes | No | Not Applicable | 238-45688-00 |  |  |  | 238-45684-00 | 10332 | RES ELEC
RE250T6-1NLYY-506 | RE250T | Bradford White | 671632322909 | Active | The ""-506"" indicates that this SKU comes with an A420 Aluminum Anode Rod. | [9 empty] | No | Not Applicable | Not Applicable | Residential Water Heating | Water Heating.Electric | 6 | 6 |  |  |  | 238-44422-00 |  |  |  | 238-39699-00 | [6 empty] | Electric | Electric Resistance | 208 | 1 |  | Indoor |  | Floor Mounted |  | No | Not Applicable | 150 | Not Applicable |  |  |  | 0.75 | No | [7 empty] | 5.5 kW |  | 64 | 0.92 | 50 | 45 | 25 | On/Off | Not Applicable | [6 empty] | 125 | 21 | 21 | 63.375 | 130 | 496 | 20 | 58.75 |  |  |  |  | 59.5625 | 59.5625 | 59.5625 | 8 |  |  |  |  | 60.25 | [8 empty] | 1 | 120 | 120 | UL174 | Yes | Yes | Yes | No | Not Applicable | [5 empty] | 10332 | RES ELEC | 202327662
RE250T6-1NLZZ | RE250T | Bradford White | 671632911165 | Active | [10 empty] | No | Not Applicable | Not Applicable | Residential Water Heating | Water Heating.Electric | 6 | 6 |  |  |  | 238-44422-00 |  |  |  | 238-39699-00 | [6 empty] | Electric | Electric Resistance | 208 | 1 |  | Indoor |  | Floor Mounted |  | No | Not Applicable | 150 | Not Applicable |  |  |  | 0.75 | No | [7 empty] | 6 kW |  | 64 | 0.92 | 50 | 45 | 28 | On/Off | Not Applicable | [6 empty] | 125 | 21 | 21 | 63.375 | 130 | 496 | 20 | 58.75 |  |  |  |  | 59.5625 | 59.5625 | 59.5625 | 8 |  |  |  |  | 60.25 | [8 empty] | 1 | 120 | 120 | UL174 | Yes | Yes | Yes | No | Not Applicable | [5 empty] | 10332 | RES ELEC | 202327662
RE250T6-1NLZZ-264 | RE250T | Bradford White | 671632555017 | Active | The ""-264"" indicates that this SKU comes with an Aluminum Anode Rod. | [9 empty] | No | Not Applicable | Not Applicable | Residential Water Heating | Water Heating.Electric | 6 | 6 |  |  |  | 238-44422-00 |  |  |  | 238-39699-00 | [6 empty] | Electric | Electric Resistance | 208 | 1 |  | Indoor |  | Floor Mounted |  | No | Not Applicable | 150 | Not Applicable |  |  |  | 0.75 | No | [7 empty] | 6 kW |  | 64 | 0.92 | 50 | 45 | 28 | On/Off | Not Applicable | [6 empty] | 125 | 21 | 21 | 63.375 | 130 | 496 | 20 | 58.75 |  |  |  |  | 59.5625 | 59.5625 | 59.5625 | 8 |  |  |  |  | 60.25 | [8 empty] | 1 | 120 | 120 | UL1453 | Yes | Yes | Yes | No | Not Applicable | [5 empty] | 10332 | RES ELEC | 202327662
RE250T6-1NLZZ-458 | RE250T | Bradford White | 671632560677 | Active | The ""-458"" indicates that this SKU was designed and certified for Installation in Canada. | [9 empty] | No | Not Applicable | Not Applicable | Residential Water Heating | Water Heating.Electric | 6 | 6 |  |  |  | 238-44422-00 |  |  |  | 238-39699-00 | [6 empty] | Electric | Electric Resistance | 208 | 1 |  | Indoor |  | Floor Mounted |  | No | Not Applicable | 150 | Not Applicable |  |  |  | 0.75 | No | [7 empty] | 6 kW |  |  |  | 47 |  | 28 | On/Off | Not Applicable | [6 empty] | 125 | 21 | 21 | 63.375 | 130 | 513 | 20 | 58.75 |  |  |  |  | 59.5625 | 59.5625 | 59.5625 | 8 |  |  |  |  | 60.25 | [8 empty] | 1 | 120 | 120 | UL1453 | Yes | No | Yes | No | Not Applicable | 238-45688-00 |  |  |  | 238-45684-00 | 10332 | RES ELEC
RE250T6-1SCNN | RE250T | Bradford White | 671632556441 | Active | [10 empty] | No | Not Applicable | Not Applicable | Residential Water Heating | Water Heating.Electric | 6 | 6 |  |  |  | 238-44422-00 |  |  |  | 238-39699-00 | [6 empty] | Electric | Electric Resistance | 240/208 | 1 |  | Indoor |  | Floor Mounted |  | No | Not Applicable | 150 | Not Applicable |  |  |  | 0.75 | No | [7 empty] | 5/4 kW |  | 64 | 0.92 | 50 | 45 | 23/18 | On/Off | Not Applicable | [6 empty] | 125 | 21 | 21 | 63.375 | 130 | 496 | 20 | 58.75 |  |  |  |  | 59.5625 | 59.5625 | 59.5625 | 8 |  |  |  |  | 60.25 | [8 empty] | 1 | 120 | 120 | UL1453 | Yes | Yes | Yes | No | Not Applicable | [5 empty] | 10332 | RES ELEC | 202327662
RE250T6-1SCPP-458 | RE250T | Bradford White | 671632554447 | Active | The ""-458"" indicates that this SKU was designed and certified for Installation in Canada. | [9 empty] | No | Not Applicable | Not Applicable | Residential Water Heating | Water Heating.Electric | 6 | 6 |  |  |  | 238-44422-00 |  |  |  | 238-39699-00 | [6 empty] | Electric | Electric Resistance | 240 | 1 |  | Indoor |  | Floor Mounted |  | No | Not Applicable | 150 | Not Applicable |  |  |  | 0.75 | No | [7 empty] | 6 kW |  |  |  | 47 |  | 28 | On/Off | Not Applicable | [6 empty] | 125 | 21 | 21 | 63.375 | 130 | 513 | 20 | 58.75 |  |  |  |  | 59.5625 | 59.5625 | 59.5625 | 8 |  |  |  |  | 60.25 | [8 empty] | 1 | 120 | 120 | UL1453 | Yes | No | Yes | No | Not Applicable | 238-45688-00 |  |  |  | 238-45684-00 | 10332 | RES ELEC
RE250T6-1SCRR | RE250T | Bradford White | 671632144273 | Active | [10 empty] | No | Not Applicable | Not Applicable | Residential Water Heating | Water Heating.Electric | 6 | 6 |  |  |  | 238-44422-00 |  |  |  | 238-39699-00 | [6 empty] | Electric | Electric Resistance | 240/208 | 1 |  | Indoor |  | Floor Mounted |  | No | Not Applicable | 150 | Not Applicable |  |  |  | 0.75 | No | [7 empty] | 7/5 kW |  | 64 | 0.92 | 50 | 45 | 32/23 | On/Off | Not Applicable | [6 empty] | 125 | 21 | 21 | 63.375 | 130 | 496 | 20 | 58.75 |  |  |  |  | 59.5625 | 59.5625 | 59.5625 | 8 |  |  |  |  | 60.25 | [8 empty] | 1 | 120 | 120 | UL174 | Yes | Yes | Yes | No | Not Applicable | [5 empty] | 10332 | RES ELEC | 202327662
RE250T6-1SCRR-264 | RE250T | Bradford White | 671632560547 | Active | The ""-264"" indicates that this SKU comes with an Aluminum Anode Rod. | [9 empty] | No | Not Applicable | Not Applicable | Residential Water Heating | Water Heating.Electric | 6 | 6 |  |  |  | 238-44422-00 |  |  |  | 238-39699-00 | [6 empty] | Electric | Electric Resistance | 240/208 | 1 |  | Indoor |  | Floor Mounted |  | No | Not Applicable | 150 | Not Applicable |  |  |  | 0.75 | No | [7 empty] | 7/5 kW |  | 64 | 0.92 | 50 | 45 | 32/23 | On/Off | Not Applicable | [6 empty] | 125 | 21 | 21 | 63.375 | 130 | 496 | 20 | 58.75 |  |  |  |  | 59.5625 | 59.5625 | 59.5625 | 8 |  |  |  |  | 60.25 | [8 empty] | 1 | 120 | 120 | UL1453 | Yes | Yes | Yes | No | Not Applicable | [5 empty] | 10332 | RES ELEC | 202327662
RE250T6-1SCSS-264 | RE250T | Bradford White | 671632999743 | Active | The ""-264"" indicates that this SKU comes with an Aluminum Anode Rod. | [9 empty] | No | Not Applicable | Not Applicable | Residential Water Heating | Water Heating.Electric | 6 | 6 |  |  |  | 238-44422-00 |  |  |  | 238-39699-00 | [6 empty] | Electric | Electric Resistance | 240 | 1 |  | Indoor |  | Floor Mounted |  | No | Not Applicable | 150 | Not Applicable |  |  |  | 0.75 | No | [7 empty] | 8 kW |  | 64 | 0.92 | 50 | 45 | 37 | On/Off | Not Applicable | [6 empty] | 125 | 21 | 21 | 63.375 | 130 | 496 | 20 | 58.75 |  |  |  |  | 59.5625 | 59.5625 | 59.5625 | 8 |  |  |  |  | 60.25 | [8 empty] | 1 | 120 | 120 | UL174 | Yes | Yes | Yes | No | Not Applicable | [5 empty] | 10332 | RES ELEC | 202327662
RE250T6-1SCTT | RE250T | Bradford White | 671632330119 | Active | [10 empty] | No | Not Applicable | Not Applicable | Residential Water Heating | Water Heating.Electric | 6 | 6 |  |  |  | 238-44422-00 |  |  |  | 238-39699-00 | [6 empty] | Electric | Electric Resistance | 240/208 | 1 |  | Indoor |  | Floor Mounted |  | No | Not Applicable | 150 | Not Applicable |  |  |  | 0.75 | No | [7 empty] | 8/6 kW |  | 64 | 0.92 | 50 | 45 | 37/28 | On/Off | Not Applicable | [6 empty] | 125 | 21 | 21 | 63.375 | 130 | 496 | 20 | 58.75 |  |  |  |  | 59.5625 | 59.5625 | 59.5625 | 8 |  |  |  |  | 60.25 | [8 empty] | 1 | 120 | 120 | UL174 | Yes | Yes | Yes | No | Not Applicable | [5 empty] | 10332 | RES ELEC | 202327662
RE250T6-1SCWW | RE250T | Bradford White | 671632911158 | Active | [10 empty] | No | Not Applicable | Not Applicable | Residential Water Heating | Water Heating.Electric | 6 | 6 |  |  |  | 238-44422-00 |  |  |  | 238-39699-00 | [6 empty] | Electric | Electric Resistance | 240/208 | 1 |  | Indoor |  | Floor Mounted |  | No | Not Applicable | 150 | Not Applicable |  |  |  | 0.75 | No | [7 empty] | 9/7 kW |  | 64 | 0.92 | 50 | 45 | 41/32 | On/Off | Not Applicable | [6 empty] | 125 | 21 | 21 | 63.375 | 130 | 496 | 20 | 58.75 |  |  |  |  | 59.5625 | 59.5625 | 59.5625 | 8 |  |  |  |  | 60.25 | [8 empty] | 1 | 120 | 120 | UL174 | Yes | Yes | Yes | No | Not Applicable | [5 empty] | 10332 | RES ELEC | 202327662
RE250T6-1SCWW-264 | RE250T | Bradford White | 671632620890 | Active | The ""-264"" indicates that this SKU comes with an Aluminum Anode Rod. | [9 empty] | No | Not Applicable | Not Applicable | Residential Water Heating | Water Heating.Electric | 6 | 6 |  |  |  | 238-44422-00 |  |  |  | 238-39699-00 | [6 empty] | Electric | Electric Resistance | 240/208 | 1 |  | Indoor |  | Floor Mounted |  | No | Not Applicable | 150 | Not Applicable |  |  |  | 0.75 | No | [7 empty] | 9/7 kW |  | 64 | 0.92 | 50 | 45 | 41/32 | On/Off | Not Applicable | [6 empty] | 125 | 21 | 21 | 63.375 | 130 | 496 | 20 | 58.75 |  |  |  |  | 59.5625 | 59.5625 | 59.5625 | 8 |  |  |  |  | 60.25 | [8 empty] | 1 | 120 | 120 | UL1453 | Yes | Yes | Yes | No | Not Applicable | [5 empty] | 10332 | RES ELEC | 202327662
RE250T6-1SCWW-284 | RE250T | Bradford White | 671632130740 | Active | The ""-284"" indicates that this SKU comes with an Incoloy Element. | [9 empty] | No | Not Applicable | Not Applicable | Residential Water Heating | Water Heating.Electric | 6 | 6 |  |  |  | 238-44422-00 |  |  |  | 238-39699-00 | [6 empty] | Electric | Electric Resistance | 240/208 | 1 |  | Indoor |  | Floor Mounted |  | No | Not Applicable | 150 | Not Applicable |  |  |  | 0.75 | No | [7 empty] | 9/7 kW |  | 64 | 0.92 | 50 | 45 | 41/32 | On/Off | Not Applicable | [6 empty] | 125 | 21 | 21 | 63.375 | 130 | 496 | 20 | 58.75 |  |  |  |  | 59.5625 | 59.5625 | 59.5625 | 8 |  |  |  |  | 60.25 | [8 empty] | 1 | 120 | 120 | UL174 | Yes | Yes | Yes | No | Not Applicable | [5 empty] | 10332 | RES ELEC | 202327662
RE250T6-1SCWW-458 | RE250T | Bradford White | 671632535682 | Active | The ""-458"" indicates that this SKU was designed and certified for Installation in Canada. | [9 empty] | No | Not Applicable | Not Applicable | Residential Water Heating | Water Heating.Electric | 6 | 6 |  |  |  | 238-44422-00 |  |  |  | 238-39699-00 | [6 empty] | Electric | Electric Resistance | 240/208 | 1 |  | Indoor |  | Floor Mounted |  | No | Not Applicable | 150 | Not Applicable |  |  |  | 0.75 | No | [7 empty] | 9/7 kW |  |  |  | 47 |  | 41/32 | On/Off | Not Applicable | [6 empty] | 125 | 21 | 21 | 63.375 | 130 | 513 | 20 | 58.75 |  |  |  |  | 59.5625 | 59.5625 | 59.5625 | 8 |  |  |  |  | 60.25 | [8 empty] | 1 | 120 | 120 | UL1453 | Yes | No | Yes | No | Not Applicable | 238-45688-00 |  |  |  | 238-45684-00 | 10332 | RES ELEC
RE250T6-1SCYY | RE250T | Bradford White | 671632129119 | Active | [10 empty] | No | Not Applicable | Not Applicable | Residential Water Heating | Water Heating.Electric | 6 | 6 |  |  |  | 238-44422-00 |  |  |  | 238-39699-00 | [6 empty] | Electric | Electric Resistance | 240/208 | 1 |  | Indoor |  | Floor Mounted |  | No | Not Applicable | 150 | Not Applicable |  |  |  | 0.75 | No | [7 empty] | 11/8 kW |  | 64 | 0.92 | 50 | 45 | 51/37 | On/Off | Not Applicable | [6 empty] | 125 | 21 | 21 | 63.375 | 130 | 496 | 20 | 58.75 |  |  |  |  | 59.5625 | 59.5625 | 59.5625 | 8 |  |  |  |  | 60.25 | [8 empty] | 1 | 120 | 120 | UL174 | Yes | Yes | Yes | No | Not Applicable | [5 empty] | 10332 | RES ELEC | 202327662
RE250T6-1SCYY-264 | RE250T | Bradford White | 671632129133 | Active | The ""-264"" indicates that this SKU comes with an Aluminum Anode Rod. | [9 empty] | No | Not Applicable | Not Applicable | Residential Water Heating | Water Heating.Electric | 6 | 6 |  |  |  | 238-44422-00 |  |  |  | 238-39699-00 | [6 empty] | Electric | Electric Resistance | 240/208 | 1 |  | Indoor |  | Floor Mounted |  | No | Not Applicable | 150 | Not Applicable |  |  |  | 0.75 | No | [7 empty] | 11/8 kW |  | 64 | 0.92 | 50 | 45 | 51/37 | On/Off | Not Applicable | [6 empty] | 125 | 21 | 21 | 63.375 | 130 | 496 | 20 | 58.75 |  |  |  |  | 59.5625 | 59.5625 | 59.5625 | 8 |  |  |  |  | 60.25 | [8 empty] | 1 | 120 | 120 | UL174 | Yes | Yes | Yes | No | Not Applicable | [5 empty] | 10332 | RES ELEC | 202327662
RE250T6-1SCZZ | RE250T | Bradford White | 671632653959 | Active | [10 empty] | No | Not Applicable | Not Applicable | Residential Water Heating | Water Heating.Electric | 6 | 6 |  |  |  | 238-44422-00 |  |  |  | 238-39699-00 | [6 empty] | Electric | Electric Resistance | 240/208 | 1 |  | Indoor |  | Floor Mounted |  | No | Not Applicable | 150 | Not Applicable |  |  |  | 0.75 | No | [7 empty] | 12/9 kW |  | 64 | 0.92 | 50 | 45 | 55/41 | On/Off | Not Applicable | [6 empty] | 125 | 21 | 21 | 63.375 | 130 | 496 | 20 | 58.75 |  |  |  |  | 59.5625 | 59.5625 | 59.5625 | 8 |  |  |  |  | 60.25 | [8 empty] | 1 | 120 | 120 | UL1453 | Yes | Yes | Yes | No | Not Applicable | [5 empty] | 10332 | RES ELEC | 202327662
RE250T6-1SCZZ-264 | RE250T | Bradford White | 671632654208 | Active | The ""-264"" indicates that this SKU comes with an Aluminum Anode Rod. | [9 empty] | No | Not Applicable | Not Applicable | Residential Water Heating | Water Heating.Electric | 6 | 6 |  |  |  | 238-44422-00 |  |  |  | 238-39699-00 | [6 empty] | Electric | Electric Resistance | 240/208 | 1 |  | Indoor |  | Floor Mounted |  | No | Not Applicable | 150 | Not Applicable |  |  |  | 0.75 | No | [7 empty] | 12/9 kW |  | 64 | 0.92 | 50 | 45 | 55/41 | On/Off | Not Applicable | [6 empty] | 125 | 21 | 21 | 63.375 | 130 | 496 | 20 | 58.75 |  |  |  |  | 59.5625 | 59.5625 | 59.5625 | 8 |  |  |  |  | 60.25 | [8 empty] | 1 | 120 | 120 | UL1453 | Yes | Yes | Yes | No | Not Applicable | [5 empty] | 10332 | RES ELEC | 202327662
RE250T6-1SHPP | RE250T | Bradford White | 671632647439 | Active | [10 empty] | No | Not Applicable | Not Applicable | Residential Water Heating | Water Heating.Electric | 6 | 6 |  |  |  | 238-44422-00 |  |  |  | 238-39699-00 | [6 empty] | Electric | Electric Resistance | 480 | 1 |  | Indoor |  | Floor Mounted |  | No | Not Applicable | 150 | Not Applicable |  |  |  | 0.75 | No | [7 empty] | 6 kW |  | 64 | 0.92 | 50 | 45 | 28 | On/Off | Not Applicable | [6 empty] | 125 | 21 | 21 | 63.375 | 130 | 496 | 20 | 58.75 |  |  |  |  | 59.5625 | 59.5625 | 59.5625 | 8 |  |  |  |  | 60.25 | [8 empty] | 1 | 120 | 120 | UL1453 | Yes | Yes | Yes | No | Not Applicable | [5 empty] | 10332 | RES ELEC | 202327662
RE250T6-1SHWW | RE250T | Bradford White | 671632135523 | Active | [10 empty] | No | Not Applicable | Not Applicable | Residential Water Heating | Water Heating.Electric | 6 | 6 |  |  |  | 238-44422-00 |  |  |  | 238-39699-00 | [6 empty] | Electric | Electric Resistance | 480 | 1 |  | Indoor |  | Floor Mounted |  | No | Not Applicable | 150 | Not Applicable |  |  |  | 0.75 | No | [7 empty] | 9 kW |  | 64 | 0.92 | 50 | 45 | 41 | On/Off | Not Applicable | [6 empty] | 125 | 21 | 21 | 63.375 | 130 | 496 | 20 | 58.75 |  |  |  |  | 59.5625 | 59.5625 | 59.5625 | 8 |  |  |  |  | 60.25 | [8 empty] | 1 | 120 | 120 | UL174 | Yes | Yes | Yes | No | Not Applicable | [5 empty] | 10332 | RES ELEC | 202327662
RE250T6-1SHZZ | RE250T | Bradford White | 671632647422 | Active | [10 empty] | No | Not Applicable | Not Applicable | Residential Water Heating | Water Heating.Electric | 6 | 6 |  |  |  | 238-44422-00 |  |  |  | 238-39699-00 | [6 empty] | Electric | Electric Resistance | 480 | 1 |  | Indoor |  | Floor Mounted |  | No | Not Applicable | 150 | Not Applicable |  |  |  | 0.75 | No | [7 empty] | 12 kW |  | 64 | 0.92 | 50 | 45 | 55 | On/Off | Not Applicable | [6 empty] | 125 | 21 | 21 | 63.375 | 130 | 496 | 20 | 58.75 |  |  |  |  | 59.5625 | 59.5625 | 59.5625 | 8 |  |  |  |  | 60.25 | [8 empty] | 1 | 120 | 120 | UL1453 | Yes | Yes | Yes | No | Not Applicable | [5 empty] | 10332 | RES ELEC | 202327662
RE250T6-1SHZZ-264 | RE250T | Bradford White | 671632656714 | Active | The ""-264"" indicates that this SKU comes with an Aluminum Anode Rod. | [9 empty] | No | Not Applicable | Not Applicable | Residential Water Heating | Water Heating.Electric | 6 | 6 |  |  |  | 238-44422-00 |  |  |  | 238-39699-00 | [6 empty] | Electric | Electric Resistance | 480 | 1 |  | Indoor |  | Floor Mounted |  | No | Not Applicable | 150 | Not Applicable |  |  |  | 0.75 | No | [7 empty] | 12 kW |  | 64 | 0.92 | 50 | 45 | 55 | On/Off | Not Applicable | [6 empty] | 125 | 21 | 21 | 63.375 | 130 | 496 | 20 | 58.75 |  |  |  |  | 59.5625 | 59.5625 | 59.5625 | 8 |  |  |  |  | 60.25 | [8 empty] | 1 | 120 | 120 | UL1453 | Yes | Yes | Yes | No | Not Applicable | [5 empty] | 10332 | RES ELEC | 202327662
RE250T6-1SLWW | RE250T | Bradford White | 671632134083 | Active | [10 empty] | No | Not Applicable | Not Applicable | Residential Water Heating | Water Heating.Electric | 6 | 6 |  |  |  | 238-44422-00 |  |  |  | 238-39699-00 | [6 empty] | Electric | Electric Resistance | 208 | 1 |  | Indoor |  | Floor Mounted |  | No | Not Applicable | 150 | Not Applicable |  |  |  | 0.75 | No | [7 empty] | 9 kW |  | 64 | 0.92 | 50 | 45 | 41 | On/Off | Not Applicable | [6 empty] | 125 | 21 | 21 | 63.375 | 130 | 496 | 20 | 58.75 |  |  |  |  | 59.5625 | 59.5625 | 59.5625 | 8 |  |  |  |  | 60.25 | [8 empty] | 1 | 120 | 120 | UL174 | Yes | Yes | Yes | No | Not Applicable | [5 empty] | 10332 | RES ELEC | 202327662
RE250T6-1SLWW-264 | RE250T | Bradford White | 671632622771 | Active | The ""-264"" indicates that this SKU comes with an Aluminum Anode Rod. | [9 empty] | No | Not Applicable | Not Applicable | Residential Water Heating | Water Heating.Electric | 6 | 6 |  |  |  | 238-44422-00 |  |  |  | 238-39699-00 | [6 empty] | Electric | Electric Resistance | 208 | 1 |  | Indoor |  | Floor Mounted |  | No | Not Applicable | 150 | Not Applicable |  |  |  | 0.75 | No | [7 empty] | 9 kW |  | 64 | 0.92 | 50 | 45 | 41 | On/Off | Not Applicable | [6 empty] | 125 | 21 | 21 | 63.375 | 130 | 496 | 20 | 58.75 |  |  |  |  | 59.5625 | 59.5625 | 59.5625 | 8 |  |  |  |  | 60.25 | [8 empty] | 1 | 120 | 120 | UL1453 | Yes | Yes | Yes | No | Not Applicable | [5 empty] | 10332 | RES ELEC | 202327662
RE250T6-1SLWW-284 | RE250T | Bradford White | 671632328192 | Active | The ""-284"" indicates that this SKU comes with an Incoloy Element. | [9 empty] | No | Not Applicable | Not Applicable | Residential Water Heating | Water Heating.Electric | 6 | 6 |  |  |  | 238-44422-00 |  |  |  | 238-39699-00 | [6 empty] | Electric | Electric Resistance | 208 | 1 |  | Indoor |  | Floor Mounted |  | No | Not Applicable | 150 | Not Applicable |  |  |  | 0.75 | No | [7 empty] | 9 kW |  | 64 | 0.92 | 50 | 45 | 41 | On/Off | Not Applicable | [6 empty] | 125 | 21 | 21 | 63.375 | 130 | 496 | 20 | 58.75 |  |  |  |  | 59.5625 | 59.5625 | 59.5625 | 8 |  |  |  |  | 60.25 | [8 empty] | 1 | 120 | 120 | UL174 | Yes | Yes | Yes | No | Not Applicable | [5 empty] | 10332 | RES ELEC | 202327662
RE250T6-1SLXX | RE250T | Bradford White | 671632130481 | Active | [10 empty] | No | Not Applicable | Not Applicable | Residential Water Heating | Water Heating.Electric | 6 | 6 |  |  |  | 238-44422-00 |  |  |  | 238-39699-00 | [6 empty] | Electric | Electric Resistance | 208 | 1 |  | Indoor |  | Floor Mounted |  | No | Not Applicable | 150 | Not Applicable |  |  |  | 0.75 | No | [7 empty] | 10 kW |  | 64 | 0.92 | 50 | 45 | 46 | On/Off | Not Applicable | [6 empty] | 125 | 21 | 21 | 63.375 | 130 | 496 | 20 | 58.75 |  |  |  |  | 59.5625 | 59.5625 | 59.5625 | 8 |  |  |  |  | 60.25 | [8 empty] | 1 | 120 | 120 | UL174 | Yes | Yes | Yes | No | Not Applicable | [5 empty] | 10332 | RES ELEC | 202327662
RE250T6-1SLXX-264 | RE250T | Bradford White | 671632128600 | Active | The ""-264"" indicates that this SKU comes with an Aluminum Anode Rod. | [9 empty] | No | Not Applicable | Not Applicable | Residential Water Heating | Water Heating.Electric | 6 | 6 |  |  |  | 238-44422-00 |  |  |  | 238-39699-00 | [6 empty] | Electric | Electric Resistance | 208 | 1 |  | Indoor |  | Floor Mounted |  | No | Not Applicable | 150 | Not Applicable |  |  |  | 0.75 | No | [7 empty] | 10 kW |  | 64 | 0.92 | 50 | 45 | 46 | On/Off | Not Applicable | [6 empty] | 125 | 21 | 21 | 63.375 | 130 | 496 | 20 | 58.75 |  |  |  |  | 59.5625 | 59.5625 | 59.5625 | 8 |  |  |  |  | 60.25 | [8 empty] | 1 | 120 | 120 | UL174 | Yes | Yes | Yes | No | Not Applicable | [5 empty] | 10332 | RES ELEC | 202327662
RE250T6-1SLYY | RE250T | Bradford White | 671632669196 | Active | [10 empty] | No | Not Applicable | Not Applicable | Residential Water Heating | Water Heating.Electric | 6 | 6 |  |  |  | 238-44422-00 |  |  |  | 238-39699-00 | [6 empty] | Electric | Electric Resistance | 208 | 1 |  | Indoor |  | Floor Mounted |  | No | Not Applicable | 150 | Not Applicable |  |  |  | 0.75 | No | [7 empty] | 11 kW |  | 64 | 0.92 | 50 | 45 | 51 | On/Off | Not Applicable | [6 empty] | 142 | 21 | 21 | 63.375 | 148 | 513 | 20 | 58.75 |  |  |  |  | 59.5625 | 59.5625 | 59.5625 | 8 |  |  |  |  | 60.25 | [8 empty] | 1 | 120 | 120 | UL1453 | Yes | Yes | Yes | No | Not Applicable | [5 empty] | 10332 | RES ELEC | 202327662
RE250T6-3NCWW | RE250T | Bradford White | 671632132287 | Active | [10 empty] | No | Not Applicable | Not Applicable | Residential Water Heating | Water Heating.Electric | 6 | 6 |  |  |  | 238-44422-00 |  |  |  | 238-39699-00 | [6 empty] | Electric | Electric Resistance | 240/208 | 3 |  | Indoor |  | Floor Mounted |  | No | Not Applicable | 150 | Not Applicable |  |  |  | 0.75 | No | [7 empty] | 4.5/3.5 kW |  | 64 | 0.92 | 50 | 45 | 21/16 | On/Off | Not Applicable | [6 empty] | 125 | 21 | 21 | 63.375 | 130 | 496 | 20 | 58.75 |  |  |  |  | 59.5625 | 59.5625 | 59.5625 | 8 |  |  |  |  | 60.25 | [8 empty] | 1 | 120 | 120 | UL174 | Yes | Yes | Yes | No | Not Applicable | [5 empty] | 10332 | RES ELEC | 202327662
RE250T6-3NCWW-264 | RE250T | Bradford White | 671632322626 | Active | The ""-264"" indicates that this SKU comes with an Aluminum Anode Rod. | [9 empty] | No | Not Applicable | Not Applicable | Residential Water Heating | Water Heating.Electric | 6 | 6 |  |  |  | 238-44422-00 |  |  |  | 238-39699-00 | [6 empty] | Electric | Electric Resistance | 240/208 | 3 |  | Indoor |  | Floor Mounted |  | No | Not Applicable | 150 | Not Applicable |  |  |  | 0.75 | No | [7 empty] | 4.5/3.5 kW |  | 64 | 0.92 | 50 | 45 | 21/16 | On/Off | Not Applicable | [6 empty] | 125 | 21 | 21 | 63.375 | 130 | 496 | 20 | 58.75 |  |  |  |  | 59.5625 | 59.5625 | 59.5625 | 8 |  |  |  |  | 60.25 | [8 empty] | 1 | 120 | 120 | UL174 | Yes | Yes | Yes | No | Not Applicable | [5 empty] | 10332 | RES ELEC | 202327662
RE250T6-3NCYY | RE250T | Bradford White | 671632651542 | Active | [10 empty] | No | Not Applicable | Not Applicable | Residential Water Heating | Water Heating.Electric | 6 | 6 |  |  |  | 238-44422-00 |  |  |  | 238-39699-00 | [6 empty] | Electric | Electric Resistance | 240/208 | 3 |  | Indoor |  | Floor Mounted |  | No | Not Applicable | 150 | Not Applicable |  |  |  | 0.75 | No | [7 empty] | 5.5/4 kW |  | 64 | 0.92 | 50 | 45 | 25/18 | On/Off | Not Applicable | [6 empty] | 125 | 21 | 21 | 63.375 | 130 | 496 | 20 | 58.75 |  |  |  |  | 59.5625 | 59.5625 | 59.5625 | 8 |  |  |  |  | 60.25 | [8 empty] | 1 | 120 | 120 | UL1453 | Yes | Yes | Yes | No | Not Applicable | [5 empty] | 10332 | RES ELEC | 202327662
RE250T6-3NCZZ | RE250T | Bradford White | 671632128020 | Active | [10 empty] | No | Not Applicable | Not Applicable | Residential Water Heating | Water Heating.Electric | 6 | 6 |  |  |  | 238-44422-00 |  |  |  | 238-39699-00 | [6 empty] | Electric | Electric Resistance | 240/208 | 3 |  | Indoor |  | Floor Mounted |  | No | Not Applicable | 150 | Not Applicable |  |  |  | 0.75 | No | [7 empty] | 6/4.5 kW |  | 64 | 0.92 | 50 | 45 | 28/21 | On/Off | Not Applicable | [6 empty] | 125 | 21 | 21 | 63.375 | 130 | 496 | 20 | 58.75 |  |  |  |  | 59.5625 | 59.5625 | 59.5625 | 8 |  |  |  |  | 60.25 | [8 empty] | 1 | 120 | 120 | UL174 | Yes | Yes | Yes | No | Not Applicable | [5 empty] | 10332 | RES ELEC | 202327662
RE250T6-3NCZZ-264 | RE250T | Bradford White | 671632323098 | Active | The ""-264"" indicates that this SKU comes with an Aluminum Anode Rod. | [9 empty] | No | Not Applicable | Not Applicable | Residential Water Heating | Water Heating.Electric | 6 | 6 |  |  |  | 238-44422-00 |  |  |  | 238-39699-00 | [6 empty] | Electric | Electric Resistance | 240/208 | 3 |  | Indoor |  | Floor Mounted |  | No | Not Applicable | 150 | Not Applicable |  |  |  | 0.75 | No | [7 empty] | 6/4.5 kW |  | 64 | 0.92 | 50 | 45 | 28/21 | On/Off | Not Applicable | [6 empty] | 125 | 21 | 21 | 63.375 | 130 | 496 | 20 | 58.75 |  |  |  |  | 59.5625 | 59.5625 | 59.5625 | 8 |  |  |  |  | 60.25 | [8 empty] | 1 | 120 | 120 | UL174 | Yes | Yes | Yes | No | Not Applicable | [5 empty] | 10332 | RES ELEC | 202327662
RE250T6-3NHWW | RE250T | Bradford White | 671632130399 | Active | [10 empty] | No | Not Applicable | Not Applicable | Residential Water Heating | Water Heating.Electric | 6 | 6 |  |  |  | 238-44422-00 |  |  |  | 238-39699-00 | [6 empty] | Electric | Electric Resistance | 480 | 3 |  | Indoor |  | Floor Mounted |  | No | Not Applicable | 150 | Not Applicable |  |  |  | 0.75 | No | [7 empty] | 4.5 kW |  | 64 | 0.92 | 50 | 45 | 21 | On/Off | Not Applicable | [6 empty] | 125 | 21 | 21 | 63.375 | 130 | 496 | 20 | 58.75 |  |  |  |  | 59.5625 | 59.5625 | 59.5625 | 8 |  |  |  |  | 60.25 | [8 empty] | 1 | 120 | 120 | UL174 | Yes | Yes | Yes | No | Not Applicable | [5 empty] | 10332 | RES ELEC | 202327662
RE250T6-3NHWW-264 | RE250T | Bradford White | 671632147601 | Active | The ""-264"" indicates that this SKU comes with an Aluminum Anode Rod. | [9 empty] | No | Not Applicable | Not Applicable | Residential Water Heating | Water Heating.Electric | 6 | 6 |  |  |  | 238-44422-00 |  |  |  | 238-39699-00 | [6 empty] | Electric | Electric Resistance | 480 | 3 |  | Indoor |  | Floor Mounted |  | No | Not Applicable | 150 | Not Applicable |  |  |  | 0.75 | No | [7 empty] | 4.5 kW |  | 64 | 0.92 | 50 | 45 | 21 | On/Off | Not Applicable | [6 empty] | 125 | 21 | 21 | 63.375 | 130 | 496 | 20 | 58.75 |  |  |  |  | 59.5625 | 59.5625 | 59.5625 | 8 |  |  |  |  | 60.25 | [8 empty] | 1 | 120 | 120 | UL174 | Yes | Yes | Yes | No | Not Applicable | [5 empty] | 10332 | RES ELEC | 202327662
RE250T6-3NHXX | RE250T | Bradford White | 671632571734 | Active | [10 empty] | No | Not Applicable | Not Applicable | Residential Water Heating | Water Heating.Electric | 6 | 6 |  |  |  | 238-44422-00 |  |  |  | 238-39699-00 | [6 empty] | Electric | Electric Resistance | 480 | 3 |  | Indoor |  | Floor Mounted |  | No | Not Applicable | 150 | Not Applicable |  |  |  | 0.75 | No | [7 empty] | 5 kW |  | 64 | 0.92 | 50 | 45 | 23 | On/Off | Not Applicable | [6 empty] | 125 | 21 | 21 | 63.375 | 130 | 496 | 20 | 58.75 |  |  |  |  | 59.5625 | 59.5625 | 59.5625 | 8 |  |  |  |  | 60.25 | [8 empty] | 1 | 120 | 120 | UL1453 | Yes | Yes | Yes | No | Not Applicable | [5 empty] | 10332 | RES ELEC | 202327662
RE250T6-3NHYY | RE250T | Bradford White | 671632556205 | Active | [10 empty] | No | Not Applicable | Not Applicable | Residential Water Heating | Water Heating.Electric | 6 | 6 |  |  |  | 238-44422-00 |  |  |  | 238-39699-00 | [6 empty] | Electric | Electric Resistance | 480 | 3 |  | Indoor |  | Floor Mounted |  | No | Not Applicable | 150 | Not Applicable |  |  |  | 0.75 | No | [7 empty] | 5.5 kW |  | 64 | 0.92 | 50 | 45 | 25 | On/Off | Not Applicable | [6 empty] | 125 | 21 | 21 | 63.375 | 130 | 496 | 20 | 58.75 |  |  |  |  | 59.5625 | 59.5625 | 59.5625 | 8 |  |  |  |  | 60.25 | [8 empty] | 1 | 120 | 120 | UL1453 | Yes | Yes | Yes | No | Not Applicable | [5 empty] | 10332 | RES ELEC | 202327662
RE250T6-3NHZZ | RE250T | Bradford White | 671632329557 | Active | [10 empty] | No | Not Applicable | Not Applicable | Residential Water Heating | Water Heating.Electric | 6 | 6 |  |  |  | 238-44422-00 |  |  |  | 238-39699-00 | [6 empty] | Electric | Electric Resistance | 480 | 3 |  | Indoor |  | Floor Mounted |  | No | Not Applicable | 150 | Not Applicable |  |  |  | 0.75 | No | [7 empty] | 6 kW |  | 64 | 0.92 | 50 | 45 | 28 | On/Off | Not Applicable | [6 empty] | 125 | 21 | 21 | 63.375 | 130 | 496 | 20 | 58.75 |  |  |  |  | 59.5625 | 59.5625 | 59.5625 | 8 |  |  |  |  | 60.25 | [8 empty] | 1 | 120 | 120 | UL174 | Yes | Yes | Yes | No | Not Applicable | [5 empty] | 10332 | RES ELEC | 202327662
RE250T6-3NLYY | RE250T | Bradford White | 671632136773 | Active | [10 empty] | No | Not Applicable | Not Applicable | Residential Water Heating | Water Heating.Electric | 6 | 6 |  |  |  | 238-44422-00 |  |  |  | 238-39699-00 | [6 empty] | Electric | Electric Resistance | 208 | 3 |  | Indoor |  | Floor Mounted |  | No | Not Applicable | 150 | Not Applicable |  |  |  | 0.75 | No | [7 empty] | 5.5 kW |  | 64 | 0.92 | 50 | 45 | 25 | On/Off | Not Applicable | [6 empty] | 125 | 21 | 21 | 63.375 | 130 | 496 | 20 | 58.75 |  |  |  |  | 59.5625 | 59.5625 | 59.5625 | 8 |  |  |  |  | 60.25 | [8 empty] | 1 | 120 | 120 | UL174 | Yes | Yes | Yes | No | Not Applicable | [5 empty] | 10332 | RES ELEC | 202327662
RE250T6-3NLZZ-264 | RE250T | Bradford White | 671632572656 | Active | The ""-264"" indicates that this SKU comes with an Aluminum Anode Rod. | [9 empty] | No | Not Applicable | Not Applicable | Residential Water Heating | Water Heating.Electric | 6 | 6 |  |  |  | 238-44422-00 |  |  |  | 238-39699-00 | [6 empty] | Electric | Electric Resistance | 208 | 3 |  | Indoor |  | Floor Mounted |  | No | Not Applicable | 150 | Not Applicable |  |  |  | 0.75 | No | [7 empty] | 6 kW |  | 64 | 0.92 | 50 | 45 | 28 | On/Off | Not Applicable | [6 empty] | 125 | 21 | 21 | 63.375 | 130 | 496 | 20 | 58.75 |  |  |  |  | 59.5625 | 59.5625 | 59.5625 | 8 |  |  |  |  | 60.25 | [8 empty] | 1 | 120 | 120 | UL1453 | Yes | Yes | Yes | No | Not Applicable | [5 empty] | 10332 | RES ELEC | 202327662
RE250T6-3SCRR-264 | RE250T | Bradford White | 671632147649 | Active | The ""-264"" indicates that this SKU comes with an Aluminum Anode Rod. | [9 empty] | No | Not Applicable | Not Applicable | Residential Water Heating | Water Heating.Electric | 6 | 6 |  |  |  | 238-44422-00 |  |  |  | 238-39699-00 | [6 empty] | Electric | Electric Resistance | 240/208 | 3 |  | Indoor |  | Floor Mounted |  | No | Not Applicable | 150 | Not Applicable |  |  |  | 0.75 | No | [7 empty] | 7/5 kW |  | 64 | 0.92 | 50 | 45 | 32/23 | On/Off | Not Applicable | [6 empty] | 125 | 21 | 21 | 63.375 | 130 | 496 | 20 | 58.75 |  |  |  |  | 59.5625 | 59.5625 | 59.5625 | 8 |  |  |  |  | 60.25 | [8 empty] | 1 | 120 | 120 | UL174 | Yes | Yes | Yes | No | Not Applicable | [5 empty] | 10332 | RES ELEC | 202327662
RE250T6-3SCSS-264 | RE250T | Bradford White | 671632314164 | Active | The ""-264"" indicates that this SKU comes with an Aluminum Anode Rod. | [9 empty] | No | Not Applicable | Not Applicable | Residential Water Heating | Water Heating.Electric | 6 | 6 |  |  |  | 238-44422-00 |  |  |  | 238-39699-00 | [6 empty] | Electric | Electric Resistance | 240 | 3 |  | Indoor |  | Floor Mounted |  | No | Not Applicable | 150 | Not Applicable |  |  |  | 0.75 | No | [7 empty] | 8 kW |  | 64 | 0.92 | 50 | 45 | 37 | On/Off | Not Applicable | [6 empty] | 125 | 21 | 21 | 63.375 | 130 | 496 | 20 | 58.75 |  |  |  |  | 59.5625 | 59.5625 | 59.5625 | 8 |  |  |  |  | 60.25 | [8 empty] | 1 | 120 | 120 | UL174 | Yes | Yes | Yes | No | Not Applicable | [5 empty] | 10332 | RES ELEC | 202327662
RE250T6-3SCTT | RE250T | Bradford White | 671632132447 | Active | [10 empty] | No | Not Applicable | Not Applicable | Residential Water Heating | Water Heating.Electric | 6 | 6 |  |  |  | 238-44422-00 |  |  |  | 238-39699-00 | [6 empty] | Electric | Electric Resistance | 240/208 | 3 |  | Indoor |  | Floor Mounted |  | No | Not Applicable | 150 | Not Applicable |  |  |  | 0.75 | No | [7 empty] | 8/6 kW |  | 64 | 0.92 | 50 | 45 | 37/28 | On/Off | Not Applicable | [6 empty] | 125 | 21 | 21 | 63.375 | 130 | 496 | 20 | 58.75 |  |  |  |  | 59.5625 | 59.5625 | 59.5625 | 8 |  |  |  |  | 60.25 | [8 empty] | 1 | 120 | 120 | UL174 | Yes | Yes | Yes | No | Not Applicable | [5 empty] | 10332 | RES ELEC | 202327662
RE250T6-3SCWW | RE250T | Bradford White | 671632315130 | Active | [10 empty] | No | Not Applicable | Not Applicable | Residential Water Heating | Water Heating.Electric | 6 | 6 |  |  |  | 238-44422-00 |  |  |  | 238-39699-00 | [6 empty] | Electric | Electric Resistance | 240/208 | 3 |  | Indoor |  | Floor Mounted |  | No | Not Applicable | 150 | Not Applicable |  |  |  | 0.75 | No | [7 empty] | 9/7 kW |  | 64 | 0.92 | 50 | 45 | 41/32 | On/Off | Not Applicable | [6 empty] | 125 | 21 | 21 | 63.375 | 130 | 496 | 20 | 58.75 |  |  |  |  | 59.5625 | 59.5625 | 59.5625 | 8 |  |  |  |  | 60.25 | [8 empty] | 1 | 120 | 120 | UL174 | Yes | Yes | Yes | No | Not Applicable | [5 empty] | 10332 | RES ELEC | 202327662
RE250T6-3SCWW-264 | RE250T | Bradford White | 671632624447 | Active | The ""-264"" indicates that this SKU comes with an Aluminum Anode Rod. | [9 empty] | No | Not Applicable | Not Applicable | Residential Water Heating | Water Heating.Electric | 6 | 6 |  |  |  | 238-44422-00 |  |  |  | 238-39699-00 | [6 empty] | Electric | Electric Resistance | 240/208 | 3 |  | Indoor |  | Floor Mounted |  | No | Not Applicable | 150 | Not Applicable |  |  |  | 0.75 | No | [7 empty] | 9/7 kW |  | 64 | 0.92 | 50 | 45 | 41/32 | On/Off | Not Applicable | [6 empty] | 125 | 21 | 21 | 63.375 | 130 | 496 | 20 | 58.75 |  |  |  |  | 59.5625 | 59.5625 | 59.5625 | 8 |  |  |  |  | 60.25 | [8 empty] | 1 | 120 | 120 | UL1453 | Yes | Yes | Yes | No | Not Applicable | [5 empty] | 10332 | RES ELEC | 202327662
RE250T6-3SCYY | RE250T | Bradford White | 671632140350 | Active | [10 empty] | No | Not Applicable | Not Applicable | Residential Water Heating | Water Heating.Electric | 6 | 6 |  |  |  | 238-44422-00 |  |  |  | 238-39699-00 | [6 empty] | Electric | Electric Resistance | 240/208 | 3 |  | Indoor |  | Floor Mounted |  | No | Not Applicable | 150 | Not Applicable |  |  |  | 0.75 | No | [7 empty] | 11/8 kW |  | 64 | 0.92 | 50 | 45 | 51/37 | On/Off | Not Applicable | [6 empty] | 125 | 21 | 21 | 63.375 | 130 | 496 | 20 | 58.75 |  |  |  |  | 59.5625 | 59.5625 | 59.5625 | 8 |  |  |  |  | 60.25 | [8 empty] | 1 | 120 | 120 | UL174 | Yes | Yes | Yes | No | Not Applicable | [5 empty] | 10332 | RES ELEC | 202327662
RE250T6-3SHWW | RE250T | Bradford White | 671632130450 | Active | [10 empty] | No | Not Applicable | Not Applicable | Residential Water Heating | Water Heating.Electric | 6 | 6 |  |  |  | 238-44422-00 |  |  |  | 238-39699-00 | [6 empty] | Electric | Electric Resistance | 480 | 3 |  | Indoor |  | Floor Mounted |  | No | Not Applicable | 150 | Not Applicable |  |  |  | 0.75 | No | [7 empty] | 9 kW |  | 64 | 0.92 | 50 | 45 | 41 | On/Off | Not Applicable | [6 empty] | 125 | 21 | 21 | 63.375 | 130 | 496 | 20 | 58.75 |  |  |  |  | 59.5625 | 59.5625 | 59.5625 | 8 |  |  |  |  | 60.25 | [8 empty] | 1 | 120 | 120 | UL174 | Yes | Yes | Yes | No | Not Applicable | [5 empty] | 10332 | RES ELEC | 202327662
RE250T6-3SHXX | RE250T | Bradford White | 671632580477 | Active | [10 empty] | No | Not Applicable | Not Applicable | Residential Water Heating | Water Heating.Electric | 6 | 6 |  |  |  | 238-44422-00 |  |  |  | 238-39699-00 | [6 empty] | Electric | Electric Resistance | 480 | 3 |  | Indoor |  | Floor Mounted |  | No | Not Applicable | 150 | Not Applicable |  |  |  | 0.75 | No | [7 empty] | 10 kW |  | 64 | 0.92 | 50 | 45 | 46 | On/Off | Not Applicable | [6 empty] | 125 | 21 | 21 | 63.375 | 130 | 496 | 20 | 58.75 |  |  |  |  | 59.5625 | 59.5625 | 59.5625 | 8 |  |  |  |  | 60.25 | [8 empty] | 1 | 120 | 120 | UL1453 | Yes | Yes | Yes | No | Not Applicable | [5 empty] | 10332 | RES ELEC | 202327662
RE250T6-3SHZZ | RE250T | Bradford White | 671632615797 | Active | [10 empty] | No | Not Applicable | Not Applicable | Residential Water Heating | Water Heating.Electric | 6 | 6 |  |  |  | 238-44422-00 |  |  |  | 238-39699-00 | [6 empty] | Electric | Electric Resistance | 480 | 3 |  | Indoor |  | Floor Mounted |  | No | Not Applicable | 150 | Not Applicable |  |  |  | 0.75 | No | [7 empty] | 12 kW |  | 64 | 0.92 | 50 | 45 | 55 | On/Off | Not Applicable | [6 empty] | 125 | 21 | 21 | 63.375 | 130 | 496 | 20 | 58.75 |  |  |  |  | 59.5625 | 59.5625 | 59.5625 | 8 |  |  |  |  | 60.25 | [8 empty] | 1 | 120 | 120 | UL1453 | Yes | Yes | Yes | No | Not Applicable | [5 empty] | 10332 | RES ELEC | 202327662
RE250T6-3SLXX | RE250T | Bradford White | 671632571512 | Active | [10 empty] | No | Not Applicable | Not Applicable | Residential Water Heating | Water Heating.Electric | 6 | 6 |  |  |  | 238-44422-00 |  |  |  | 238-39699-00 | [6 empty] | Electric | Electric Resistance | 208 | 3 |  | Indoor |  | Floor Mounted |  | No | Not Applicable | 150 | Not Applicable |  |  |  | 0.75 | No | [7 empty] | 10 kW |  | 64 | 0.92 | 50 | 45 | 46 | On/Off | Not Applicable | [6 empty] | 125 | 21 | 21 | 63.375 | 130 | 496 | 20 | 58.75 |  |  |  |  | 59.5625 | 59.5625 | 59.5625 | 8 |  |  |  |  | 60.25 | [8 empty] | 1 | 120 | 120 | UL1453 | Yes | Yes | Yes | No | Not Applicable | [5 empty] | 10332 | RES ELEC | 202327662
RE250T8-1NCPP-458 | RE250T | Bradford White | 671632567942 | Active | The ""-458"" indicates that this SKU was designed and certified for Installation in Canada. | [9 empty] | No | Not Applicable | Not Applicable | Residential Water Heating | Water Heating.Electric | 8 | 6 |  |  |  | 238-44422-00 |  |  |  | 238-39699-00 | [6 empty] | Electric | Electric Resistance | 240 | 1 |  | Indoor |  | Floor Mounted |  | No | Not Applicable | 150 | Not Applicable |  |  |  | 0.75 | No | [7 empty] | 3 kW |  |  |  | 47 |  | 14 | On/Off | Not Applicable | [6 empty] | 125 | 21 | 21 | 63.375 | 130 | 513 | 20 | 58.75 |  |  |  |  | 59.5625 | 59.5625 | 59.5625 | 8 |  |  |  |  | 60.25 | [8 empty] | 1 | 120 | 120 | UL1453 | Yes | No | Yes | No | Not Applicable | 238-45688-00 |  |  |  | 238-45684-00 | 10332 | RES ELEC
RE255T10-1NCWW | RE255T | Bradford White | 671632330362 | Active | [10 empty] | No | Not Applicable | Not Applicable | Residential Water Heating | Water Heating.Electric | 10 | 6 |  |  |  | 238-44422-00 |  |  |  | 238-39699-00 | [6 empty] | Electric | Electric Resistance | 240/208 | 1 |  | Indoor |  | Floor Mounted |  | No | Not Applicable | 150 | Not Applicable |  |  |  | 0.75 | No | [7 empty] | 4.5/3.5 kW |  | 75 | 0.93 | 55 | 55 | 21/16 | On/Off | Not Applicable | [6 empty] | 142 | 24.0625 | 23.875 | 61.3125 | 148 | 596 | 23 | 56.9375 |  |  |  |  | 58.1875 |  |  | 8 |  |  |  |  | 58.1875 | [8 empty] | 1 | 104 | 100 | UL174 | Yes | Yes | Yes | No | Not Applicable | [5 empty] | 10332 | RES ELEC | 207335329
RE255T10-1NCXX | RE255T | Bradford White | 671632571741 | Active | [10 empty] | No | Not Applicable | Not Applicable | Residential Water Heating | Water Heating.Electric | 10 | 6 |  |  |  | 238-44422-00 |  |  |  | 238-39699-00 | [6 empty] | Electric | Electric Resistance | 240 | 1 |  | Indoor |  | Floor Mounted |  | No | Not Applicable | 150 | Not Applicable |  |  |  | 0.75 | No | [7 empty] | 5 kW |  | 75 | 0.93 | 55 | 55 | 23 | On/Off | Not Applicable | [6 empty] | 142 | 24.0625 | 23.875 | 61.3125 | 148 | 596 | 23 | 56.9375 |  |  |  |  | 58.1875 |  |  | 8 |  |  |  |  | 58.1875 | [8 empty] | 1 | 104 | 100 | UL1453 | Yes | Yes | Yes | No | Not Applicable | [5 empty] | 10332 | RES ELEC | 207335329
RE255T10-1NCYY | RE255T | Bradford White | 671632656608 | Active | [10 empty] | No | Not Applicable | Not Applicable | Residential Water Heating | Water Heating.Electric | 10 | 6 |  |  |  | 238-44422-00 |  |  |  | 238-39699-00 | [6 empty] | Electric | Electric Resistance | 240/208 | 1 |  | Indoor |  | Floor Mounted |  | No | Not Applicable | 150 | Not Applicable |  |  |  | 0.75 | No | [7 empty] | 5.5/4 kW |  | 75 | 0.93 | 55 | 55 | 25/18 | On/Off | Not Applicable | [6 empty] | 142 | 24.0625 | 23.875 | 61.3125 | 148 | 596 | 23 | 56.9375 |  |  |  |  | 58.1875 |  |  | 8 |  |  |  |  | 58.1875 | [8 empty] | 1 | 104 | 100 | UL1453 | Yes | Yes | Yes | No | Not Applicable | [5 empty] | 10332 | RES ELEC | 207335329
RE255T6-1NCPP-458 | RE255T | Bradford White | 671632332342 | Active | The ""-458"" indicates that this SKU was designed and certified for Installation in Canada. | [9 empty] | No | Not Applicable | Not Applicable | Residential Water Heating | Water Heating.Electric | 6 | 6 |  |  |  | 238-44422-00 |  |  |  | 238-39699-00 | [6 empty] | Electric | Electric Resistance | 240 | 1 |  | Indoor |  | Floor Mounted |  | No | Not Applicable | 150 | Not Applicable |  |  |  | 0.75 | No | [7 empty] | 3 kW |  |  |  | 55 |  | 14 | On/Off | Not Applicable | [6 empty] | 142 | 24.0625 | 23.875 | 61.3125 | 148 | 596 | 23 | 56.9375 |  |  |  |  | 58.1875 |  |  | 8 |  |  |  |  | 58.1875 | [8 empty] | 1 | 104 | 100 | UL174 | Yes | No | Yes | No | Not Applicable | 238-45688-00 |  |  |  | 238-45684-00 | 10332 | RES ELEC
RE255T6-1NCSS-458 | RE255T | Bradford White | 671632332489 | Active | The ""-458"" indicates that this SKU was designed and certified for Installation in Canada. | [9 empty] | No | Not Applicable | Not Applicable | Residential Water Heating | Water Heating.Electric | 6 | 6 |  |  |  | 238-44422-00 |  |  |  | 238-39699-00 | [6 empty] | Electric | Electric Resistance | 240 | 1 |  | Indoor |  | Floor Mounted |  | No | Not Applicable | 150 | Not Applicable |  |  |  | 0.75 | No | [7 empty] | 3.8 kW |  |  |  | 55 |  | 17 | On/Off | Not Applicable | [6 empty] | 142 | 24.0625 | 23.875 | 61.3125 | 148 | 596 | 23 | 56.9375 |  |  |  |  | 58.1875 |  |  | 8 |  |  |  |  | 58.1875 | [8 empty] | 1 | 104 | 100 | UL174 | Yes | No | Yes | No | Not Applicable | 238-45688-00 |  |  |  | 238-45684-00 | 10332 | RES ELEC
RE255T6-1NCTT-458 | RE255T | Bradford White | 671632578771 | Active | The ""-458"" indicates that this SKU was designed and certified for Installation in Canada. | [9 empty] | No | Not Applicable | Not Applicable | Residential Water Heating | Water Heating.Electric | 6 | 6 |  |  |  | 238-44422-00 |  |  |  | 238-39699-00 | [6 empty] | Electric | Electric Resistance | 240/208 | 1 |  | Indoor |  | Floor Mounted |  | No | Not Applicable | 150 | Not Applicable |  |  |  | 0.75 | No | [7 empty] | 4/3 kW |  |  |  | 55 |  | 18/14 | On/Off | Not Applicable | [6 empty] | 142 | 24.0625 | 23.875 | 61.3125 | 148 | 596 | 23 | 56.9375 |  |  |  |  | 58.1875 |  |  | 8 |  |  |  |  | 58.1875 | [8 empty] | 1 | 104 | 100 | UL1453 | Yes | No | Yes | No | Not Applicable | 238-45688-00 |  |  |  | 238-45684-00 | 10332 | RES ELEC
RE255T6-1NCWW | RE255T | Bradford White | 671632331611 | Active | [10 empty] | No | Not Applicable | Not Applicable | Residential Water Heating | Water Heating.Electric | 6 | 6 |  |  |  | 238-44422-00 |  |  |  | 238-39699-00 | [6 empty] | Electric | Electric Resistance | 240/208 | 1 |  | Indoor |  | Floor Mounted |  | No | Not Applicable | 150 | Not Applicable |  |  |  | 0.75 | No | [7 empty] | 4.5/3.5 kW |  | 75 | 0.93 | 55 | 55 | 21/16 | On/Off | Not Applicable | [6 empty] | 142 | 24.0625 | 23.875 | 61.3125 | 148 | 596 | 23 | 56.9375 |  |  |  |  | 58.1875 |  |  | 8 |  |  |  |  | 58.1875 | [8 empty] | 1 | 104 | 100 | UL174 | Yes | Yes | Yes | No | Not Applicable | [5 empty] | 10332 | RES ELEC | 207335329
RE255T6-1NCWW-264 | RE255T | Bradford White | 671632331604 | Active | The ""-264"" indicates that this SKU comes with an Aluminum Anode Rod. | [9 empty] | No | Not Applicable | Not Applicable | Residential Water Heating | Water Heating.Electric | 6 | 6 |  |  |  | 238-44422-00 |  |  |  | 238-39699-00 | [6 empty] | Electric | Electric Resistance | 240/208 | 1 |  | Indoor |  | Floor Mounted |  | No | Not Applicable | 150 | Not Applicable |  |  |  | 0.75 | No | [7 empty] | 4.5/3.5 kW |  | 75 | 0.93 | 55 | 55 | 21/16 | On/Off | Not Applicable | [6 empty] | 142 | 24.0625 | 23.875 | 61.3125 | 148 | 596 | 23 | 56.9375 |  |  |  |  | 58.1875 |  |  | 8 |  |  |  |  | 58.1875 | [8 empty] | 1 | 104 | 100 | UL174 | Yes | Yes | Yes | No | Not Applicable | [5 empty] | 10332 | RES ELEC | 207335329
RE255T6-1NCWW-264-284 | RE255T | Bradford White | 671632331598 | Active | The ""-264"" indicates that this SKU comes with an Aluminum Anode Rod. | The ""-284"" indicates that this SKU comes with an Incoloy Element. | [8 empty] | No | Not Applicable | Not Applicable | Residential Water Heating | Water Heating.Electric | 6 | 6 |  |  |  | 238-44422-00 |  |  |  | 238-39699-00 | [6 empty] | Electric | Electric Resistance | 240/208 | 1 |  | Indoor |  | Floor Mounted |  | No | Not Applicable | 150 | Not Applicable |  |  |  | 0.75 | No | [7 empty] | 4.5/3.5 kW |  | 75 | 0.93 | 55 | 55 | 21/16 | On/Off | Not Applicable | [6 empty] | 142 | 24.0625 | 23.875 | 61.3125 | 148 | 596 | 23 | 56.9375 |  |  |  |  | 58.1875 |  |  | 8 |  |  |  |  | 58.1875 | [8 empty] | 1 | 104 | 100 | UL174 | Yes | Yes | Yes | No | Not Applicable | [5 empty] | 10332 | RES ELEC | 207335329
RE255T6-1NCWW-284 | RE255T | Bradford White | 671632331666 | Active | The ""-284"" indicates that this SKU comes with an Incoloy Element. | [9 empty] | No | Not Applicable | Not Applicable | Residential Water Heating | Water Heating.Electric | 6 | 6 |  |  |  | 238-44422-00 |  |  |  | 238-39699-00 | [6 empty] | Electric | Electric Resistance | 240/208 | 1 |  | Indoor |  | Floor Mounted |  | No | Not Applicable | 150 | Not Applicable |  |  |  | 0.75 | No | [7 empty] | 4.5/3.5 kW |  | 75 | 0.93 | 55 | 55 | 21/16 | On/Off | Not Applicable | [6 empty] | 142 | 24.0625 | 23.875 | 61.3125 | 148 | 596 | 23 | 56.9375 |  |  |  |  | 58.1875 |  |  | 8 |  |  |  |  | 58.1875 | [8 empty] | 1 | 104 | 100 | UL174 | Yes | Yes | Yes | No | Not Applicable | [5 empty] | 10332 | RES ELEC | 207335329
RE255T6-1NCWW-458 | RE255T | Bradford White | 671632332311 | Active | The ""-458"" indicates that this SKU was designed and certified for Installation in Canada. | [9 empty] | No | Not Applicable | Not Applicable | Residential Water Heating | Water Heating.Electric | 6 | 6 |  |  |  | 238-44422-00 |  |  |  | 238-39699-00 | [6 empty] | Electric | Electric Resistance | 240/208 | 1 |  | Indoor |  | Floor Mounted |  | No | Not Applicable | 150 | Not Applicable |  |  |  | 0.75 | No | [7 empty] | 4.5/3.5 kW |  |  |  | 55 |  | 21/16 | On/Off | Not Applicable | [6 empty] | 142 | 24.0625 | 23.875 | 61.3125 | 148 | 596 | 23 | 56.9375 |  |  |  |  | 58.1875 |  |  | 8 |  |  |  |  | 58.1875 | [8 empty] | 1 | 104 | 100 | UL174 | Yes | No | Yes | No | Not Applicable | 238-45688-00 |  |  |  | 238-45684-00 | 10332 | RES ELEC
RE255T6-1NCWW-506 | RE255T | Bradford White | 671632331673 | Active | The ""-506"" indicates that this SKU comes with an A420 Aluminum Anode Rod. | [9 empty] | No | Not Applicable | Not Applicable | Residential Water Heating | Water Heating.Electric | 6 | 6 |  |  |  | 238-44422-00 |  |  |  | 238-39699-00 | [6 empty] | Electric | Electric Resistance | 240/208 | 1 |  | Indoor |  | Floor Mounted |  | No | Not Applicable | 150 | Not Applicable |  |  |  | 0.75 | No | [7 empty] | 4.5/3.5 kW |  | 75 | 0.93 | 55 | 55 | 21/16 | On/Off | Not Applicable | [6 empty] | 142 | 24.0625 | 23.875 | 61.3125 | 148 | 596 | 23 | 56.9375 |  |  |  |  | 58.1875 |  |  | 8 |  |  |  |  | 58.1875 | [8 empty] | 1 | 104 | 100 | UL174 | Yes | Yes | Yes | No | Not Applicable | [5 empty] | 10332 | RES ELEC | 207335329
RE255T6-1NCWW-506-284 | RE255T | Bradford White | 671632331642 | Active | The ""-284"" indicates that this SKU comes with an Incoloy Element. | The ""-506"" indicates that this SKU comes with an A420 Aluminum Anode Rod. | [8 empty] | No | Not Applicable | Not Applicable | Residential Water Heating | Water Heating.Electric | 6 | 6 |  |  |  | 238-44422-00 |  |  |  | 238-39699-00 | [6 empty] | Electric | Electric Resistance | 240/208 | 1 |  | Indoor |  | Floor Mounted |  | No | Not Applicable | 150 | Not Applicable |  |  |  | 0.75 | No | [7 empty] | 4.5/3.5 kW |  | 75 | 0.93 | 55 | 55 | 21/16 | On/Off | Not Applicable | [6 empty] | 142 | 24.0625 | 23.875 | 61.3125 | 148 | 596 | 23 | 56.9375 |  |  |  |  | 58.1875 |  |  | 8 |  |  |  |  | 58.1875 | [8 empty] | 1 | 104 | 100 | UL174 | Yes | Yes | Yes | No | Not Applicable | [5 empty] | 10332 | RES ELEC | 207335329
RE255T6-1NCYY | RE255T | Bradford White | 671632558933 | Active | [10 empty] | No | Not Applicable | Not Applicable | Residential Water Heating | Water Heating.Electric | 6 | 6 |  |  |  | 238-44422-00 |  |  |  | 238-39699-00 | [6 empty] | Electric | Electric Resistance | 240/208 | 1 |  | Indoor |  | Floor Mounted |  | No | Not Applicable | 150 | Not Applicable |  |  |  | 0.75 | No | [7 empty] | 5.5/4 kW |  | 75 | 0.93 | 55 | 55 | 25/18 | On/Off | Not Applicable | [6 empty] | 142 | 24.0625 | 23.875 | 61.3125 | 148 | 596 | 23 | 56.9375 |  |  |  |  | 58.1875 |  |  | 8 |  |  |  |  | 58.1875 | [8 empty] | 1 | 104 | 100 | UL1453 | Yes | Yes | Yes | No | Not Applicable | [5 empty] | 10332 | RES ELEC | 207335329
RE255T6-1NCZZ | RE255T | Bradford White | 671632331659 | Active | [10 empty] | No | Not Applicable | Not Applicable | Residential Water Heating | Water Heating.Electric | 6 | 6 |  |  |  | 238-44422-00 |  |  |  | 238-39699-00 | [6 empty] | Electric | Electric Resistance | 240/208 | 1 |  | Indoor |  | Floor Mounted |  | No | Not Applicable | 150 | Not Applicable |  |  |  | 0.75 | No | [7 empty] | 6/4.5 kW |  | 75 | 0.93 | 55 | 55 | 28/21 | On/Off | Not Applicable | [6 empty] | 142 | 24.0625 | 23.875 | 61.3125 | 148 | 596 | 23 | 56.9375 |  |  |  |  | 58.1875 |  |  | 8 |  |  |  |  | 58.1875 | [8 empty] | 1 | 104 | 100 | UL174 | Yes | Yes | Yes | No | Not Applicable | [5 empty] | 10332 | RES ELEC | 207335329
RE255T6-1NCZZ-264 | RE255T | Bradford White | 671632331710 | Active | The ""-264"" indicates that this SKU comes with an Aluminum Anode Rod. | [9 empty] | No | Not Applicable | Not Applicable | Residential Water Heating | Water Heating.Electric | 6 | 6 |  |  |  | 238-44422-00 |  |  |  | 238-39699-00 | [6 empty] | Electric | Electric Resistance | 240/208 | 1 |  | Indoor |  | Floor Mounted |  | No | Not Applicable | 150 | Not Applicable |  |  |  | 0.75 | No | [7 empty] | 6/4.5 kW |  | 75 | 0.93 | 55 | 55 | 28/21 | On/Off | Not Applicable | [6 empty] | 142 | 24.0625 | 23.875 | 61.3125 | 148 | 596 | 23 | 56.9375 |  |  |  |  | 58.1875 |  |  | 8 |  |  |  |  | 58.1875 | [8 empty] | 1 | 104 | 100 | UL174 | Yes | Yes | Yes | No | Not Applicable | [5 empty] | 10332 | RES ELEC | 207335329
RE255T6-1NCZZ-284 | RE255T | Bradford White | 671632627318 | Active | The ""-284"" indicates that this SKU comes with an Incoloy Element. | [9 empty] | No | Not Applicable | Not Applicable | Residential Water Heating | Water Heating.Electric | 6 | 6 |  |  |  | 238-44422-00 |  |  |  | 238-39699-00 | [6 empty] | Electric | Electric Resistance | 240/208 | 1 |  | Indoor |  | Floor Mounted |  | No | Not Applicable | 150 | Not Applicable |  |  |  | 0.75 | No | [7 empty] | 6/4.5 kW |  | 75 | 0.93 | 55 | 55 | 28/21 | On/Off | Not Applicable | [6 empty] | 142 | 24.0625 | 23.875 | 61.3125 | 148 | 596 | 23 | 56.9375 |  |  |  |  | 58.1875 |  |  | 8 |  |  |  |  | 58.1875 | [8 empty] | 1 | 104 | 100 | UL1453 | Yes | Yes | Yes | No | Not Applicable | [5 empty] | 10332 | RES ELEC | 207335329
RE255T6-1NCZZ-458 | RE255T | Bradford White | 671632580897 | Active | The ""-458"" indicates that this SKU was designed and certified for Installation in Canada. | [9 empty] | No | Not Applicable | Not Applicable | Residential Water Heating | Water Heating.Electric | 6 | 6 |  |  |  | 238-44422-00 |  |  |  | 238-39699-00 | [6 empty] | Electric | Electric Resistance | 240/208 | 1 |  | Indoor |  | Floor Mounted |  | No | Not Applicable | 150 | Not Applicable |  |  |  | 0.75 | No | [7 empty] | 6/4.5 kW |  |  |  | 55 |  | 28/21 | On/Off | Not Applicable | [6 empty] | 142 | 24.0625 | 23.875 | 61.3125 | 148 | 596 | 23 | 56.9375 |  |  |  |  | 58.1875 |  |  | 8 |  |  |  |  | 58.1875 | [8 empty] | 1 | 104 | 100 | UL1453 | Yes | No | Yes | No | Not Applicable | 238-45688-00 |  |  |  | 238-45684-00 | 10332 | RES ELEC
RE255T6-1NHZZ | RE255T | Bradford White | 671632651238 | Active | [10 empty] | No | Not Applicable | Not Applicable | Residential Water Heating | Water Heating.Electric | 6 | 6 |  |  |  | 238-44422-00 |  |  |  | 238-39699-00 | [6 empty] | Electric | Electric Resistance | 480 | 1 |  | Indoor |  | Floor Mounted |  | No | Not Applicable | 150 | Not Applicable |  |  |  | 0.75 | No | [7 empty] | 6 kW |  | 75 | 0.93 | 55 | 55 | 28 | On/Off | Not Applicable | [6 empty] | 142 | 24.0625 | 23.875 | 61.3125 | 148 | 596 | 23 | 56.9375 |  |  |  |  | 58.1875 |  |  | 8 |  |  |  |  | 58.1875 | [8 empty] | 1 | 104 | 100 | UL1453 | Yes | Yes | Yes | No | Not Applicable | [5 empty] | 10332 | RES ELEC | 207335329
RE255T6-1NLXX | RE255T | Bradford White | 671632580446 | Active | [10 empty] | No | Not Applicable | Not Applicable | Residential Water Heating | Water Heating.Electric | 6 | 6 |  |  |  | 238-44422-00 |  |  |  | 238-39699-00 | [6 empty] | Electric | Electric Resistance | 208 | 1 |  | Indoor |  | Floor Mounted |  | No | Not Applicable | 150 | Not Applicable |  |  |  | 0.75 | No | [7 empty] | 5 kW |  | 75 | 0.93 | 55 | 55 | 23 | On/Off | Not Applicable | [6 empty] | 142 | 24.0625 | 23.875 | 61.3125 | 148 | 596 | 23 | 56.9375 |  |  |  |  | 58.1875 |  |  | 8 |  |  |  |  | 58.1875 | [8 empty] | 1 | 104 | 100 | UL1453 | Yes | Yes | Yes | No | Not Applicable | [5 empty] | 10332 | RES ELEC | 207335329
RE255T6-1NLYY | RE255T | Bradford White | 671632580873 | Active | [10 empty] | No | Not Applicable | Not Applicable | Residential Water Heating | Water Heating.Electric | 6 | 6 |  |  |  | 238-44422-00 |  |  |  | 238-39699-00 | [6 empty] | Electric | Electric Resistance | 208 | 1 |  | Indoor |  | Floor Mounted |  | No | Not Applicable | 150 | Not Applicable |  |  |  | 0.75 | No | [7 empty] | 5.5 kW |  | 75 | 0.93 | 55 | 55 | 25 | On/Off | Not Applicable | [6 empty] | 142 | 24.0625 | 23.875 | 61.3125 | 148 | 596 | 23 | 56.9375 |  |  |  |  | 58.1875 |  |  | 8 |  |  |  |  | 58.1875 | [8 empty] | 1 | 104 | 100 | UL1453 | Yes | Yes | Yes | No | Not Applicable | [5 empty] | 10332 | RES ELEC | 207335329
RE255T6-1NLYY-264 | RE255T | Bradford White | 671632681181 | Active | The ""-264"" indicates that this SKU comes with an Aluminum Anode Rod. | [9 empty] | No | Not Applicable | Not Applicable | Residential Water Heating | Water Heating.Electric | 6 | 6 |  |  |  | 238-44422-00 |  |  |  | 238-39699-00 | [6 empty] | Electric | Electric Resistance | 208 | 1 |  | Indoor |  | Floor Mounted |  | No | Not Applicable | 150 | Not Applicable |  |  |  | 0.75 | No | [7 empty] | 5.5 kW |  | 75 | 0.93 | 55 | 55 | 25 | On/Off | Not Applicable | [6 empty] | 142 | 24.0625 | 23.875 | 61.3125 | 148 | 596 | 23 | 56.9375 |  |  |  |  | 58.1875 |  |  | 8 |  |  |  |  | 58.1875 | [8 empty] | 1 | 104 | 100 | UL1453 | Yes | Yes | Yes | No | Not Applicable | [5 empty] | 10332 | RES ELEC | 207335329
RE255T6-1NLZZ | RE255T | Bradford White | 671632567744 | Active | [10 empty] | No | Not Applicable | Not Applicable | Residential Water Heating | Water Heating.Electric | 6 | 6 |  |  |  | 238-44422-00 |  |  |  | 238-39699-00 | [6 empty] | Electric | Electric Resistance | 208 | 1 |  | Indoor |  | Floor Mounted |  | No | Not Applicable | 150 | Not Applicable |  |  |  | 0.75 | No | [7 empty] | 6 kW |  | 75 | 0.93 | 55 | 55 | 28 | On/Off | Not Applicable | [6 empty] | 142 | 24.0625 | 23.875 | 61.3125 | 148 | 596 | 23 | 56.9375 |  |  |  |  | 58.1875 |  |  | 8 |  |  |  |  | 58.1875 | [8 empty] | 1 | 104 | 100 | UL1453 | Yes | Yes | Yes | No | Not Applicable | [5 empty] | 10332 | RES ELEC | 207335329
RE255T6-1NLZZ-264 | RE255T | Bradford White | 671632645169 | Active | The ""-264"" indicates that this SKU comes with an Aluminum Anode Rod. | [9 empty] | No | Not Applicable | Not Applicable | Residential Water Heating | Water Heating.Electric | 6 | 6 |  |  |  | 238-44422-00 |  |  |  | 238-39699-00 | [6 empty] | Electric | Electric Resistance | 208 | 1 |  | Indoor |  | Floor Mounted |  | No | Not Applicable | 150 | Not Applicable |  |  |  | 0.75 | No | [7 empty] | 6 kW |  | 75 | 0.93 | 55 | 55 | 28 | On/Off | Not Applicable | [6 empty] | 142 | 24.0625 | 23.875 | 61.3125 | 148 | 596 | 23 | 56.9375 |  |  |  |  | 58.1875 |  |  | 8 |  |  |  |  | 58.1875 | [8 empty] | 1 | 104 | 100 | UL1453 | Yes | Yes | Yes | No | Not Applicable | [5 empty] | 10332 | RES ELEC | 207335329
RE255T6-1SCWW | RE255T | Bradford White | 671632331727 | Active | [10 empty] | No | Not Applicable | Not Applicable | Residential Water Heating | Water Heating.Electric | 6 | 6 |  |  |  | 238-44422-00 |  |  |  | 238-39699-00 | [6 empty] | Electric | Electric Resistance | 240/208 | 1 |  | Indoor |  | Floor Mounted |  | No | Not Applicable | 150 | Not Applicable |  |  |  | 0.75 | No | [7 empty] | 9/7 kW |  | 75 | 0.93 | 55 | 55 | 41/32 | On/Off | Not Applicable | [6 empty] | 142 | 24.0625 | 23.875 | 61.3125 | 148 | 596 | 23 | 56.9375 |  |  |  |  | 58.1875 |  |  | 8 |  |  |  |  | 58.1875 | [8 empty] | 1 | 104 | 100 | UL174 | Yes | Yes | Yes | No | Not Applicable | [5 empty] | 10332 | RES ELEC | 207335329
RE255T6-1SCWW-264 | RE255T | Bradford White | 671632653140 | Active | The ""-264"" indicates that this SKU comes with an Aluminum Anode Rod. | [9 empty] | No | Not Applicable | Not Applicable | Residential Water Heating | Water Heating.Electric | 6 | 6 |  |  |  | 238-44422-00 |  |  |  | 238-39699-00 | [6 empty] | Electric | Electric Resistance | 240/208 | 1 |  | Indoor |  | Floor Mounted |  | No | Not Applicable | 150 | Not Applicable |  |  |  | 0.75 | No | [7 empty] | 9/7 kW |  | 75 | 0.93 | 55 | 55 | 41/32 | On/Off | Not Applicable | [6 empty] | 142 | 24.0625 | 23.875 | 61.3125 | 148 | 596 | 23 | 56.9375 |  |  |  |  | 58.1875 |  |  | 8 |  |  |  |  | 58.1875 | [8 empty] | 1 | 104 | 100 | UL1453 | Yes | Yes | Yes | No | Not Applicable | [5 empty] | 10332 | RES ELEC | 207335329
RE255T6-1SCYY | RE255T | Bradford White | 671632570324 | Active | [10 empty] | No | Not Applicable | Not Applicable | Residential Water Heating | Water Heating.Electric | 6 | 6 |  |  |  | 238-44422-00 |  |  |  | 238-39699-00 | [6 empty] | Electric | Electric Resistance | 240/208 | 1 |  | Indoor |  | Floor Mounted |  | No | Not Applicable | 150 | Not Applicable |  |  |  | 0.75 | No | [7 empty] | 11/8 kW |  | 75 | 0.93 | 55 | 55 | 51/37 | On/Off | Not Applicable | [6 empty] | 142 | 24.0625 | 23.875 | 61.3125 | 148 | 596 | 23 | 56.9375 |  |  |  |  | 58.1875 |  |  | 8 |  |  |  |  | 58.1875 | [8 empty] | 1 | 104 | 100 | UL1453 | Yes | Yes | Yes | No | Not Applicable | [5 empty] | 10332 | RES ELEC | 207335329
RE255T6-1SCYY-458 | RE255T | Bradford White | 671632619627 | Active | The ""-458"" indicates that this SKU was designed and certified for Installation in Canada. | [9 empty] | No | Not Applicable | Not Applicable | Residential Water Heating | Water Heating.Electric | 6 | 6 |  |  |  | 238-44422-00 |  |  |  | 238-39699-00 | [6 empty] | Electric | Electric Resistance | 240/208 | 1 |  | Indoor |  | Floor Mounted |  | No | Not Applicable | 150 | Not Applicable |  |  |  | 0.75 | No | [7 empty] | 11/8 kW |  |  |  | 55 |  | 51/37 | On/Off | Not Applicable | [6 empty] | 142 | 24.0625 | 23.875 | 61.3125 | 148 | 596 | 23 | 56.9375 |  |  |  |  | 58.1875 |  |  | 8 |  |  |  |  | 58.1875 | [8 empty] | 1 | 104 | 100 | UL1453 | Yes | No | Yes | No | Not Applicable | 238-45688-00 |  |  |  | 238-45684-00 | 10332 | RES ELEC
RE255T6-1SCYY-458-284 | RE255T | Bradford White | 671632621750 | Active | The ""-284"" indicates that this SKU comes with an Incoloy Element. | The ""-458"" indicates that this SKU was designed and certified for Installation in Canada. | [8 empty] | No | Not Applicable | Not Applicable | Residential Water Heating | Water Heating.Electric | 6 | 6 |  |  |  | 238-44422-00 |  |  |  | 238-39699-00 | [6 empty] | Electric | Electric Resistance | 240/208 | 1 |  | Indoor |  | Floor Mounted |  | No | Not Applicable | 150 | Not Applicable |  |  |  | 0.75 | No | [7 empty] | 11/8 kW |  |  |  | 55 |  | 51/37 | On/Off | Not Applicable | [6 empty] | 142 | 24.0625 | 23.875 | 61.3125 | 148 | 596 | 23 | 56.9375 |  |  |  |  | 58.1875 |  |  | 8 |  |  |  |  | 58.1875 | [8 empty] | 1 | 104 | 100 | UL1453 | Yes | No | Yes | No | Not Applicable | 238-45688-00 |  |  |  | 238-45684-00 | 10332 | RES ELEC
RE255T6-1SCZZ | RE255T | Bradford White | 671632651726 | Active | [10 empty] | No | Not Applicable | Not Applicable | Residential Water Heating | Water Heating.Electric | 6 | 6 |  |  |  | 238-44422-00 |  |  |  | 238-39699-00 | [6 empty] | Electric | Electric Resistance | 240/208 | 1 |  | Indoor |  | Floor Mounted |  | No | Not Applicable | 150 | Not Applicable |  |  |  | 0.75 | No | [7 empty] | 12/9 kW |  | 75 | 0.93 | 55 | 55 | 55/41 | On/Off | Not Applicable | [6 empty] | 142 | 24.0625 | 23.875 | 61.3125 | 148 | 596 | 23 | 56.9375 |  |  |  |  | 58.1875 |  |  | 8 |  |  |  |  | 58.1875 | [8 empty] | 1 | 104 | 100 | UL1453 | Yes | Yes | Yes | No | Not Applicable | [5 empty] | 10332 | RES ELEC | 207335329
RE255T6-1SCZZ-264 | RE255T | Bradford White | 671632651863 | Active | The ""-264"" indicates that this SKU comes with an Aluminum Anode Rod. | [9 empty] | No | Not Applicable | Not Applicable | Residential Water Heating | Water Heating.Electric | 6 | 6 |  |  |  | 238-44422-00 |  |  |  | 238-39699-00 | [6 empty] | Electric | Electric Resistance | 240/208 | 1 |  | Indoor |  | Floor Mounted |  | No | Not Applicable | 150 | Not Applicable |  |  |  | 0.75 | No | [7 empty] | 12/9 kW |  | 75 | 0.93 | 55 | 55 | 55/41 | On/Off | Not Applicable | [6 empty] | 142 | 24.0625 | 23.875 | 61.3125 | 148 | 596 | 23 | 56.9375 |  |  |  |  | 58.1875 |  |  | 8 |  |  |  |  | 58.1875 | [8 empty] | 1 | 104 | 100 | UL1453 | Yes | Yes | Yes | No | Not Applicable | [5 empty] | 10332 | RES ELEC | 207335329
RE255T6-1SCZZ-458 | RE255T | Bradford White | 671632640720 | Active | The ""-458"" indicates that this SKU was designed and certified for Installation in Canada. | [9 empty] | No | Not Applicable | Not Applicable | Residential Water Heating | Water Heating.Electric | 6 | 6 |  |  |  | 238-44422-00 |  |  |  | 238-39699-00 | [6 empty] | Electric | Electric Resistance | 240/208 | 1 |  | Indoor |  | Floor Mounted |  | No | Not Applicable | 150 | Not Applicable |  |  |  | 0.75 | No | [7 empty] | 12/9 kW |  |  |  | 55 |  | 55/41 | On/Off | Not Applicable | [6 empty] | 142 | 24.0625 | 23.875 | 61.3125 | 148 | 596 | 23 | 56.9375 |  |  |  |  | 58.1875 |  |  | 8 |  |  |  |  | 58.1875 | [8 empty] | 1 | 104 | 100 | UL1453 | Yes | No | Yes | No | Not Applicable | 238-45688-00 |  |  |  | 238-45684-00 | 10332 | RES ELEC
RE255T6-1SLWW | RE255T | Bradford White | 671632613731 | Active | [10 empty] | No | Not Applicable | Not Applicable | Residential Water Heating | Water Heating.Electric | 6 | 6 |  |  |  | 238-44422-00 |  |  |  | 238-39699-00 | [6 empty] | Electric | Electric Resistance | 208 | 1 |  | Indoor |  | Floor Mounted |  | No | Not Applicable | 150 | Not Applicable |  |  |  | 0.75 | No | [7 empty] | 9 kW |  | 75 | 0.93 | 55 | 55 | 41 | On/Off | Not Applicable | [6 empty] | 142 | 24.0625 | 23.875 | 61.3125 | 148 | 596 | 23 | 56.9375 |  |  |  |  | 58.1875 |  |  | 8 |  |  |  |  | 58.1875 | [8 empty] | 1 | 104 | 100 | UL1453 | Yes | Yes | Yes | No | Not Applicable | [5 empty] | 10332 | RES ELEC | 207335329
RE255T6-1SLWW-264 | RE255T | Bradford White | 671632561469 | Active | The ""-264"" indicates that this SKU comes with an Aluminum Anode Rod. | [9 empty] | No | Not Applicable | Not Applicable | Residential Water Heating | Water Heating.Electric | 6 | 6 |  |  |  | 238-44422-00 |  |  |  | 238-39699-00 | [6 empty] | Electric | Electric Resistance | 208 | 1 |  | Indoor |  | Floor Mounted |  | No | Not Applicable | 150 | Not Applicable |  |  |  | 0.75 | No | [7 empty] | 9 kW |  | 75 | 0.93 | 55 | 55 | 41 | On/Off | Not Applicable | [6 empty] | 142 | 24.0625 | 23.875 | 61.3125 | 148 | 596 | 23 | 56.9375 |  |  |  |  | 58.1875 |  |  | 8 |  |  |  |  | 58.1875 | [8 empty] | 1 | 104 | 100 | UL1453 | Yes | Yes | Yes | No | Not Applicable | [5 empty] | 10332 | RES ELEC | 207335329
RE255T6-1SLXX | RE255T | Bradford White | 671632558629 | Active | [10 empty] | No | Not Applicable | Not Applicable | Residential Water Heating | Water Heating.Electric | 6 | 6 |  |  |  | 238-44422-00 |  |  |  | 238-39699-00 | [6 empty] | Electric | Electric Resistance | 208 | 1 |  | Indoor |  | Floor Mounted |  | No | Not Applicable | 150 | Not Applicable |  |  |  | 0.75 | No | [7 empty] | 10 kW |  | 75 | 0.93 | 55 | 55 | 46 | On/Off | Not Applicable | [6 empty] | 142 | 24.0625 | 23.875 | 61.3125 | 148 | 596 | 23 | 56.9375 |  |  |  |  | 58.1875 |  |  | 8 |  |  |  |  | 58.1875 | [8 empty] | 1 | 104 | 100 | UL1453 | Yes | Yes | Yes | No | Not Applicable | [5 empty] | 10332 | RES ELEC | 207335329
RE255T6-1SLYY | RE255T | Bradford White | 671632641246 | Active | [10 empty] | No | Not Applicable | Not Applicable | Residential Water Heating | Water Heating.Electric | 6 | 6 |  |  |  | 238-44422-00 |  |  |  | 238-39699-00 | [6 empty] | Electric | Electric Resistance | 208 | 1 |  | Indoor |  | Floor Mounted |  | No | Not Applicable | 150 | Not Applicable |  |  |  | 0.75 | No | [7 empty] | 11 kW |  | 75 | 0.93 | 55 | 55 | 51 | On/Off | Not Applicable | [6 empty] | 142 | 24.0625 | 23.875 | 61.3125 | 148 | 596 | 23 | 56.9375 |  |  |  |  | 58.1875 |  |  | 8 |  |  |  |  | 58.1875 | [8 empty] | 1 | 104 | 100 | UL1453 | Yes | Yes | Yes | No | Not Applicable | [5 empty] | 10332 | RES ELEC | 207335329
RE255T6-3NLYY | RE255T | Bradford White | 671632650415 | Active | [10 empty] | No | Not Applicable | Not Applicable | Residential Water Heating | Water Heating.Electric | 6 | 6 |  |  |  | 238-44422-00 |  |  |  | 238-39699-00 | [6 empty] | Electric | Electric Resistance | 208 | 3 |  | Indoor |  | Floor Mounted |  | No | Not Applicable | 150 | Not Applicable |  |  |  | 0.75 | No | [7 empty] | 5.5 kW |  | 75 | 0.93 | 55 | 55 | 25 | On/Off | Not Applicable | [6 empty] | 142 | 24.0625 | 23.875 | 61.3125 | 148 | 596 | 23 | 56.9375 |  |  |  |  | 58.1875 |  |  | 8 |  |  |  |  | 58.1875 | [8 empty] | 1 | 104 | 100 | UL1453 | Yes | Yes | Yes | No | Not Applicable | [5 empty] | 10332 | RES ELEC | 207335329
RE255T6-3SCZZ | RE255T | Bradford White | 671632651085 | Active | [10 empty] | No | Not Applicable | Not Applicable | Residential Water Heating | Water Heating.Electric | 6 | 6 |  |  |  | 238-44422-00 |  |  |  | 238-39699-00 | [6 empty] | Electric | Electric Resistance | 240/208 | 3 |  | Indoor |  | Floor Mounted |  | No | Not Applicable | 150 | Not Applicable |  |  |  | 0.75 | No | [7 empty] | 12/9 kW |  | 75 | 0.93 | 55 | 55 | 55/41 | On/Off | Not Applicable | [6 empty] | 142 | 24.0625 | 23.875 | 61.3125 | 148 | 596 | 23 | 56.9375 |  |  |  |  | 58.1875 |  |  | 8 |  |  |  |  | 58.1875 | [8 empty] | 1 | 104 | 100 | UL1453 | Yes | Yes | Yes | No | Not Applicable | [5 empty] | 10332 | RES ELEC | 207335329
RE255T6-3SHXX | RE255T | Bradford White | 671632573530 | Active | [10 empty] | No | Not Applicable | Not Applicable | Residential Water Heating | Water Heating.Electric | 6 | 6 |  |  |  | 238-44422-00 |  |  |  | 238-39699-00 | [6 empty] | Electric | Electric Resistance | 480 | 3 |  | Indoor |  | Floor Mounted |  | No | Not Applicable | 150 | Not Applicable |  |  |  | 0.75 | No | [7 empty] | 10 kW |  | 75 | 0.93 | 55 | 55 | 46 | On/Off | Not Applicable | [6 empty] | 142 | 24.0625 | 23.875 | 61.3125 | 148 | 596 | 23 | 56.9375 |  |  |  |  | 58.1875 |  |  | 8 |  |  |  |  | 58.1875 | [8 empty] | 1 | 104 | 100 | UL1453 | Yes | Yes | Yes | No | Not Applicable | [5 empty] | 10332 | RES ELEC | 207335329
RE255T6-3SLYY | RE255T | Bradford White | 671632650422 | Active | [10 empty] | No | Not Applicable | Not Applicable | Residential Water Heating | Water Heating.Electric | 6 | 6 |  |  |  | 238-44422-00 |  |  |  | 238-39699-00 | [6 empty] | Electric | Electric Resistance | 208 | 3 |  | Indoor |  | Floor Mounted |  | No | Not Applicable | 150 | Not Applicable |  |  |  | 0.75 | No | [7 empty] | 11 kW |  | 75 | 0.93 | 55 | 55 | 51 | On/Off | Not Applicable | [6 empty] | 142 | 24.0625 | 23.875 | 61.3125 | 148 | 596 | 23 | 56.9375 |  |  |  |  | 58.1875 |  |  | 8 |  |  |  |  | 58.1875 | [8 empty] | 1 | 104 | 100 | UL1453 | Yes | Yes | Yes | No | Not Applicable | [5 empty] | 10332 | RES ELEC | 207335329
RE265T10-1NCWW-458 | RE265T | Bradford White | 671632569359 | Active | The ""-458"" indicates that this SKU was designed and certified for Installation in Canada. | [9 empty] | No | Not Applicable | Not Applicable | Residential Water Heating | Water Heating.Electric | 10 | 6 |  |  |  | 238-44422-00 |  |  |  | 238-39699-00 | [6 empty] | Electric | Electric Resistance | 240/208 | 1 |  | Indoor |  | Floor Mounted |  | No | Not Applicable | 150 | Not Applicable |  |  |  | 0.75 | No | [7 empty] | 4.5/3.5 kW |  |  |  | 61 |  | 21/16 | On/Off | Not Applicable | [6 empty] | 160 | 23 | 23 | 64.375 | 166 | 663 | 22 | 59.5625 |  |  |  |  | 21 |  |  | 8 |  |  |  |  | 61.8125 | [8 empty] | 1 | 108 | 104 | UL1453 | Yes | No | Yes | No | Not Applicable | 238-45688-00 |  |  |  | 238-45684-00 | 10332 | RES ELEC
RE265T6-1NCPP-458 | RE265T | Bradford White | 671632827756 | Active | The ""-458"" indicates that this SKU was designed and certified for Installation in Canada. | [9 empty] | No | Not Applicable | Not Applicable | Residential Water Heating | Water Heating.Electric | 6 | 6 |  |  |  | 238-44422-00 |  |  |  | 238-39699-00 | [6 empty] | Electric | Electric Resistance | 240 | 1 |  | Indoor |  | Floor Mounted |  | No | Not Applicable | 150 | Not Applicable |  |  |  | 0.75 | No | [7 empty] | 3 kW |  |  |  | 61 |  | 14 | On/Off | Not Applicable | [6 empty] | 160 | 23 | 23 | 64.375 | 166 | 663 | 22 | 59.5625 |  |  |  |  | 21 |  |  | 8 |  |  |  |  | 61.8125 | [8 empty] | 1 | 108 | 104 | UL1453 | Yes | No | Yes | No | Not Applicable | 238-45688-00 |  |  |  | 238-45684-00 | 10332 | RES ELEC
RE265T6-1NCRR-458 | RE265T | Bradford White | 671632903313 | Active | The ""-458"" indicates that this SKU was designed and certified for Installation in Canada. | [9 empty] | No | Not Applicable | Not Applicable | Residential Water Heating | Water Heating.Electric | 6 | 6 |  |  |  | 238-44422-00 |  |  |  | 238-39699-00 | [6 empty] | Electric | Electric Resistance | 240/208 | 1 |  | Indoor |  | Floor Mounted |  | No | Not Applicable | 150 | Not Applicable |  |  |  | 0.75 | No | [7 empty] | 3.5/2.5 kW |  |  |  | 61 |  | 16/11 | On/Off | Not Applicable | [6 empty] | 160 | 23 | 23 | 64.375 | 166 | 663 | 22 | 59.5625 |  |  |  |  | 21 |  |  | 8 |  |  |  |  | 61.8125 | [8 empty] | 1 | 108 | 104 | UL1453 | Yes | No | Yes | No | Not Applicable | 238-45688-00 |  |  |  | 238-45684-00 | 10332 | RES ELEC
RE265T6-1NCSS-458 | RE265T | Bradford White | 671632817290 | Active | The ""-458"" indicates that this SKU was designed and certified for Installation in Canada. | [9 empty] | No | Not Applicable | Not Applicable | Residential Water Heating | Water Heating.Electric | 6 | 6 |  |  |  | 238-44422-00 |  |  |  | 238-39699-00 | [6 empty] | Electric | Electric Resistance | 240 | 1 |  | Indoor |  | Floor Mounted |  | No | Not Applicable | 150 | Not Applicable |  |  |  | 0.75 | No | [7 empty] | 3.8 kW |  |  |  | 61 |  | 17 | On/Off | Not Applicable | [6 empty] | 160 | 23 | 23 | 64.375 | 166 | 663 | 22 | 59.5625 |  |  |  |  | 21 |  |  | 8 |  |  |  |  | 61.8125 | [8 empty] | 1 | 108 | 104 | UL1453 | Yes | No | Yes | No | Not Applicable | 238-45688-00 |  |  |  | 238-45684-00 | 10332 | RES ELEC
RE265T6-1NCTT-458 | RE265T | Bradford White | 671632904877 | Active | The ""-458"" indicates that this SKU was designed and certified for Installation in Canada. | [9 empty] | No | Not Applicable | Not Applicable | Residential Water Heating | Water Heating.Electric | 6 | 6 |  |  |  | 238-44422-00 |  |  |  | 238-39699-00 | [6 empty] | Electric | Electric Resistance | 240/208 | 1 |  | Indoor |  | Floor Mounted |  | No | Not Applicable | 150 | Not Applicable |  |  |  | 0.75 | No | [7 empty] | 4/3 kW |  |  |  | 61 |  | 18/14 | On/Off | Not Applicable | [6 empty] | 160 | 23 | 23 | 64.375 | 166 | 663 | 22 | 59.5625 |  |  |  |  | 21 |  |  | 8 |  |  |  |  | 61.8125 | [8 empty] | 1 | 108 | 104 | UL1453 | Yes | No | Yes | No | Not Applicable | 238-45688-00 |  |  |  | 238-45684-00 | 10332 | RES ELEC
RE265T6-1NCWW-458 | RE265T | Bradford White | 671632798186 | Active | The ""-458"" indicates that this SKU was designed and certified for Installation in Canada. | [9 empty] | No | Not Applicable | Not Applicable | Residential Water Heating | Water Heating.Electric | 6 | 6 |  |  |  | 238-44422-00 |  |  |  | 238-39699-00 | [6 empty] | Electric | Electric Resistance | 240/208 | 1 |  | Indoor |  | Floor Mounted |  | No | Not Applicable | 150 | Not Applicable |  |  |  | 0.75 | No | [7 empty] | 4.5/3.5 kW |  |  |  | 61 |  | 21/16 | On/Off | Not Applicable | [6 empty] | 160 | 23 | 23 | 64.375 | 166 | 663 | 22 | 59.5625 |  |  |  |  | 21 |  |  | 8 |  |  |  |  | 61.8125 | [8 empty] | 1 | 108 | 104 | UL1453 | Yes | No | Yes | No | Not Applicable | 238-45688-00 |  |  |  | 238-45684-00 | 10332 | RES ELEC
RE265T6-1NCYY-458 | RE265T | Bradford White | 671632640447 | Active | The ""-458"" indicates that this SKU was designed and certified for Installation in Canada. | [9 empty] | No | Not Applicable | Not Applicable | Residential Water Heating | Water Heating.Electric | 6 | 6 |  |  |  | 238-44422-00 |  |  |  | 238-39699-00 | [6 empty] | Electric | Electric Resistance | 240/208 | 1 |  | Indoor |  | Floor Mounted |  | No | Not Applicable | 150 | Not Applicable |  |  |  | 0.75 | No | [7 empty] | 5.5/4 kW |  |  |  | 61 |  | 25/18 | On/Off | Not Applicable | [6 empty] | 160 | 23 | 23 | 64.375 | 166 | 663 | 22 | 59.5625 |  |  |  |  | 21 |  |  | 8 |  |  |  |  | 61.8125 | [8 empty] | 1 | 108 | 104 | UL1453 | Yes | No | Yes | No | Not Applicable | 238-45688-00 |  |  |  | 238-45684-00 | 10332 | RES ELEC
RE265T6-1NCZZ-458 | RE265T | Bradford White | 671632141470 | Active | The ""-458"" indicates that this SKU was designed and certified for Installation in Canada. | [9 empty] | No | Not Applicable | Not Applicable | Residential Water Heating | Water Heating.Electric | 6 | 6 |  |  |  | 238-44422-00 |  |  |  | 238-39699-00 | [6 empty] | Electric | Electric Resistance | 240/208 | 1 |  | Indoor |  | Floor Mounted |  | No | Not Applicable | 150 | Not Applicable |  |  |  | 0.75 | No | [7 empty] | 6/4.5 kW |  |  |  | 61 |  | 28/21 | On/Off | Not Applicable | [6 empty] | 160 | 23 | 23 | 64.375 | 166 | 663 | 22 | 59.5625 |  |  |  |  | 21 |  |  | 8 |  |  |  |  | 61.8125 | [8 empty] | 1 | 108 | 104 | UL1453 | Yes | No | Yes | No | Not Applicable | 238-45688-00 |  |  |  | 238-45684-00 | 10332 | RES ELEC
RE265T6-1NLXX-458 | RE265T | Bradford White | 671632558575 | Active | The ""-458"" indicates that this SKU was designed and certified for Installation in Canada. | [9 empty] | No | Not Applicable | Not Applicable | Residential Water Heating | Water Heating.Electric | 6 | 6 |  |  |  | 238-44422-00 |  |  |  | 238-39699-00 | [6 empty] | Electric | Electric Resistance | 208 | 1 |  | Indoor |  | Floor Mounted |  | No | Not Applicable | 150 | Not Applicable |  |  |  | 0.75 | No | [7 empty] | 5 kW |  |  |  | 61 |  | 23 | On/Off | Not Applicable | [6 empty] | 160 | 23 | 23 | 64.375 | 166 | 663 | 22 | 59.5625 |  |  |  |  | 21 |  |  | 8 |  |  |  |  | 61.8125 | [8 empty] | 1 | 108 | 104 | UL1453 | Yes | No | Yes | No | Not Applicable | 238-45688-00 |  |  |  | 238-45684-00 | 10332 | RES ELEC
RE265T6-1NLYY-458 | RE265T | Bradford White | 671632895571 | Active | The ""-458"" indicates that this SKU was designed and certified for Installation in Canada. | [9 empty] | No | Not Applicable | Not Applicable | Residential Water Heating | Water Heating.Electric | 6 | 6 |  |  |  | 238-44422-00 |  |  |  | 238-39699-00 | [6 empty] | Electric | Electric Resistance | 208 | 1 |  | Indoor |  | Floor Mounted |  | No | Not Applicable | 150 | Not Applicable |  |  |  | 0.75 | No | [7 empty] | 5.5 kW |  |  |  | 61 |  | 25 | On/Off | Not Applicable | [6 empty] | 160 | 23 | 23 | 64.375 | 166 | 663 | 22 | 59.5625 |  |  |  |  | 21 |  |  | 8 |  |  |  |  | 61.8125 | [8 empty] | 1 | 108 | 104 | UL1453 | Yes | No | Yes | No | Not Applicable | 238-45688-00 |  |  |  | 238-45684-00 | 10332 | RES ELEC
RE265T6-1NLZZ-458 | RE265T | Bradford White | 671632126576 | Active | The ""-458"" indicates that this SKU was designed and certified for Installation in Canada. | [9 empty] | No | Not Applicable | Not Applicable | Residential Water Heating | Water Heating.Electric | 6 | 6 |  |  |  | 238-44422-00 |  |  |  | 238-39699-00 | [6 empty] | Electric | Electric Resistance | 208 | 1 |  | Indoor |  | Floor Mounted |  | No | Not Applicable | 150 | Not Applicable |  |  |  | 0.75 | No | [7 empty] | 6 kW |  |  |  | 61 |  | 28 | On/Off | Not Applicable | [6 empty] | 160 | 23 | 23 | 64.375 | 166 | 663 | 22 | 59.5625 |  |  |  |  | 21 |  |  | 8 |  |  |  |  | 61.8125 | [8 empty] | 1 | 108 | 104 | UL1453 | Yes | No | Yes | No | Not Applicable | 238-45688-00 |  |  |  | 238-45684-00 | 10332 | RES ELEC
RE265T6-1SCPP-458 | RE265T | Bradford White | 671632616534 | Active | The ""-458"" indicates that this SKU was designed and certified for Installation in Canada. | [9 empty] | No | Not Applicable | Not Applicable | Residential Water Heating | Water Heating.Electric | 6 | 6 |  |  |  | 238-44422-00 |  |  |  | 238-39699-00 | [6 empty] | Electric | Electric Resistance | 240 | 1 |  | Indoor |  | Floor Mounted |  | No | Not Applicable | 150 | Not Applicable |  |  |  | 0.75 | No | [7 empty] | 6 kW |  |  |  | 61 |  | 28 | On/Off | Not Applicable | [6 empty] | 160 | 23 | 23 | 64.375 | 166 | 663 | 22 | 59.5625 |  |  |  |  | 21 |  |  | 8 |  |  |  |  | 61.8125 | [8 empty] | 1 | 108 | 104 | UL1453 | Yes | No | Yes | No | Not Applicable | 238-45688-00 |  |  |  | 238-45684-00 | 10332 | RES ELEC
RE265T6-1SCWW-458 | RE265T | Bradford White | 671632827855 | Active | The ""-458"" indicates that this SKU was designed and certified for Installation in Canada. | [9 empty] | No | Not Applicable | Not Applicable | Residential Water Heating | Water Heating.Electric | 6 | 6 |  |  |  | 238-44422-00 |  |  |  | 238-39699-00 | [6 empty] | Electric | Electric Resistance | 240/208 | 1 |  | Indoor |  | Floor Mounted |  | No | Not Applicable | 150 | Not Applicable |  |  |  | 0.75 | No | [7 empty] | 9/7 kW |  |  |  | 61 |  | 41/32 | On/Off | Not Applicable | [6 empty] | 160 | 23 | 23 | 64.375 | 166 | 663 | 22 | 59.5625 |  |  |  |  | 21 |  |  | 8 |  |  |  |  | 61.8125 | [8 empty] | 1 | 108 | 104 | UL1453 | Yes | No | Yes | No | Not Applicable | 238-45688-00 |  |  |  | 238-45684-00 | 10332 | RES ELEC
RE265T6-1SCYY-458 | RE265T | Bradford White | 671632895984 | Active | The ""-458"" indicates that this SKU was designed and certified for Installation in Canada. | [9 empty] | No | Not Applicable | Not Applicable | Residential Water Heating | Water Heating.Electric | 6 | 6 |  |  |  | 238-44422-00 |  |  |  | 238-39699-00 | [6 empty] | Electric | Electric Resistance | 240/208 | 1 |  | Indoor |  | Floor Mounted |  | No | Not Applicable | 150 | Not Applicable |  |  |  | 0.75 | No | [7 empty] | 11/8 kW |  |  |  | 61 |  | 51/37 | On/Off | Not Applicable | [6 empty] | 160 | 23 | 23 | 64.375 | 166 | 663 | 22 | 59.5625 |  |  |  |  | 21 |  |  | 8 |  |  |  |  | 61.8125 | [8 empty] | 1 | 108 | 104 | UL1453 | Yes | No | Yes | No | Not Applicable | 238-45688-00 |  |  |  | 238-45684-00 | 10332 | RES ELEC
RE265T6-3NCWW-458 | RE265T | Bradford White | 671632574193 | Active | The ""-458"" indicates that this SKU was designed and certified for Installation in Canada. | [9 empty] | No | Not Applicable | Not Applicable | Residential Water Heating | Water Heating.Electric | 6 | 6 |  |  |  | 238-44422-00 |  |  |  | 238-39699-00 | [6 empty] | Electric | Electric Resistance | 240/208 | 3 |  | Indoor |  | Floor Mounted |  | No | Not Applicable | 150 | Not Applicable |  |  |  | 0.75 | No | [7 empty] | 4.5/3.5 kW |  |  |  | 61 |  | 21/16 | On/Off | Not Applicable | [6 empty] | 160 | 23 | 23 | 64.375 | 166 | 663 | 22 | 59.5625 |  |  |  |  | 21 |  |  | 8 |  |  |  |  | 61.8125 | [8 empty] | 1 | 108 | 104 | UL1453 | Yes | No | Yes | No | Not Applicable | 238-45688-00 |  |  |  | 238-45684-00 | 10332 | RES ELEC
RE265T8-1NCPP-458 | RE265T | Bradford White | 671632828791 | Active | The ""-458"" indicates that this SKU was designed and certified for Installation in Canada. | [9 empty] | No | Not Applicable | Not Applicable | Residential Water Heating | Water Heating.Electric | 8 | 6 |  |  |  | 238-44422-00 |  |  |  | 238-39699-00 | [6 empty] | Electric | Electric Resistance | 240 | 1 |  | Indoor |  | Floor Mounted |  | No | Not Applicable | 150 | Not Applicable |  |  |  | 0.75 | No | [7 empty] | 3 kW |  |  |  | 61 |  | 14 | On/Off | Not Applicable | [6 empty] | 160 | 23 | 23 | 64.375 | 166 | 663 | 22 | 59.5625 |  |  |  |  | 21 |  |  | 8 |  |  |  |  | 61.8125 | [8 empty] | 1 | 108 | 104 | UL1453 | Yes | No | Yes | No | Not Applicable | 238-45688-00 |  |  |  | 238-45684-00 | 10332 | RES ELEC
RE265T8-1NCSS-458 | RE265T | Bradford White | 671632829439 | Active | The ""-458"" indicates that this SKU was designed and certified for Installation in Canada. | [9 empty] | No | Not Applicable | Not Applicable | Residential Water Heating | Water Heating.Electric | 8 | 6 |  |  |  | 238-44422-00 |  |  |  | 238-39699-00 | [6 empty] | Electric | Electric Resistance | 240 | 1 |  | Indoor |  | Floor Mounted |  | No | Not Applicable | 150 | Not Applicable |  |  |  | 0.75 | No | [7 empty] | 3.8 kW |  |  |  | 61 |  | 17 | On/Off | Not Applicable | [6 empty] | 160 | 23 | 23 | 64.375 | 166 | 663 | 22 | 59.5625 |  |  |  |  | 21 |  |  | 8 |  |  |  |  | 61.8125 | [8 empty] | 1 | 108 | 104 | UL1453 | Yes | No | Yes | No | Not Applicable | 238-45688-00 |  |  |  | 238-45684-00 | 10332 | RES ELEC
RE265T8-1NCWW-458 | RE265T | Bradford White | 671632828517 | Active | The ""-458"" indicates that this SKU was designed and certified for Installation in Canada. | [9 empty] | No | Not Applicable | Not Applicable | Residential Water Heating | Water Heating.Electric | 8 | 6 |  |  |  | 238-44422-00 |  |  |  | 238-39699-00 | [6 empty] | Electric | Electric Resistance | 240/208 | 1 |  | Indoor |  | Floor Mounted |  | No | Not Applicable | 150 | Not Applicable |  |  |  | 0.75 | No | [7 empty] | 4.5/3.5 kW |  |  |  | 61 |  | 21/16 | On/Off | Not Applicable | [6 empty] | 160 | 22.38 | 22.38 | 64.13 | 166 | 663 | 22 | 59.5625 |  |  |  |  | 21 |  |  | 8 |  |  |  |  | 61.8125 | [8 empty] | 1 | Not Applicable | Not Applicable | UL1453 | Yes | No | Yes | No | Not Applicable | 238-45688-00 |  |  |  | 238-45684-00 | 10332 | RES ELEC
RE265T8-1NCZZ-458 | RE265T | Bradford White | 671632557998 | Active | The ""-458"" indicates that this SKU was designed and certified for Installation in Canada. | [9 empty] | No | Not Applicable | Not Applicable | Residential Water Heating | Water Heating.Electric | 8 | 6 |  |  |  | 238-44422-00 |  |  |  | 238-39699-00 | [6 empty] | Electric | Electric Resistance | 240/208 | 1 |  | Indoor |  | Floor Mounted |  | No | Not Applicable | 150 | Not Applicable |  |  |  | 0.75 | No | [7 empty] | 6/4.5 kW |  |  |  | 61 |  | 28/21 | On/Off | Not Applicable | [6 empty] | 160 | 23 | 23 | 64.375 | 166 | 663 | 22 | 59.5625 |  |  |  |  | 21 |  |  | 8 |  |  |  |  | 61.8125 | [8 empty] | 1 | 108 | 104 | UL1453 | Yes | No | Yes | No | Not Applicable | 238-45688-00 |  |  |  | 238-45684-00 | 10332 | RES ELEC
RE265T8-1NLXX-458 | RE265T | Bradford White | 671632558568 | Active | The ""-458"" indicates that this SKU was designed and certified for Installation in Canada. | [9 empty] | No | Not Applicable | Not Applicable | Residential Water Heating | Water Heating.Electric | 8 | 6 |  |  |  | 238-44422-00 |  |  |  | 238-39699-00 | [6 empty] | Electric | Electric Resistance | 208 | 1 |  | Indoor |  | Floor Mounted |  | No | Not Applicable | 150 | Not Applicable |  |  |  | 0.75 | No | [7 empty] | 5 kW |  |  |  | 61 |  | 23 | On/Off | Not Applicable | [6 empty] | 160 | 23 | 23 | 64.375 | 166 | 663 | 22 | 59.5625 |  |  |  |  | 21 |  |  | 8 |  |  |  |  | 61.8125 | [8 empty] | 1 | 108 | 104 | UL1453 | Yes | No | Yes | No | Not Applicable | 238-45688-00 |  |  |  | 238-45684-00 | 10332 | RES ELEC
RE280T6-1NALL-458 | RE280T | Bradford White | 671632903610 | Active | The ""-458"" indicates that this SKU was designed and certified for Installation in Canada. | [9 empty] | No | Not Applicable | Not Applicable | Residential Water Heating | Water Heating.Electric | 6 | 6 |  |  |  | 238-44422-00 |  |  |  | 238-39699-00 | [6 empty] | Electric | Electric Resistance | 120 | 1 |  | Indoor |  | Floor Mounted |  | No | Not Applicable | 150 | Not Applicable |  |  |  | 0.75 | No | [7 empty] | 1.5 kW |  |  |  | 76 |  | 7 | On/Off | Not Applicable | [6 empty] | 191 | 25 | 25 | 64.75 | 199 | 818 | 24 | 59.5625 |  |  |  |  | 21 |  |  | 8 |  |  |  |  | 61.8125 | [8 empty] | 1 | 100 | 96 | UL1453 | Yes | No | Yes | No | Not Applicable | 238-45688-00 |  |  |  | 238-45684-00 | 10332 | RES ELEC
RE280T6-1NCPP-458 | RE280T | Bradford White | 671632860227 | Active | The ""-458"" indicates that this SKU was designed and certified for Installation in Canada. | [9 empty] | No | Not Applicable | Not Applicable | Residential Water Heating | Water Heating.Electric | 6 | 6 |  |  |  | 238-44422-00 |  |  |  | 238-39699-00 | [6 empty] | Electric | Electric Resistance | 240 | 1 |  | Indoor |  | Floor Mounted |  | No | Not Applicable | 150 | Not Applicable |  |  |  | 0.75 | No | [7 empty] | 3 kW |  |  |  | 76 |  | 14 | On/Off | Not Applicable | [6 empty] | 191 | 25 | 25 | 64.75 | 199 | 818 | 24 | 59.5625 |  |  |  |  | 21 |  |  | 8 |  |  |  |  | 61.8125 | [8 empty] | 1 | 100 | 96 | UL1453 | Yes | No | Yes | No | Not Applicable | 238-45688-00 |  |  |  | 238-45684-00 | 10332 | RES ELEC
RE280T6-1NCSS-458 | RE280T | Bradford White | 671632817306 | Active | The ""-458"" indicates that this SKU was designed and certified for Installation in Canada. | [9 empty] | No | Not Applicable | Not Applicable | Residential Water Heating | Water Heating.Electric | 6 | 6 |  |  |  | 238-44422-00 |  |  |  | 238-39699-00 | [6 empty] | Electric | Electric Resistance | 240 | 1 |  | Indoor |  | Floor Mounted |  | No | Not Applicable | 150 | Not Applicable |  |  |  | 0.75 | No | [7 empty] | 3.8 kW |  |  |  | 76 |  | 17 | On/Off | Not Applicable | [6 empty] | 191 | 25 | 25 | 64.75 | 199 | 818 | 24 | 59.5625 |  |  |  |  | 21 |  |  | 8 |  |  |  |  | 61.8125 | [8 empty] | 1 | 100 | 96 | UL1453 | Yes | No | Yes | No | Not Applicable | 238-45688-00 |  |  |  | 238-45684-00 | 10332 | RES ELEC
RE280T6-1NCTT-458 | RE280T | Bradford White | 671632640652 | Active | The ""-458"" indicates that this SKU was designed and certified for Installation in Canada. | [9 empty] | No | Not Applicable | Not Applicable | Residential Water Heating | Water Heating.Electric | 6 | 6 |  |  |  | 238-44422-00 |  |  |  | 238-39699-00 | [6 empty] | Electric | Electric Resistance | 240/208 | 1 |  | Indoor |  | Floor Mounted |  | No | Not Applicable | 150 | Not Applicable |  |  |  | 0.75 | No | [7 empty] | 4/3 kW |  |  |  | 76 |  | 18/14 | On/Off | Not Applicable | [6 empty] | 191 | 25 | 25 | 64.75 | 199 | 818 | 24 | 59.5625 |  |  |  |  | 21 |  |  | 8 |  |  |  |  | 61.8125 | [8 empty] | 1 | 100 | 96 | UL1453 | Yes | No | Yes | No | Not Applicable | 238-45688-00 |  |  |  | 238-45684-00 | 10332 | RES ELEC
RE280T6-1NCWW-458 | RE280T | Bradford White | 671632798193 | Active | The ""-458"" indicates that this SKU was designed and certified for Installation in Canada. | [9 empty] | No | Not Applicable | Not Applicable | Residential Water Heating | Water Heating.Electric | 6 | 6 |  |  |  | 238-44422-00 |  |  |  | 238-39699-00 | [6 empty] | Electric | Electric Resistance | 240/208 | 1 |  | Indoor |  | Floor Mounted |  | No | Not Applicable | 150 | Not Applicable |  |  |  | 0.75 | No | [7 empty] | 4.5/3.5 kW |  |  |  | 76 |  | 21/16 | On/Off | Not Applicable | [6 empty] | 191 | 25 | 25 | 64.75 | 199 | 818 | 24 | 59.5625 |  |  |  |  | 21 |  |  | 8 |  |  |  |  | 61.8125 | [8 empty] | 1 | 100 | 96 | UL1453 | Yes | No | Yes | No | Not Applicable | 238-45688-00 |  |  |  | 238-45684-00 | 10332 | RES ELEC
RE280T6-1NCYY-458 | RE280T | Bradford White | 671632617203 | Active | The ""-458"" indicates that this SKU was designed and certified for Installation in Canada. | [9 empty] | No | Not Applicable | Not Applicable | Residential Water Heating | Water Heating.Electric | 6 | 6 |  |  |  | 238-44422-00 |  |  |  | 238-39699-00 | [6 empty] | Electric | Electric Resistance | 240/208 | 1 |  | Indoor |  | Floor Mounted |  | No | Not Applicable | 150 | Not Applicable |  |  |  | 0.75 | No | [7 empty] | 5.5/4 kW |  |  |  | 80 |  | 25/18 | On/Off | Not Applicable | [6 empty] | 191 | 25 | 25 | 64.75 | 199 | 851 | 24 | 59.5625 |  |  |  |  | 21 |  |  | 8 |  |  |  |  | 61.8125 | [8 empty] | 1 | 100 | 96 | UL1453 | Yes | No | Yes | No | Not Applicable | 238-45688-00 |  |  |  | 238-45684-00 | 10332 | RES ELEC
RE280T6-1NCZZ-458 | RE280T | Bradford White | 671632859504 | Active | The ""-458"" indicates that this SKU was designed and certified for Installation in Canada. | [9 empty] | No | Not Applicable | Not Applicable | Residential Water Heating | Water Heating.Electric | 6 | 6 |  |  |  | 238-44422-00 |  |  |  | 238-39699-00 | [6 empty] | Electric | Electric Resistance | 240/208 | 1 |  | Indoor |  | Floor Mounted |  | No | Not Applicable | 150 | Not Applicable |  |  |  | 0.75 | No | [7 empty] | 6/4.5 kW |  |  |  | 80 |  | 28/21 | On/Off | Not Applicable | [6 empty] | 191 | 25 | 25 | 64.75 | 199 | 851 | 24 | 59.5625 |  |  |  |  | 21 |  |  | 8 |  |  |  |  | 61.8125 | [8 empty] | 1 | 100 | 96 | UL1453 | Yes | No | Yes | No | Not Applicable | 238-45688-00 |  |  |  | 238-45684-00 | 10332 | RES ELEC
RE280T6-1NLYY-458 | RE280T | Bradford White | 671632619641 | Active | The ""-458"" indicates that this SKU was designed and certified for Installation in Canada. | [9 empty] | No | Not Applicable | Not Applicable | Residential Water Heating | Water Heating.Electric | 6 | 6 |  |  |  | 238-44422-00 |  |  |  | 238-39699-00 | [6 empty] | Electric | Electric Resistance | 208 | 1 |  | Indoor |  | Floor Mounted |  | No | Not Applicable | 150 | Not Applicable |  |  |  | 0.75 | No | [7 empty] | 5.5 kW |  |  |  | 80 |  | 25 | On/Off | Not Applicable | [6 empty] | 191 | 25 | 25 | 64.75 | 199 | 851 | 24 | 59.5625 |  |  |  |  | 21 |  |  | 8 |  |  |  |  | 61.8125 | [8 empty] | 1 | 100 | 96 | UL1453 | Yes | No | Yes | No | Not Applicable | 238-45688-00 |  |  |  | 238-45684-00 | 10332 | RES ELEC
RE280T6-1NLZZ-458 | RE280T | Bradford White | 671632130931 | Active | The ""-458"" indicates that this SKU was designed and certified for Installation in Canada. | [9 empty] | No | Not Applicable | Not Applicable | Residential Water Heating | Water Heating.Electric | 6 | 6 |  |  |  | 238-44422-00 |  |  |  | 238-39699-00 | [6 empty] | Electric | Electric Resistance | 208 | 1 |  | Indoor |  | Floor Mounted |  | No | Not Applicable | 150 | Not Applicable |  |  |  | 0.75 | No | [7 empty] | 6 kW |  |  |  | 80 |  | 28 | On/Off | Not Applicable | [6 empty] | 191 | 25 | 25 | 64.75 | 199 | 851 | 24 | 59.5625 |  |  |  |  | 21 |  |  | 8 |  |  |  |  | 61.8125 | [8 empty] | 1 | 100 | 96 | UL1453 | Yes | No | Yes | No | Not Applicable | 238-45688-00 |  |  |  | 238-45684-00 | 10332 | RES ELEC
RE280T6-1SCTT-458 | RE280T | Bradford White | 671632906772 | Active | The ""-458"" indicates that this SKU was designed and certified for Installation in Canada. | [9 empty] | No | Not Applicable | Not Applicable | Residential Water Heating | Water Heating.Electric | 6 | 6 |  |  |  | 238-44422-00 |  |  |  | 238-39699-00 | [6 empty] | Electric | Electric Resistance | 240/208 | 1 |  | Indoor |  | Floor Mounted |  | No | Not Applicable | 150 | Not Applicable |  |  |  | 0.75 | No | [7 empty] | 8/6 kW |  |  |  | 76 |  | 37/28 | On/Off | Not Applicable | [6 empty] | 191 | 25 | 25 | 64.75 | 199 | 818 | 24 | 59.5625 |  |  |  |  | 21 |  |  | 8 |  |  |  |  | 61.8125 | [8 empty] | 1 | 100 | 96 | UL1453 | Yes | No | Yes | No | Not Applicable | 238-45688-00 |  |  |  | 238-45684-00 | 10332 | RES ELEC
RE280T6-1SCWW-458 | RE280T | Bradford White | 671632572625 | Active | The ""-458"" indicates that this SKU was designed and certified for Installation in Canada. | [9 empty] | No | Not Applicable | Not Applicable | Residential Water Heating | Water Heating.Electric | 6 | 6 |  |  |  | 238-44422-00 |  |  |  | 238-39699-00 | [6 empty] | Electric | Electric Resistance | 240/208 | 1 |  | Indoor |  | Floor Mounted |  | No | Not Applicable | 150 | Not Applicable |  |  |  | 0.75 | No | [7 empty] | 9/7 kW |  |  |  | 76 |  | 41/32 | On/Off | Not Applicable | [6 empty] | 191 | 25 | 25 | 64.75 | 199 | 818 | 24 | 59.5625 |  |  |  |  | 21 |  |  | 8 |  |  |  |  | 61.8125 | [8 empty] | 1 | 100 | 96 | UL1453 | Yes | No | Yes | No | Not Applicable | 238-45688-00 |  |  |  | 238-45684-00 | 10332 | RES ELEC
RE280T6-1SCZZ-458 | RE280T | Bradford White | 671632678068 | Active | The ""-458"" indicates that this SKU was designed and certified for Installation in Canada. | [9 empty] | No | Not Applicable | Not Applicable | Residential Water Heating | Water Heating.Electric | 6 | 6 |  |  |  | 238-44422-00 |  |  |  | 238-39699-00 | [6 empty] | Electric | Electric Resistance | 240/208 | 1 |  | Indoor |  | Floor Mounted |  | No | Not Applicable | 150 | Not Applicable |  |  |  | 0.75 | No | [7 empty] | 12/9 kW |  |  |  | 76 |  | 55/41 | On/Off | Not Applicable | [6 empty] | 191 | 25 | 25 | 64.75 | 199 | 818 | 24 | 59.5625 |  |  |  |  | 21 |  |  | 8 |  |  |  |  | 61.8125 | [8 empty] | 1 | 100 | 96 | UL1453 | Yes | No | Yes | No | Not Applicable | 238-45688-00 |  |  |  | 238-45684-00 | 10332 | RES ELEC
RE280T6-3NCZZ-458 | RE280T | Bradford White | 671632561209 | Active | The ""-458"" indicates that this SKU was designed and certified for Installation in Canada. | [9 empty] | No | Not Applicable | Not Applicable | Residential Water Heating | Water Heating.Electric | 6 | 6 |  |  |  | 238-44422-00 |  |  |  | 238-39699-00 | [6 empty] | Electric | Electric Resistance | 240/208 | 3 |  | Indoor |  | Floor Mounted |  | No | Not Applicable | 150 | Not Applicable |  |  |  | 0.75 | No | [7 empty] | 6/4.5 kW |  |  |  | 80 |  | 28/21 | On/Off | Not Applicable | [6 empty] | 191 | 25 | 25 | 64.75 | 199 | 851 | 24 | 59.5625 |  |  |  |  | 21 |  |  | 8 |  |  |  |  | 61.8125 | [8 empty] | 1 | 100 | 96 | UL1453 | Yes | No | Yes | No | Not Applicable | 238-45688-00 |  |  |  | 238-45684-00 | 10332 | RES ELEC
RE280T6-3NLXX-458 | RE280T | Bradford White | 671632617951 | Active | The ""-458"" indicates that this SKU was designed and certified for Installation in Canada. | [9 empty] | No | Not Applicable | Not Applicable | Residential Water Heating | Water Heating.Electric | 6 | 6 |  |  |  | 238-44422-00 |  |  |  | 238-39699-00 | [6 empty] | Electric | Electric Resistance | 208 | 3 |  | Indoor |  | Floor Mounted |  | No | Not Applicable | 150 | Not Applicable |  |  |  | 0.75 | No | [7 empty] | 5 kW |  |  |  | 76 |  | 23 | On/Off | Not Applicable | [6 empty] | 191 | 25 | 25 | 64.75 | 199 | 818 | 24 | 59.5625 |  |  |  |  | 21 |  |  | 8 |  |  |  |  | 61.8125 | [8 empty] | 1 | 100 | 96 | UL1453 | Yes | No | Yes | No | Not Applicable | 238-45688-00 |  |  |  | 238-45684-00 | 10332 | RES ELEC
RE280T6-3NLZZ-458 | RE280T | Bradford White | 671632671694 | Active | The ""-458"" indicates that this SKU was designed and certified for Installation in Canada. | [9 empty] | No | Not Applicable | Not Applicable | Residential Water Heating | Water Heating.Electric | 6 | 6 |  |  |  | 238-44422-00 |  |  |  | 238-39699-00 | [6 empty] | Electric | Electric Resistance | 208 | 3 |  | Indoor |  | Floor Mounted |  | No | Not Applicable | 150 | Not Applicable |  |  |  | 0.75 | No | [7 empty] | 6 kW |  |  |  | 80 |  | 28 | On/Off | Not Applicable | [6 empty] | 191 | 25 | 25 | 64.75 | 199 | 851 | 24 | 59.5625 |  |  |  |  | 21 |  |  | 8 |  |  |  |  | 61.8125 | [8 empty] | 1 | 100 | 96 | UL1453 | Yes | No | Yes | No | Not Applicable | 238-45688-00 |  |  |  | 238-45684-00 | 10332 | RES ELEC
RE280T6-3SLXX-458 | RE280T | Bradford White | 671632130948 | Active | The ""-458"" indicates that this SKU was designed and certified for Installation in Canada. | [9 empty] | No | Not Applicable | Not Applicable | Residential Water Heating | Water Heating.Electric | 6 | 6 |  |  |  | 238-44422-00 |  |  |  | 238-39699-00 | [6 empty] | Electric | Electric Resistance | 208 | 3 |  | Indoor |  | Floor Mounted |  | No | Not Applicable | 150 | Not Applicable |  |  |  | 0.75 | No | [7 empty] | 10 kW |  |  |  | 76 |  | 46 | On/Off | Not Applicable | [6 empty] | 191 | 25 | 25 | 64.75 | 199 | 818 | 24 | 59.5625 |  |  |  |  | 21 |  |  | 8 |  |  |  |  | 61.8125 | [8 empty] | 1 | 100 | 96 | UL1453 | Yes | No | Yes | No | Not Applicable | 238-45688-00 |  |  |  | 238-45684-00 | 10332 | RES ELEC
RE280T8-1NCSS-458 | RE280T | Bradford White | 671632828722 | Active | The ""-458"" indicates that this SKU was designed and certified for Installation in Canada. | [9 empty] | No | Not Applicable | Not Applicable | Residential Water Heating | Water Heating.Electric | 8 | 6 |  |  |  | 238-44422-00 |  |  |  | 238-39699-00 | [6 empty] | Electric | Electric Resistance | 240 | 1 |  | Indoor |  | Floor Mounted |  | No | Not Applicable | 150 | Not Applicable |  |  |  | 0.75 | No | [7 empty] | 3.8 kW |  |  |  | 76 |  | 17 | On/Off | Not Applicable | [6 empty] | 191 | 25 | 25 | 64.75 | 199 | 818 | 24 | 59.5625 |  |  |  |  | 21 |  |  | 8 |  |  |  |  | 61.8125 | [8 empty] | 1 | 100 | 96 | UL1453 | Yes | No | Yes | No | Not Applicable | 238-45688-00 |  |  |  | 238-45684-00 | 10332 | RES ELEC
RE280T8-1NCWW-458 | RE280T | Bradford White | 671632828739 | Active | The ""-458"" indicates that this SKU was designed and certified for Installation in Canada. | [9 empty] | No | Not Applicable | Not Applicable | Residential Water Heating | Water Heating.Electric | 8 | 6 |  |  |  | 238-44422-00 |  |  |  | 238-39699-00 | [6 empty] | Electric | Electric Resistance | 240/208 | 1 |  | Indoor |  | Floor Mounted |  | No | Not Applicable | 150 | Not Applicable |  |  |  | 0.75 | No | [7 empty] | 4.5/3.5 kW |  |  |  | 76 |  | 21/16 | On/Off | Not Applicable | [6 empty] | 191 | 25 | 25 | 64.75 | 199 | 818 | 24 | 59.5625 |  |  |  |  | 21 |  |  | 8 |  |  |  |  | 61.8125 | [8 empty] | 1 | 100 | 96 | UL1453 | Yes | No | Yes | No | Not Applicable | 238-45688-00 |  |  |  | 238-45684-00 | 10332 | RES ELEC
RE280T8-1NCZZ-458 | RE280T | Bradford White | 671632859498 | Active | The ""-458"" indicates that this SKU was designed and certified for Installation in Canada. | [9 empty] | No | Not Applicable | Not Applicable | Residential Water Heating | Water Heating.Electric | 8 | 6 |  |  |  | 238-44422-00 |  |  |  | 238-39699-00 | [6 empty] | Electric | Electric Resistance | 240/208 | 1 |  | Indoor |  | Floor Mounted |  | No | Not Applicable | 150 | Not Applicable |  |  |  | 0.75 | No | [7 empty] | 6/4.5 kW |  |  |  | 80 |  | 28/21 | On/Off | Not Applicable | [6 empty] | 191 | 25 | 25 | 64.75 | 199 | 851 | 24 | 59.5625 |  |  |  |  | 21 |  |  | 8 |  |  |  |  | 61.8125 | [8 empty] | 1 | 100 | 96 | UL1453 | Yes | No | Yes | No | Not Applicable | 238-45688-00 |  |  |  | 238-45684-00 | 10332 | RES ELEC
RE2H50S10-1NCTT | RE2H50S | Bradford White | 671632571895 | Active | [10 empty] | No | Not Applicable | Not Applicable | Residential Water Heating | Water Heating.Electric | 10 | 10 |  |  |  | 238-52325-00 |  |  |  | 238-52892-00 | [6 empty] | Electric | Electric Heat Pump | 240/208 | 1 |  | Indoor |  | Floor Mounted |  | No | Not Applicable | 150 | Not Applicable |  |  |  | 0.75 | No | [7 empty] | 4/3 kW |  | 65 | 3.39 | 50 | 45 | Not Applicable | On/Off | Not Applicable | [6 empty] | 195 | 26.3125 | 25.0625 | 62.875 | 203 | 566 | 21.75 | 59.125 |  |  |  |  | 60.9375 | 60.9375 | 60.9375 | 8 |  |  |  |  | 38.875 | 46.813 | [7 empty] | 1 | 72 | 72 | UL1453 | Yes | Yes | Yes | Yes | Not Applicable | [5 empty] | 10364 | RES ELEC HP | 200094643
RE2H50S10-1NCTT-CON | RE2H50S | Bradford White | 671632571901 | Active | [10 empty] | No | Not Applicable | Not Applicable | Residential Water Heating | Water Heating.Electric | 10 | 10 |  |  |  | 238-52325-00 |  |  |  | 238-52892-00 | [6 empty] | Electric | Electric Heat Pump | 240/208 | 1 |  | Indoor |  | Floor Mounted |  | No | Not Applicable | 150 | Not Applicable |  |  |  | 0.75 | No | [7 empty] | 4/3 kW |  | 65 | 3.39 | 50 | 45 | Not Applicable | On/Off | Not Applicable | [6 empty] | 195 | 26.3125 | 25.0625 | 62.875 | 203 | 566 | 21.75 | 59.125 |  |  |  |  | 60.9375 | 60.9375 | 60.9375 | 8 |  |  |  |  | 38.875 | 46.813 | [7 empty] | 1 | 72 | 72 | UL1453 | Yes | Yes | Yes | Yes | Not Applicable | [5 empty] | 10364 | RES ELEC HP | 200094643
RE2H50S10-1NCWT | RE2H50S | Bradford White | 671632889051 | Phase Out | [10 empty] | No | Not Applicable |  | Residential Water Heating | Water Heating.Electric | 10 | 10 |  |  |  | 238-52325-00 |  |  |  | 238-52892-00 | [6 empty] | Electric | Electric Heat Pump | 240/208 | 1 |  | Indoor |  | Floor Mounted |  | No | Not Applicable | 150 | Not Applicable |  |  |  | 0.75 | No | [7 empty] | 4.5/3 kW |  | 65 | 3.39 | 50 | 45 | Not Applicable | On/Off | Not Applicable | [6 empty] | 195 | 26.3125 | 25.0625 | 62.875 | 203 | 566 | 21.75 | 59.125 |  |  |  |  | 60.9375 | 60.9375 | 60.9375 | 8 |  |  |  |  | 38.875 | 46.813 | [7 empty] | 1 | 72 | 72 | UL 1995 & CAN/CSA C22.2 No. 236-15 | Yes | No | Yes | No | Yes
RE2H50S10-1NCWT-CON | RE2H50S | Bradford White | 671632332618 | Phase Out | [10 empty] | No | Not Applicable |  | Residential Water Heating | Water Heating.Electric | 10 | 10 |  |  |  | 238-52325-00 |  |  |  | 238-52892-00 | [6 empty] | Electric | Electric Heat Pump | 240/208 | 1 |  | Indoor |  | Floor Mounted |  | No | Not Applicable | 150 | Not Applicable |  |  |  | 0.75 | No | [7 empty] | 4.5/3 kW |  | 65 | 3.39 | 50 | 45 | Not Applicable | On/Off | Not Applicable | [6 empty] | 195 | 26.3125 | 25.0625 | 62.875 | 203 | 566 | 21.75 | 59.125 |  |  |  |  | 60.9375 | 60.9375 | 60.9375 | 8 |  |  |  |  | 38.875 | 46.813 | [7 empty] | 1 | 72 | 72 | UL1453 | Yes | No | Yes | No | Not Applicable
RE2H50S6-1NCTT | RE2H50S | Bradford White | 671632571932 | Active | [10 empty] | No | Not Applicable | Not Applicable | Residential Water Heating | Water Heating.Electric | 6 | 6 |  |  |  | 238-52325-00 |  |  |  | 238-52892-00 | [6 empty] | Electric | Electric Heat Pump | 240/208 | 1 |  | Indoor |  | Floor Mounted |  | No | Not Applicable | 150 | Not Applicable |  |  |  | 0.75 | No | [7 empty] | 4/3 kW |  | 65 | 3.39 | 50 | 45 | Not Applicable | On/Off | Not Applicable | [6 empty] | 195 | 26.3125 | 25.0625 | 62.875 | 203 | 566 | 21.75 | 59.125 |  |  |  |  | 60.9375 | 60.9375 | 60.9375 | 8 |  |  |  |  | 38.875 | 46.813 | [7 empty] | 1 | 72 | 72 | UL1453 | Yes | Yes | Yes | Yes | Not Applicable | [5 empty] | 10364 | RES ELEC HP | 200094643
RE2H50S6-1NCTT-CON | RE2H50S | Bradford White | 671632571925 | Active | [10 empty] | No | Not Applicable | Not Applicable | Residential Water Heating | Water Heating.Electric | 6 | 6 |  |  |  | 238-52325-00 |  |  |  | 238-52892-00 | [6 empty] | Electric | Electric Heat Pump | 240/208 | 1 |  | Indoor |  | Floor Mounted |  | No | Not Applicable | 150 | Not Applicable |  |  |  | 0.75 | No | [7 empty] | 4/3 kW |  | 65 | 3.39 | 50 | 45 | Not Applicable | On/Off | Not Applicable | [6 empty] | 195 | 26.3125 | 25.0625 | 62.875 | 203 | 566 | 21.75 | 59.125 |  |  |  |  | 60.9375 | 60.9375 | 60.9375 | 8 |  |  |  |  | 38.875 | 46.813 | [7 empty] | 1 | 72 | 72 | UL1453 | Yes | Yes | Yes | Yes | Not Applicable | [5 empty] | 10364 | RES ELEC HP | 200094643
RE2H50S6-1NCWT | RE2H50S | Bradford White | 671632894895 | Phase Out | [10 empty] | No | Not Applicable |  | Residential Water Heating | Water Heating.Electric | 6 | 6 |  |  |  | 238-52325-00 |  |  |  | 238-52892-00 | [6 empty] | Electric | Electric Heat Pump | 240/208 | 1 |  | Indoor |  | Floor Mounted |  | No | Not Applicable | 150 | Not Applicable |  |  |  | 0.75 | No | [7 empty] | 4.5/3 kW |  | 65 | 3.39 | 50 | 45 | Not Applicable | On/Off | Not Applicable | [6 empty] | 195 | 26.3125 | 25.0625 | 62.875 | 203 | 566 | 21.75 | 59.125 |  |  |  |  | 60.9375 | 60.9375 | 60.9375 | 8 |  |  |  |  | 38.875 | 46.813 | [7 empty] | 1 | 72 | 72 | UL 1995 & CAN/CSA C22.2 No. 236-15 | Yes | No | Yes | No | Yes
RE2H65T10-1NCTT | RE2H65T | Bradford White | 671632571970 | Active | [10 empty] | No | Not Applicable | Not Applicable | Residential Water Heating | Water Heating.Electric | 10 | 10 |  |  |  | 238-52325-00 |  |  |  | 238-52892-00 | [6 empty] | Electric | Electric Heat Pump | 240/208 | 1 |  | Indoor |  | Floor Mounted |  | No | Not Applicable | 150 | Not Applicable |  |  |  | 0.75 | No | [7 empty] | 4/3 kW |  | 77 | 3.46 | 65 | 64 | Not Applicable | On/Off | Not Applicable | [6 empty] | 236 | 30.1875 | 30.1875 | 67.75 | 245 | 764 | 25 | 63.875 |  |  |  |  | 65.125 | 65.125 | 65.125 | 8 |  |  |  |  | 42.875 | 51.375 | [7 empty] | 1 | 63 | 60 | UL1453 | Yes | Yes | Yes | Yes | Not Applicable | [5 empty] | 10364 | RES ELEC HP | 204835481
RE2H65T10-1NCTT-CON | RE2H65T | Bradford White | 671632571956 | Active | [10 empty] | No | Not Applicable | Not Applicable | Residential Water Heating | Water Heating.Electric | 10 | 10 |  |  |  | 238-52325-00 |  |  |  | 238-52892-00 | [6 empty] | Electric | Electric Heat Pump | 240/208 | 1 |  | Indoor |  | Floor Mounted |  | No | Not Applicable | 150 | Not Applicable |  |  |  | 0.75 | No | [7 empty] | 4/3 kW |  | 77 | 3.46 | 65 | 64 | Not Applicable | On/Off | Not Applicable | [6 empty] | 236 | 30.1875 | 30.1875 | 67.75 | 245 | 764 | 25 | 63.875 |  |  |  |  | 65.125 | 65.125 | 65.125 | 8 |  |  |  |  | 42.875 | 51.375 | [7 empty] | 1 | 63 | 60 | UL1453 | Yes | Yes | Yes | Yes | Not Applicable | [5 empty] | 10364 | RES ELEC HP | 204835481
RE2H65T10-1NCWT | RE2H65T | Bradford White | 671632138753 | Phase Out | [10 empty] | No | Not Applicable |  | Residential Water Heating | Water Heating.Electric | 10 | 10 |  |  |  | 238-52325-00 |  |  |  | 238-52892-00 | [6 empty] | Electric | Electric Heat Pump | 240/208 | 1 |  | Indoor |  | Floor Mounted |  | No | Not Applicable | 150 | Not Applicable |  |  |  | 0.75 | No | [7 empty] | 4.5/3 kW |  | 77 | 3.46 | 65 | 64 | Not Applicable | On/Off | Not Applicable | [6 empty] | 236 | 30.1875 | 30.1875 | 67.75 | 245 | 764 | 25 | 63.875 |  |  |  |  | 65.125 | 65.125 | 65.125 | 8 |  |  |  |  | 42.875 | 51.375 | [7 empty] | 1 | 63 | 60 | UL 1995 & CAN/CSA C22.2 No. 236-15 | Yes | No | Yes | No | Yes
RE2H65T6-1NCTT | RE2H65T | Bradford White | 671632571987 | Active | [10 empty] | No | Not Applicable | Not Applicable | Residential Water Heating | Water Heating.Electric | 6 | 6 |  |  |  | 238-52325-00 |  |  |  | 238-52892-00 | [6 empty] | Electric | Electric Heat Pump | 240/208 | 1 |  | Indoor |  | Floor Mounted |  | No | Not Applicable | 150 | Not Applicable |  |  |  | 0.75 | No | [7 empty] | 4/3 kW |  | 77 | 3.46 | 65 | 64 | Not Applicable | On/Off | Not Applicable | [6 empty] | 236 | 30.1875 | 30.1875 | 67.75 | 245 | 764 | 25 | 63.875 |  |  |  |  | 65.125 | 65.125 | 65.125 | 8 |  |  |  |  | 42.875 | 51.375 | [7 empty] | 1 | 63 | 60 | UL1453 | Yes | Yes | Yes | Yes | Not Applicable | [5 empty] | 10364 | RES ELEC HP | 204835481
RE2H65T6-1NCTT-CON | RE2H65T | Bradford White | 671632571949 | Active | [10 empty] | No | Not Applicable | Not Applicable | Residential Water Heating | Water Heating.Electric | 6 | 6 |  |  |  | 238-52325-00 |  |  |  | 238-52892-00 | [6 empty] | Electric | Electric Heat Pump | 240/208 | 1 |  | Indoor |  | Floor Mounted |  | No | Not Applicable | 150 | Not Applicable |  |  |  | 0.75 | No | [7 empty] | 4/3 kW |  | 77 | 3.46 | 65 | 64 | Not Applicable | On/Off | Not Applicable | [6 empty] | 236 | 30.1875 | 30.1875 | 67.75 | 245 | 764 | 25 | 63.875 |  |  |  |  | 65.125 | 65.125 | 65.125 | 8 |  |  |  |  | 42.875 | 51.375 | [7 empty] | 1 | 63 | 60 | UL1453 | Yes | Yes | Yes | Yes | Not Applicable | [5 empty] | 10364 | RES ELEC HP | 204835481
RE2H65T6-1NCWT | RE2H65T | Bradford White | 671632995349 | Phase Out | [10 empty] | No | Not Applicable |  | Residential Water Heating | Water Heating.Electric | 6 | 6 |  |  |  | 238-52325-00 |  |  |  | 238-52892-00 | [6 empty] | Electric | Electric Heat Pump | 240/208 | 1 |  | Indoor |  | Floor Mounted |  | No | Not Applicable | 150 | Not Applicable |  |  |  | 0.75 | No | [7 empty] | 4.5/3 kW |  | 77 | 3.46 | 65 | 64 | Not Applicable | On/Off | Not Applicable | [6 empty] | 236 | 30.1875 | 30.1875 | 67.75 | 245 | 764 | 25 | 63.875 |  |  |  |  | 65.125 | 65.125 | 65.125 | 8 |  |  |  |  | 42.875 | 51.375 | [7 empty] | 1 | 63 | 60 | UL 1995 & CAN/CSA C22.2 No. 236-15 | Yes | No | Yes | No | Yes
RE2H80T10-1NCTT | RE2H80T | Bradford White | 671632571994 | Active | [10 empty] | No | Not Applicable | Not Applicable | Residential Water Heating | Water Heating.Electric | 10 | 10 |  |  |  | 238-52325-00 |  |  |  | 238-52892-00 | [6 empty] | Electric | Electric Heat Pump | 240/208 | 1 |  | Indoor |  | Floor Mounted |  | No | Not Applicable | 150 | Not Applicable |  |  |  | 0.75 | No | [7 empty] | 4/3 kW |  | 87 | 3.48 | 80 | 75 | Not Applicable | On/Off | Not Applicable | [6 empty] | 259 | 30.1875 | 30.1875 | 75.125 | 269 | 877 | 25 | 71.188 |  |  |  |  | 72.375 | 72.375 | 72.375 | 8 |  |  |  |  | 50.375 | 58.6875 | [7 empty] | 1 | 69 | 66 | UL1453 | Yes | Yes | Yes | Yes | Not Applicable | [5 empty] | 10364 | RES ELEC HP | 200094645
RE2H80T10-1NCTT-CON | RE2H80T | Bradford White | 671632572007 | Active | [10 empty] | No | Not Applicable | Not Applicable | Residential Water Heating | Water Heating.Electric | 10 | 10 |  |  |  | 238-52325-00 |  |  |  | 238-52892-00 | [6 empty] | Electric | Electric Heat Pump | 240/208 | 1 |  | Indoor |  | Floor Mounted |  | No | Not Applicable | 150 | Not Applicable |  |  |  | 0.75 | No | [7 empty] | 4/3 kW |  | 87 | 3.48 | 80 | 75 | Not Applicable | On/Off | Not Applicable | [6 empty] | 259 | 30.1875 | 30.1875 | 75.125 | 269 | 877 | 25 | 71.188 |  |  |  |  | 72.375 | 72.375 | 72.375 | 8 |  |  |  |  | 50.375 | 58.6875 | [7 empty] | 1 | 69 | 66 | UL1453 | Yes | Yes | Yes | Yes | Not Applicable | [5 empty] | 10364 | RES ELEC HP | 200094645
RE2H80T10-1NCWT | RE2H80T | Bradford White | 671632890842 | Phase Out | [10 empty] | No | Not Applicable |  | Residential Water Heating | Water Heating.Electric | 10 | 10 |  |  |  | 238-52325-00 |  |  |  | 238-52892-00 | [6 empty] | Electric | Electric Heat Pump | 240/208 | 1 |  | Indoor |  | Floor Mounted |  | No | Not Applicable | 150 | Not Applicable |  |  |  | 0.75 | No | [7 empty] | 4.5/3 kW |  | 87 | 3.48 | 80 | 75 | Not Applicable | On/Off | Not Applicable | [6 empty] | 259 | 30.1875 | 30.1875 | 75.125 | 269 | 877 | 25 | 71.188 |  |  |  |  | 72.375 | 72.375 | 72.375 | 8 |  |  |  |  | 50.375 | 58.6875 | [7 empty] | 1 | 69 | 66 | UL 1995 & CAN/CSA C22.2 No. 236-15 | Yes | No | Yes | No | Yes
RE2H80T6-1NCTT | RE2H80T | Bradford White | 671632572342 | Active | [10 empty] | No | Not Applicable | Not Applicable | Residential Water Heating | Water Heating.Electric | 6 | 6 |  |  |  | 238-52325-00 |  |  |  | 238-52892-00 | [6 empty] | Electric | Electric Heat Pump | 240/208 | 1 |  | Indoor |  | Floor Mounted |  | No | Not Applicable | 150 | Not Applicable |  |  |  | 0.75 | No | [7 empty] | 4/3 kW |  | 87 | 3.48 | 80 | 75 | Not Applicable | On/Off | Not Applicable | [6 empty] | 259 | 30.1875 | 30.1875 | 75.125 | 269 | 877 | 25 | 71.188 |  |  |  |  | 72.375 | 72.375 | 72.375 | 8 |  |  |  |  | 50.375 | 58.6875 | [7 empty] | 1 | 69 | 66 | UL1453 | Yes | Yes | Yes | Yes | Not Applicable | [5 empty] | 10364 | RES ELEC HP | 200094645
RE2H80T6-1NCTT-CON | RE2H80T | Bradford White | 671632572359 | Active | [10 empty] | No | Not Applicable | Not Applicable | Residential Water Heating | Water Heating.Electric | 6 | 6 |  |  |  | 238-52325-00 |  |  |  | 238-52892-00 | [6 empty] | Electric | Electric Heat Pump | 240/208 | 1 |  | Indoor |  | Floor Mounted |  | No | Not Applicable | 150 | Not Applicable |  |  |  | 0.75 | No | [7 empty] | 4/3 kW |  | 87 | 3.48 | 80 | 75 | Not Applicable | On/Off | Not Applicable | [6 empty] | 259 | 30.1875 | 30.1875 | 75.125 | 269 | 877 | 25 | 71.188 |  |  |  |  | 72.375 | 72.375 | 72.375 | 8 |  |  |  |  | 50.375 | 58.6875 | [7 empty] | 1 | 69 | 66 | UL1453 | Yes | Yes | Yes | Yes | Not Applicable | [5 empty] | 10364 | RES ELEC HP | 200094645
RE2H80T6-1NCWT | RE2H80T | Bradford White | 671632894901 | Phase Out | [10 empty] | No | Not Applicable |  | Residential Water Heating | Water Heating.Electric | 6 | 6 |  |  |  | 238-52325-00 |  |  |  | 238-52892-00 | [6 empty] | Electric | Electric Heat Pump | 240/208 | 1 |  | Indoor |  | Floor Mounted |  | No | Not Applicable | 150 | Not Applicable |  |  |  | 0.75 | No | [7 empty] | 4.5/3 kW |  | 87 | 3.48 | 80 | 75 | Not Applicable | On/Off | Not Applicable | [6 empty] | 259 | 30.1875 | 30.1875 | 75.125 | 269 | 877 | 25 | 71.188 |  |  |  |  | 72.375 | 72.375 | 72.375 | 8 |  |  |  |  | 50.375 | 58.6875 | [7 empty] | 1 | 69 | 66 | UL 1995 & CAN/CSA C22.2 No. 236-15 | Yes | No | Yes | No | Yes
RE330S10-1NCWW | RE330S | Bradford White | 671632889310 | Active | [10 empty] | No | Not Applicable | Not Applicable | Residential Water Heating | Water Heating.Electric | 10 | 6 |  |  |  | 238-44422-00 |  |  |  | 238-39699-00 | [6 empty] | Electric | Electric Resistance | 240/208 | 1 |  | Indoor |  | Floor Mounted |  | No | Not Applicable | 150 | Not Applicable |  |  |  | 0.75 | No | [7 empty] | 4.5/3.5 kW |  | 43 | 0.92 | 30 | 27 | 21/16 | On/Off | Not Applicable | [6 empty] | 100 | 21 | 21 | 51.625 | 104 | 323 | 20 | 47.125 |  |  |  |  | 21 | 47.75 | 47.75 | 8 |  |  |  |  | 47.75 | [8 empty] | 1 | 232 | 232 | UL174 | Yes | Yes | Yes | No | Not Applicable | [5 empty] | 10332 | RES ELEC | 200094302
RE330S10-1NCWW-264 | RE330S | Bradford White | 671632335589 | Active | The ""-264"" indicates that this SKU comes with an Aluminum Anode Rod. | [9 empty] | No | Not Applicable | Not Applicable | Residential Water Heating | Water Heating.Electric | 10 | 6 |  |  |  | 238-44422-00 |  |  |  | 238-39699-00 | [6 empty] | Electric | Electric Resistance | 240/208 | 1 |  | Indoor |  | Floor Mounted |  | No | Not Applicable | 150 | Not Applicable |  |  |  | 0.75 | No | [7 empty] | 4.5/3.5 kW |  | 43 | 0.92 | 30 | 27 | 21/16 | On/Off | Not Applicable | [6 empty] | 100 | 21 | 21 | 51.625 | 104 | 323 | 20 | 47.125 |  |  |  |  | 21 | 47.75 | 47.75 | 8 |  |  |  |  | 47.75 | [8 empty] | 1 | 232 | 232 | UL174 | Yes | Yes | Yes | No | Not Applicable | [5 empty] | 10332 | RES ELEC | 200094302
RE330S10-1NCZZ | RE330S | Bradford White | 671632894611 | Active | [10 empty] | No | Not Applicable | Not Applicable | Residential Water Heating | Water Heating.Electric | 10 | 6 |  |  |  | 238-44422-00 |  |  |  | 238-39699-00 | [6 empty] | Electric | Electric Resistance | 240/208 | 1 |  | Indoor |  | Floor Mounted |  | No | Not Applicable | 150 | Not Applicable |  |  |  | 0.75 | No | [7 empty] | 6/4.5 kW |  | 43 | 0.92 | 30 | 27 | 28/21 | On/Off | Not Applicable | [6 empty] | 100 | 21 | 21 | 51.625 | 104 | 323 | 20 | 47.125 |  |  |  |  | 21 | 47.75 | 47.75 | 8 |  |  |  |  | 47.75 | [8 empty] | 1 | 232 | 232 | UL174 | Yes | Yes | Yes | No | Not Applicable | [5 empty] | 10332 | RES ELEC | 200094302
RE330S6-1NAJ | RE330S | Bradford White | 671632578887 | Active | [10 empty] | No | Not Applicable | Not Applicable | Residential Water Heating | Water Heating.Electric | 6 | 6 |  |  |  | 238-44422-00 |  |  |  | 238-39699-00 | [6 empty] | Electric | Electric Resistance | 120 | 1 |  | Indoor |  | Floor Mounted |  | No | Not Applicable | 150 | Not Applicable |  |  |  | 0.75 | No | [7 empty] | 1 kW |  | 43 | 0.92 | 30 | 27 | 5 | On/Off | Not Applicable | [6 empty] | 100 | 21 | 21 | 51.625 | 104 | 323 | 20 | 47.125 |  |  |  |  | 21 | 47.75 | 47.75 | 8 |  |  |  |  | 47.75 | [8 empty] | 1 | 232 | 232 | UL174 | Yes | Yes | Yes | No | Not Applicable | [5 empty] | 10332 | RES ELEC | 200094302
RE330S6-1NAL | RE330S | Bradford White | 671632859917 | Active | [10 empty] | No | Not Applicable | Not Applicable | Residential Water Heating | Water Heating.Electric | 6 | 6 |  |  |  | 238-44422-00 |  |  |  | 238-39699-00 | [6 empty] | Electric | Electric Resistance | 120 | 1 |  | Indoor |  | Floor Mounted |  | No | Not Applicable | 150 | Not Applicable |  |  |  | 0.75 | No | [7 empty] | 1.5 kW |  | 43 | 0.92 | 30 | 27 | 7 | On/Off | Not Applicable | [6 empty] | 100 | 21 | 21 | 51.625 | 104 | 323 | 20 | 47.125 |  |  |  |  | 21 | 47.75 | 47.75 | 8 |  |  |  |  | 47.75 | [8 empty] | 1 | 232 | 232 | UL174 | Yes | Yes | Yes | No | Not Applicable | [5 empty] | 10332 | RES ELEC | 200094302
RE330S6-1NALL | RE330S | Bradford White | 671632824052 | Active | [10 empty] | No | Not Applicable | Not Applicable | Residential Water Heating | Water Heating.Electric | 6 | 6 |  |  |  | 238-44422-00 |  |  |  | 238-39699-00 | [6 empty] | Electric | Electric Resistance | 120 | 1 |  | Indoor |  | Floor Mounted |  | No | Not Applicable | 150 | Not Applicable |  |  |  | 0.75 | No | [7 empty] | 1.5 kW |  | 43 | 0.92 | 30 | 27 | 7 | On/Off | Not Applicable | [6 empty] | 100 | 21 | 21 | 51.625 | 104 | 323 | 20 | 47.125 |  |  |  |  | 21 | 47.75 | 47.75 | 8 |  |  |  |  | 47.75 | [8 empty] | 1 | 232 | 232 | UL174 | Yes | Yes | Yes | No | Not Applicable | [5 empty] | 10332 | RES ELEC | 200094302
RE330S6-1NALL-264 | RE330S | Bradford White | 671632650095 | Active | The ""-264"" indicates that this SKU comes with an Aluminum Anode Rod. | [9 empty] | No | Not Applicable | Not Applicable | Residential Water Heating | Water Heating.Electric | 6 | 6 |  |  |  | 238-44422-00 |  |  |  | 238-39699-00 | [6 empty] | Electric | Electric Resistance | 120 | 1 |  | Indoor |  | Floor Mounted |  | No | Not Applicable | 150 | Not Applicable |  |  |  | 0.75 | No | [7 empty] | 1.5 kW |  | 43 | 0.92 | 30 | 27 | 7 | On/Off | Not Applicable | [6 empty] | 100 | 21 | 21 | 51.625 | 104 | 323 | 20 | 47.125 |  |  |  |  | 21 | 47.75 | 47.75 | 8 |  |  |  |  | 47.75 | [8 empty] | 1 | 232 | 232 | UL1453 | Yes | Yes | Yes | No | Not Applicable | [5 empty] | 10332 | RES ELEC | 200094302
RE330S6-1NALL-458 | RE330S | Bradford White | 671632130221 | Active | The ""-458"" indicates that this SKU was designed and certified for Installation in Canada. | [9 empty] | No | Not Applicable | Not Applicable | Residential Water Heating | Water Heating.Electric | 6 | 6 |  |  |  | 238-44422-00 |  |  |  | 238-39699-00 | [6 empty] | Electric | Electric Resistance | 120 | 1 |  | Indoor |  | Floor Mounted |  | No | Not Applicable | 150 | Not Applicable |  |  |  | 0.75 | No | [7 empty] | 1.5 kW |  |  |  | 27 |  | 7 | On/Off | Not Applicable | [6 empty] | 100 | 21 | 21 | 51.625 | 104 | 323 | 20 | 47.125 |  |  |  |  | 21 | 47.75 | 47.75 | 8 |  |  |  |  | 47.75 | [8 empty] | 1 | 232 | 232 | UL1453 | Yes | No | Yes | No | Not Applicable | 238-45688-00 |  |  |  | 238-45684-00 | 10332 | RES ELEC
RE330S6-1NAM | RE330S | Bradford White | 671632812400 | Active | [10 empty] | No | Not Applicable | Not Applicable | Residential Water Heating | Water Heating.Electric | 6 | 6 |  |  |  | 238-44422-00 |  |  |  | 238-39699-00 | [6 empty] | Electric | Electric Resistance | 120 | 1 |  | Indoor |  | Floor Mounted |  | No | Not Applicable | 150 | Not Applicable |  |  |  | 0.75 | No | [7 empty] | 2 kW |  | 43 | 0.92 | 30 | 27 | 9 | On/Off | Not Applicable | [6 empty] | 100 | 21 | 21 | 51.625 | 104 | 323 | 20 | 47.125 |  |  |  |  | 21 | 47.75 | 47.75 | 8 |  |  |  |  | 47.75 | [8 empty] | 1 | 232 | 232 | UL174 | Yes | Yes | Yes | No | Not Applicable | [5 empty] | 10332 | RES ELEC | 200094302
RE330S6-1NAMM | RE330S | Bradford White | 671632837731 | Active | [10 empty] | No | Not Applicable | Not Applicable | Residential Water Heating | Water Heating.Electric | 6 | 6 |  |  |  | 238-44422-00 |  |  |  | 238-39699-00 | [6 empty] | Electric | Electric Resistance | 120 | 1 |  | Indoor |  | Floor Mounted |  | No | Not Applicable | 150 | Not Applicable |  |  |  | 0.75 | No | [7 empty] | 2 kW |  | 43 | 0.92 | 30 | 27 | 9 | On/Off | Not Applicable | [6 empty] | 100 | 21 | 21 | 51.625 | 104 | 323 | 20 | 47.125 |  |  |  |  | 21 | 47.75 | 47.75 | 8 |  |  |  |  | 47.75 | [8 empty] | 1 | 232 | 232 | UL174 | Yes | Yes | Yes | No | Not Applicable | [5 empty] | 10332 | RES ELEC | 200094302
RE330S6-1NAMM-506 | RE330S | Bradford White | 671632328703 | Active | The ""-506"" indicates that this SKU comes with an A420 Aluminum Anode Rod. | [9 empty] | No | Not Applicable | Not Applicable | Residential Water Heating | Water Heating.Electric | 6 | 6 |  |  |  | 238-44422-00 |  |  |  | 238-39699-00 | [6 empty] | Electric | Electric Resistance | 120 | 1 |  | Indoor |  | Floor Mounted |  | No | Not Applicable | 150 | Not Applicable |  |  |  | 0.75 | No | [7 empty] | 2 kW |  | 43 | 0.92 | 30 | 27 | 9 | On/Off | Not Applicable | [6 empty] | 100 | 21 | 21 | 51.625 | 104 | 323 | 20 | 47.125 |  |  |  |  | 21 | 47.75 | 47.75 | 8 |  |  |  |  | 47.75 | [8 empty] | 1 | 232 | 232 | UL174 | Yes | Yes | Yes | No | Not Applicable | [5 empty] | 10332 | RES ELEC | 200094302
RE330S6-1NANN | RE330S | Bradford White | 671632851959 | Active | [10 empty] | No | Not Applicable | Not Applicable | Residential Water Heating | Water Heating.Electric | 6 | 6 |  |  |  | 238-44422-00 |  |  |  | 238-39699-00 | [6 empty] | Electric | Electric Resistance | 120 | 1 |  | Indoor |  | Floor Mounted |  | No | Not Applicable | 150 | Not Applicable |  |  |  | 0.75 | No | [7 empty] | 2.5 kW |  | 43 | 0.92 | 30 | 27 | 11 | On/Off | Not Applicable | [6 empty] | 100 | 21 | 21 | 51.625 | 104 | 323 | 20 | 47.125 |  |  |  |  | 21 | 47.75 | 47.75 | 8 |  |  |  |  | 47.75 | [8 empty] | 1 | 232 | 232 | UL174 | Yes | Yes | Yes | No | Not Applicable | [5 empty] | 10332 | RES ELEC | 200094302
RE330S6-1NANN-506 | RE330S | Bradford White | 671632889938 | Active | The ""-506"" indicates that this SKU comes with an A420 Aluminum Anode Rod. | [9 empty] | No | Not Applicable | Not Applicable | Residential Water Heating | Water Heating.Electric | 6 | 6 |  |  |  | 238-44422-00 |  |  |  | 238-39699-00 | [6 empty] | Electric | Electric Resistance | 120 | 1 |  | Indoor |  | Floor Mounted |  | No | Not Applicable | 150 | Not Applicable |  |  |  | 0.75 | No | [7 empty] | 2.5 kW |  | 43 | 0.92 | 30 | 27 | 11 | On/Off | Not Applicable | [6 empty] | 100 | 21 | 21 | 51.625 | 104 | 323 | 20 | 47.125 |  |  |  |  | 21 | 47.75 | 47.75 | 8 |  |  |  |  | 47.75 | [8 empty] | 1 | 232 | 232 | UL174 | Yes | Yes | Yes | No | Not Applicable | [5 empty] | 10332 | RES ELEC | 200094302
RE330S6-1NAPP | RE330S | Bradford White | 671632812530 | Active | [10 empty] | No | Not Applicable | Not Applicable | Residential Water Heating | Water Heating.Electric | 6 | 6 |  |  |  | 238-44422-00 |  |  |  | 238-39699-00 | [6 empty] | Electric | Electric Resistance | 120 | 1 |  | Indoor |  | Floor Mounted |  | No | Not Applicable | 150 | Not Applicable |  |  |  | 0.75 | No | [7 empty] | 3 kW |  | 43 | 0.92 | 30 | 27 | 14 | On/Off | Not Applicable | [6 empty] | 100 | 21 | 21 | 51.625 | 104 | 323 | 20 | 47.125 |  |  |  |  | 21 | 47.75 | 47.75 | 8 |  |  |  |  | 47.75 | [8 empty] | 1 | 232 | 232 | UL174 | Yes | Yes | Yes | No | Not Applicable | [5 empty] | 10332 | RES ELEC | 200094302
RE330S6-1NAPP-264 | RE330S | Bradford White | 671632878796 | Active | The ""-264"" indicates that this SKU comes with an Aluminum Anode Rod. | [9 empty] | No | Not Applicable | Not Applicable | Residential Water Heating | Water Heating.Electric | 6 | 6 |  |  |  | 238-44422-00 |  |  |  | 238-39699-00 | [6 empty] | Electric | Electric Resistance | 120 | 1 |  | Indoor |  | Floor Mounted |  | No | Not Applicable | 150 | Not Applicable |  |  |  | 0.75 | No | [7 empty] | 3 kW |  | 43 | 0.92 | 30 | 27 | 14 | On/Off | Not Applicable | [6 empty] | 100 | 21 | 21 | 51.625 | 104 | 323 | 20 | 47.125 |  |  |  |  | 21 | 47.75 | 47.75 | 8 |  |  |  |  | 47.75 | [8 empty] | 1 | 232 | 232 | UL174 | Yes | Yes | Yes | No | Not Applicable | [5 empty] | 10332 | RES ELEC | 200094302
RE330S6-1NCLL | RE330S | Bradford White | 671632826063 | Active | [10 empty] | No | Not Applicable | Not Applicable | Residential Water Heating | Water Heating.Electric | 6 | 6 |  |  |  | 238-44422-00 |  |  |  | 238-39699-00 | [6 empty] | Electric | Electric Resistance | 240/208 | 1 |  | Indoor |  | Floor Mounted |  | No | Not Applicable | 150 | Not Applicable |  |  |  | 0.75 | No | [7 empty] | 1.5/1 kW |  | 43 | 0.92 | 30 | 27 | 7/5 | On/Off | Not Applicable | [6 empty] | 100 | 21 | 21 | 51.625 | 104 | 323 | 20 | 47.125 |  |  |  |  | 21 | 47.75 | 47.75 | 8 |  |  |  |  | 47.75 | [8 empty] | 1 | 232 | 232 | UL174 | Yes | Yes | Yes | No | Not Applicable | [5 empty] | 10332 | RES ELEC | 200094302
RE330S6-1NCLL-264 | RE330S | Bradford White | 671632999767 | Active | The ""-264"" indicates that this SKU comes with an Aluminum Anode Rod. | [9 empty] | No | Not Applicable | Not Applicable | Residential Water Heating | Water Heating.Electric | 6 | 6 |  |  |  | 238-44422-00 |  |  |  | 238-39699-00 | [6 empty] | Electric | Electric Resistance | 240/208 | 1 |  | Indoor |  | Floor Mounted |  | No | Not Applicable | 150 | Not Applicable |  |  |  | 0.75 | No | [7 empty] | 1.5/1 kW |  | 43 | 0.92 | 30 | 27 | 7/5 | On/Off | Not Applicable | [6 empty] | 100 | 21 | 21 | 51.625 | 104 | 323 | 20 | 47.125 |  |  |  |  | 21 | 47.75 | 47.75 | 8 |  |  |  |  | 47.75 | [8 empty] | 1 | 232 | 232 | UL174 | Yes | Yes | Yes | No | Not Applicable | [5 empty] | 10332 | RES ELEC | 200094302
RE330S6-1NCLL-458 | RE330S | Bradford White | 671632632206 | Active | The ""-458"" indicates that this SKU was designed and certified for Installation in Canada. | [9 empty] | No | Not Applicable | Not Applicable | Residential Water Heating | Water Heating.Electric | 6 | 6 |  |  |  | 238-44422-00 |  |  |  | 238-39699-00 | [6 empty] | Electric | Electric Resistance | 240/208 | 1 |  | Indoor |  | Floor Mounted |  | No | Not Applicable | 150 | Not Applicable |  |  |  | 0.75 | No | [7 empty] | 1.5/1 kW |  |  |  | 27 |  | 7/5 | On/Off | Not Applicable | [6 empty] | 100 | 21 | 21 | 51.625 | 104 | 323 | 20 | 47.125 |  |  |  |  | 21 | 47.75 | 47.75 | 8 |  |  |  |  | 47.75 | [8 empty] | 1 | 232 | 232 | UL1453 | Yes | No | Yes | No | Not Applicable | 238-45688-00 |  |  |  | 238-45684-00 | 10332 | RES ELEC
RE330S6-1NCMM | RE330S | Bradford White | 671632569144 | Active | [10 empty] | No | Not Applicable | Not Applicable | Residential Water Heating | Water Heating.Electric | 6 | 6 |  |  |  | 238-44422-00 |  |  |  | 238-39699-00 | [6 empty] | Electric | Electric Resistance | 240/208 | 1 |  | Indoor |  | Floor Mounted |  | No | Not Applicable | 150 | Not Applicable |  |  |  | 0.75 | No | [7 empty] | 2/1.5 kW |  | 43 | 0.92 | 30 | 27 | 9/7 | On/Off | Not Applicable | [6 empty] | 100 | 21 | 21 | 51.625 | 104 | 323 | 20 | 47.125 |  |  |  |  | 21 | 47.75 | 47.75 | 8 |  |  |  |  | 47.75 | [8 empty] | 1 | 232 | 232 | UL1453 | Yes | Yes | Yes | No | Not Applicable | [5 empty] | 10332 | RES ELEC | 200094302
RE330S6-1NCMM-264 | RE330S | Bradford White | 671632569199 | Active | The ""-264"" indicates that this SKU comes with an Aluminum Anode Rod. | [9 empty] | No | Not Applicable | Not Applicable | Residential Water Heating | Water Heating.Electric | 6 | 6 |  |  |  | 238-44422-00 |  |  |  | 238-39699-00 | [6 empty] | Electric | Electric Resistance | 240/208 | 1 |  | Indoor |  | Floor Mounted |  | No | Not Applicable | 150 | Not Applicable |  |  |  | 0.75 | No | [7 empty] | 2/1.5 kW |  | 43 | 0.92 | 30 | 27 | 9/7 | On/Off | Not Applicable | [6 empty] | 100 | 21 | 21 | 51.625 | 104 | 323 | 20 | 47.125 |  |  |  |  | 21 | 47.75 | 47.75 | 8 |  |  |  |  | 47.75 | [8 empty] | 1 | 232 | 232 | UL1453 | Yes | Yes | Yes | No | Not Applicable | [5 empty] | 10332 | RES ELEC | 200094302
RE330S6-1NCNN | RE330S | Bradford White | 671632820818 | Active | [10 empty] | No | Not Applicable | Not Applicable | Residential Water Heating | Water Heating.Electric | 6 | 6 |  |  |  | 238-44422-00 |  |  |  | 238-39699-00 | [6 empty] | Electric | Electric Resistance | 240/208 | 1 |  | Indoor |  | Floor Mounted |  | No | Not Applicable | 150 | Not Applicable |  |  |  | 0.75 | No | [7 empty] | 2.5/2 kW |  | 43 | 0.92 | 30 | 27 | 11/9 | On/Off | Not Applicable | [6 empty] | 100 | 21 | 21 | 51.625 | 104 | 323 | 20 | 47.125 |  |  |  |  | 21 | 47.75 | 47.75 | 8 |  |  |  |  | 47.75 | [8 empty] | 1 | 232 | 232 | UL174 | Yes | Yes | Yes | No | Not Applicable | [5 empty] | 10332 | RES ELEC | 200094302
RE330S6-1NCPP | RE330S | Bradford White | 671632901296 | Active | [10 empty] | No | Not Applicable | Not Applicable | Residential Water Heating | Water Heating.Electric | 6 | 6 |  |  |  | 238-44422-00 |  |  |  | 238-39699-00 | [6 empty] | Electric | Electric Resistance | 240 | 1 |  | Indoor |  | Floor Mounted |  | No | Not Applicable | 150 | Not Applicable |  |  |  | 0.75 | No | [7 empty] | 3 kW |  | 43 | 0.92 | 30 | 27 | 14 | On/Off | Not Applicable | [6 empty] | 100 | 21 | 21 | 51.625 | 104 | 323 | 20 | 47.125 |  |  |  |  | 21 | 47.75 | 47.75 | 8 |  |  |  |  | 47.75 | [8 empty] | 1 | 232 | 232 | UL174 | Yes | Yes | Yes | No | Not Applicable | [5 empty] | 10332 | RES ELEC | 200094302
RE330S6-1NCPP-458 | RE330S | Bradford White | 671632826575 | Active | The ""-458"" indicates that this SKU was designed and certified for Installation in Canada. | [9 empty] | No | Not Applicable | Not Applicable | Residential Water Heating | Water Heating.Electric | 6 | 6 |  |  |  | 238-44422-00 |  |  |  | 238-39699-00 | [6 empty] | Electric | Electric Resistance | 240 | 1 |  | Indoor |  | Floor Mounted |  | No | Not Applicable | 150 | Not Applicable |  |  |  | 0.75 | No | [7 empty] | 3 kW |  |  |  | 27 |  | 14 | On/Off | Not Applicable | [6 empty] | 100 | 21 | 21 | 51.625 | 104 | 323 | 20 | 47.125 |  |  |  |  | 21 | 47.75 | 47.75 | 8 |  |  |  |  | 47.75 | [8 empty] | 1 | 232 | 232 | UL1453 | Yes | No | Yes | No | Not Applicable | 238-45688-00 |  |  |  | 238-45684-00 | 10332 | RES ELEC
RE330S6-1NCR | RE330S | Bradford White | 671632848546 | Active | [10 empty] | No | Not Applicable | Not Applicable | Residential Water Heating | Water Heating.Electric | 6 | 6 |  |  |  | 238-44422-00 |  |  |  | 238-39699-00 | [6 empty] | Electric | Electric Resistance | 240/208 | 1 |  | Indoor |  | Floor Mounted |  | No | Not Applicable | 150 | Not Applicable |  |  |  | 0.75 | No | [7 empty] | 3.5/2.5 kW |  | 43 | 0.92 | 30 | 27 | 16/11 | On/Off | Not Applicable | [6 empty] | 100 | 21 | 21 | 51.625 | 104 | 323 | 20 | 47.125 |  |  |  |  | 21 | 47.75 | 47.75 | 8 |  |  |  |  | 47.75 | [8 empty] | 1 | 232 | 232 | UL174 | Yes | Yes | Yes | No | Not Applicable | [5 empty] | 10332 | RES ELEC | 200094302
RE330S6-1NCRR | RE330S | Bradford White | 671632804948 | Active | [10 empty] | No | Not Applicable | Not Applicable | Residential Water Heating | Water Heating.Electric | 6 | 6 |  |  |  | 238-44422-00 |  |  |  | 238-39699-00 | [6 empty] | Electric | Electric Resistance | 240/208 | 1 |  | Indoor |  | Floor Mounted |  | No | Not Applicable | 150 | Not Applicable |  |  |  | 0.75 | No | [7 empty] | 3.5/2.5 kW |  | 43 | 0.92 | 30 | 27 | 16/11 | On/Off | Not Applicable | [6 empty] | 100 | 21 | 21 | 51.625 | 104 | 323 | 20 | 47.125 |  |  |  |  | 21 | 47.75 | 47.75 | 8 |  |  |  |  | 47.75 | [8 empty] | 1 | 232 | 232 | UL174 | Yes | Yes | Yes | No | Not Applicable | [5 empty] | 10332 | RES ELEC | 200094302
RE330S6-1NCRR-264 | RE330S | Bradford White | 671632807192 | Active | The ""-264"" indicates that this SKU comes with an Aluminum Anode Rod. | [9 empty] | No | Not Applicable | Not Applicable | Residential Water Heating | Water Heating.Electric | 6 | 6 |  |  |  | 238-44422-00 |  |  |  | 238-39699-00 | [6 empty] | Electric | Electric Resistance | 240/208 | 1 |  | Indoor |  | Floor Mounted |  | No | Not Applicable | 150 | Not Applicable |  |  |  | 0.75 | No | [7 empty] | 3.5/2.5 kW |  | 43 | 0.92 | 30 | 27 | 16/11 | On/Off | Not Applicable | [6 empty] | 100 | 21 | 21 | 51.625 | 104 | 323 | 20 | 47.125 |  |  |  |  | 21 | 47.75 | 47.75 | 8 |  |  |  |  | 47.75 | [8 empty] | 1 | 232 | 232 | UL174 | Yes | Yes | Yes | No | Not Applicable | [5 empty] | 10332 | RES ELEC | 200094302
RE330S6-1NCTT | RE330S | Bradford White | 671632844708 | Active | [10 empty] | No | Not Applicable | Not Applicable | Residential Water Heating | Water Heating.Electric | 6 | 6 |  |  |  | 238-44422-00 |  |  |  | 238-39699-00 | [6 empty] | Electric | Electric Resistance | 240/208 | 1 |  | Indoor |  | Floor Mounted |  | No | Not Applicable | 150 | Not Applicable |  |  |  | 0.75 | No | [7 empty] | 4/3 kW |  | 43 | 0.92 | 30 | 27 | 18/14 | On/Off | Not Applicable | [6 empty] | 100 | 21 | 21 | 51.625 | 104 | 323 | 20 | 47.125 |  |  |  |  | 21 | 47.75 | 47.75 | 8 |  |  |  |  | 47.75 | [8 empty] | 1 | 232 | 232 | UL174 | Yes | Yes | Yes | No | Not Applicable | [5 empty] | 10332 | RES ELEC | 200094302
RE330S6-1NCTT-264 | RE330S | Bradford White | 671632139019 | Active | The ""-264"" indicates that this SKU comes with an Aluminum Anode Rod. | [9 empty] | No | Not Applicable | Not Applicable | Residential Water Heating | Water Heating.Electric | 6 | 6 |  |  |  | 238-44422-00 |  |  |  | 238-39699-00 | [6 empty] | Electric | Electric Resistance | 240/208 | 1 |  | Indoor |  | Floor Mounted |  | No | Not Applicable | 150 | Not Applicable |  |  |  | 0.75 | No | [7 empty] | 4/3 kW |  | 43 | 0.92 | 30 | 27 | 18/14 | On/Off | Not Applicable | [6 empty] | 100 | 21 | 21 | 51.625 | 104 | 323 | 20 | 47.125 |  |  |  |  | 21 | 47.75 | 47.75 | 8 |  |  |  |  | 47.75 | [8 empty] | 1 | 232 | 232 | UL174 | Yes | Yes | Yes | No | Not Applicable | [5 empty] | 10332 | RES ELEC | 200094302
RE330S6-1NCW | RE330S | Bradford White | 671632838790 | Active | [10 empty] | No | Not Applicable | Not Applicable | Residential Water Heating | Water Heating.Electric | 6 | 6 |  |  |  | 238-44422-00 |  |  |  | 238-39699-00 | [6 empty] | Electric | Electric Resistance | 240/208 | 1 |  | Indoor |  | Floor Mounted |  | No | Not Applicable | 150 | Not Applicable |  |  |  | 0.75 | No | [7 empty] | 4.5/3.5 kW |  | 43 | 0.92 | 30 | 27 | 21/16 | On/Off | Not Applicable | [6 empty] | 100 | 21 | 21 | 51.625 | 104 | 323 | 20 | 47.125 |  |  |  |  | 21 | 47.75 | 47.75 | 8 |  |  |  |  | 47.75 | [8 empty] | 1 | 232 | 232 | UL174 | Yes | Yes | Yes | No | Not Applicable | [5 empty] | 10332 | RES ELEC | 200094302
RE330S6-1NCW-116 | RE330S | Bradford White | 671632821235 | Active | The ""-116"" indicates that this SKU comes with Low Watt Density Heating Element(s). | [9 empty] | No | Not Applicable | Not Applicable | Residential Water Heating | Water Heating.Electric | 6 | 6 |  |  |  | 238-44422-00 |  |  |  | 238-39699-00 | [6 empty] | Electric | Electric Resistance | 240/208 | 1 |  | Indoor |  | Floor Mounted |  | No | Not Applicable | 150 | Not Applicable |  |  |  | 0.75 | No | [7 empty] | 4.5/3.5 kW |  | 43 | 0.92 | 30 | 27 | 21/16 | On/Off | Not Applicable | [6 empty] | 100 | 21 | 21 | 51.625 | 104 | 323 | 20 | 47.125 |  |  |  |  | 21 | 47.75 | 47.75 | 8 |  |  |  |  | 47.75 | [8 empty] | 1 | 232 | 232 | UL174 | Yes | Yes | Yes | No | Not Applicable | [5 empty] | 10332 | RES ELEC | 200094302
RE330S6-1NCW-264 | RE330S | Bradford White | 671632808038 | Active | The ""-264"" indicates that this SKU comes with an Aluminum Anode Rod. | [9 empty] | No | Not Applicable | Not Applicable | Residential Water Heating | Water Heating.Electric | 6 | 6 |  |  |  | 238-44422-00 |  |  |  | 238-39699-00 | [6 empty] | Electric | Electric Resistance | 240/208 | 1 |  | Indoor |  | Floor Mounted |  | No | Not Applicable | 150 | Not Applicable |  |  |  | 0.75 | No | [7 empty] | 4.5/3.5 kW |  | 43 | 0.92 | 30 | 27 | 21/16 | On/Off | Not Applicable | [6 empty] | 100 | 21 | 21 | 51.625 | 104 | 323 | 20 | 47.125 |  |  |  |  | 21 | 47.75 | 47.75 | 8 |  |  |  |  | 47.75 | [8 empty] | 1 | 232 | 232 | UL174 | Yes | Yes | Yes | No | Not Applicable | [5 empty] | 10332 | RES ELEC | 200094302
RE330S6-1NCW-264-284 | RE330S | Bradford White | 671632815814 | Active | The ""-264"" indicates that this SKU comes with an Aluminum Anode Rod. | The ""-284"" indicates that this SKU comes with an Incoloy Element. | [8 empty] | No | Not Applicable | Not Applicable | Residential Water Heating | Water Heating.Electric | 6 | 6 |  |  |  | 238-44422-00 |  |  |  | 238-39699-00 | [6 empty] | Electric | Electric Resistance | 240/208 | 1 |  | Indoor |  | Floor Mounted |  | No | Not Applicable | 150 | Not Applicable |  |  |  | 0.75 | No | [7 empty] | 4.5/3.5 kW |  | 43 | 0.92 | 30 | 27 | 21/16 | On/Off | Not Applicable | [6 empty] | 100 | 21 | 21 | 51.625 | 104 | 323 | 20 | 47.125 |  |  |  |  | 21 | 47.75 | 47.75 | 8 |  |  |  |  | 47.75 | [8 empty] | 1 | 232 | 232 | UL174 | Yes | Yes | Yes | No | Not Applicable | [5 empty] | 10332 | RES ELEC | 200094302
RE330S6-1NCW-284 | RE330S | Bradford White | 671632815821 | Active | The ""-284"" indicates that this SKU comes with an Incoloy Element. | [9 empty] | No | Not Applicable | Not Applicable | Residential Water Heating | Water Heating.Electric | 6 | 6 |  |  |  | 238-44422-00 |  |  |  | 238-39699-00 | [6 empty] | Electric | Electric Resistance | 240/208 | 1 |  | Indoor |  | Floor Mounted |  | No | Not Applicable | 150 | Not Applicable |  |  |  | 0.75 | No | [7 empty] | 4.5/3.5 kW |  | 43 | 0.92 | 30 | 27 | 21/16 | On/Off | Not Applicable | [6 empty] | 100 | 21 | 21 | 51.625 | 104 | 323 | 20 | 47.125 |  |  |  |  | 21 | 47.75 | 47.75 | 8 |  |  |  |  | 47.75 | [8 empty] | 1 | 232 | 232 | UL174 | Yes | Yes | Yes | No | Not Applicable | [5 empty] | 10332 | RES ELEC | 200094302
RE330S6-1NCWW | RE330S | Bradford White | 671632790937 | Active | [10 empty] | No | Not Applicable | Not Applicable | Residential Water Heating | Water Heating.Electric | 6 | 6 |  |  |  | 238-44422-00 |  |  |  | 238-39699-00 | [6 empty] | Electric | Electric Resistance | 240/208 | 1 |  | Indoor |  | Floor Mounted |  | No | Not Applicable | 150 | Not Applicable |  |  |  | 0.75 | No | [7 empty] | 4.5/3.5 kW |  | 43 | 0.92 | 30 | 27 | 21/16 | On/Off | Not Applicable | [6 empty] | 100 | 21 | 21 | 51.625 | 104 | 323 | 20 | 47.125 |  |  |  |  | 21 | 47.75 | 47.75 | 8 |  |  |  |  | 47.75 | [8 empty] | 1 | 232 | 232 | UL174 | Yes | Yes | Yes | No | Not Applicable | [5 empty] | 10332 | RES ELEC | 200094302
RE330S6-1NCWW-264 | RE330S | Bradford White | 671632805952 | Active | The ""-264"" indicates that this SKU comes with an Aluminum Anode Rod. | [9 empty] | No | Not Applicable | Not Applicable | Residential Water Heating | Water Heating.Electric | 6 | 6 |  |  |  | 238-44422-00 |  |  |  | 238-39699-00 | [6 empty] | Electric | Electric Resistance | 240/208 | 1 |  | Indoor |  | Floor Mounted |  | No | Not Applicable | 150 | Not Applicable |  |  |  | 0.75 | No | [7 empty] | 4.5/3.5 kW |  | 43 | 0.92 | 30 | 27 | 21/16 | On/Off | Not Applicable | [6 empty] | 100 | 21 | 21 | 51.625 | 104 | 323 | 20 | 47.125 |  |  |  |  | 21 | 47.75 | 47.75 | 8 |  |  |  |  | 47.75 | [8 empty] | 1 | 232 | 232 | UL174 | Yes | Yes | Yes | No | Not Applicable | [5 empty] | 10332 | RES ELEC | 200094302
RE330S6-1NCWW-264-284 | RE330S | Bradford White | 671632807932 | Active | The ""-264"" indicates that this SKU comes with an Aluminum Anode Rod. | The ""-284"" indicates that this SKU comes with an Incoloy Element. | [8 empty] | No | Not Applicable | Not Applicable | Residential Water Heating | Water Heating.Electric | 6 | 6 |  |  |  | 238-44422-00 |  |  |  | 238-39699-00 | [6 empty] | Electric | Electric Resistance | 240/208 | 1 |  | Indoor |  | Floor Mounted |  | No | Not Applicable | 150 | Not Applicable |  |  |  | 0.75 | No | [7 empty] | 4.5/3.5 kW |  | 43 | 0.92 | 30 | 27 | 21/16 | On/Off | Not Applicable | [6 empty] | 100 | 21 | 21 | 51.625 | 104 | 323 | 20 | 47.125 |  |  |  |  | 21 | 47.75 | 47.75 | 8 |  |  |  |  | 47.75 | [8 empty] | 1 | 232 | 232 | UL174 | Yes | Yes | Yes | No | Not Applicable | [5 empty] | 10332 | RES ELEC | 200094302
RE330S6-1NCWW-284 | RE330S | Bradford White | 671632854417 | Active | The ""-284"" indicates that this SKU comes with an Incoloy Element. | [9 empty] | No | Not Applicable | Not Applicable | Residential Water Heating | Water Heating.Electric | 6 | 6 |  |  |  | 238-44422-00 |  |  |  | 238-39699-00 | [6 empty] | Electric | Electric Resistance | 240/208 | 1 |  | Indoor |  | Floor Mounted |  | No | Not Applicable | 150 | Not Applicable |  |  |  | 0.75 | No | [7 empty] | 4.5/3.5 kW |  | 43 | 0.92 | 30 | 27 | 21/16 | On/Off | Not Applicable | [6 empty] | 100 | 21 | 21 | 51.625 | 104 | 323 | 20 | 47.125 |  |  |  |  | 21 | 47.75 | 47.75 | 8 |  |  |  |  | 47.75 | [8 empty] | 1 | 232 | 232 | UL174 | Yes | Yes | Yes | No | Not Applicable | [5 empty] | 10332 | RES ELEC | 200094302
RE330S6-1NCWW-315 | RE330S | Bradford White | 671632838776 | Active | The ""-315"" indicates that this SKU comes with a Low Watt Density Heating Element, lower location only. | [9 empty] | No | Not Applicable | Not Applicable | Residential Water Heating | Water Heating.Electric | 6 | 6 |  |  |  | 238-44422-00 |  |  |  | 238-39699-00 | [6 empty] | Electric | Electric Resistance | 240/208 | 1 |  | Indoor |  | Floor Mounted |  | No | Not Applicable | 150 | Not Applicable |  |  |  | 0.75 | No | [7 empty] | 4.5/3.5 kW |  | 43 | 0.92 | 30 | 27 | 21/16 | On/Off | Not Applicable | [6 empty] | 100 | 21 | 21 | 51.625 | 104 | 323 | 20 | 47.125 |  |  |  |  | 21 | 47.75 | 47.75 | 8 |  |  |  |  | 47.75 | [8 empty] | 1 | 232 | 232 | UL174 | Yes | Yes | Yes | No | Not Applicable | [5 empty] | 10332 | RES ELEC | 200094302
RE330S6-1NCWW-458 | RE330S | Bradford White | 671632825219 | Active | The ""-458"" indicates that this SKU was designed and certified for Installation in Canada. | [9 empty] | No | Not Applicable | Not Applicable | Residential Water Heating | Water Heating.Electric | 6 | 6 |  |  |  | 238-44422-00 |  |  |  | 238-39699-00 | [6 empty] | Electric | Electric Resistance | 240/208 | 1 |  | Indoor |  | Floor Mounted |  | No | Not Applicable | 150 | Not Applicable |  |  |  | 0.75 | No | [7 empty] | 4.5/3.5 kW |  |  |  | 27 |  | 21/16 | On/Off | Not Applicable | [6 empty] | 100 | 21 | 21 | 51.625 | 104 | 323 | 20 | 47.125 |  |  |  |  | 21 | 47.75 | 47.75 | 8 |  |  |  |  | 47.75 | [8 empty] | 1 | 232 | 232 | UL1453 | Yes | No | Yes | No | Not Applicable | 238-45688-00 |  |  |  | 238-45684-00 | 10332 | RES ELEC
RE330S6-1NCWW-506 | RE330S | Bradford White | 671632807833 | Active | The ""-506"" indicates that this SKU comes with an A420 Aluminum Anode Rod. | [9 empty] | No | Not Applicable | Not Applicable | Residential Water Heating | Water Heating.Electric | 6 | 6 |  |  |  | 238-44422-00 |  |  |  | 238-39699-00 | [6 empty] | Electric | Electric Resistance | 240/208 | 1 |  | Indoor |  | Floor Mounted |  | No | Not Applicable | 150 | Not Applicable |  |  |  | 0.75 | No | [7 empty] | 4.5/3.5 kW |  | 43 | 0.92 | 30 | 27 | 21/16 | On/Off | Not Applicable | [6 empty] | 100 | 21 | 21 | 51.625 | 104 | 323 | 20 | 47.125 |  |  |  |  | 21 | 47.75 | 47.75 | 8 |  |  |  |  | 47.75 | [8 empty] | 1 | 232 | 232 | UL174 | Yes | Yes | Yes | No | Not Applicable | [5 empty] | 10332 | RES ELEC | 200094302
RE330S6-1NCWW-506-284 | RE330S | Bradford White | 671632809004 | Active | The ""-284"" indicates that this SKU comes with an Incoloy Element. | The ""-506"" indicates that this SKU comes with an A420 Aluminum Anode Rod. | [8 empty] | No | Not Applicable | Not Applicable | Residential Water Heating | Water Heating.Electric | 6 | 6 |  |  |  | 238-44422-00 |  |  |  | 238-39699-00 | [6 empty] | Electric | Electric Resistance | 240/208 | 1 |  | Indoor |  | Floor Mounted |  | No | Not Applicable | 150 | Not Applicable |  |  |  | 0.75 | No | [7 empty] | 4.5/3.5 kW |  | 43 | 0.92 | 30 | 27 | 21/16 | On/Off | Not Applicable | [6 empty] | 100 | 21 | 21 | 51.625 | 104 | 323 | 20 | 47.125 |  |  |  |  | 21 | 47.75 | 47.75 | 8 |  |  |  |  | 47.75 | [8 empty] | 1 | 232 | 232 | UL174 | Yes | Yes | Yes | No | Not Applicable | [5 empty] | 10332 | RES ELEC | 200094302
RE330S6-1NCXX | RE330S | Bradford White | 671632333868 | Active | [10 empty] | No | Not Applicable | Not Applicable | Residential Water Heating | Water Heating.Electric | 6 | 6 |  |  |  | 238-44422-00 |  |  |  | 238-39699-00 | [6 empty] | Electric | Electric Resistance | 240 | 1 |  | Indoor |  | Floor Mounted |  | No | Not Applicable | 150 | Not Applicable |  |  |  | 0.75 | No | [7 empty] | 5 kW |  | 43 | 0.92 | 30 | 27 | 23 | On/Off | Not Applicable | [6 empty] | 100 | 21 | 21 | 51.625 | 104 | 323 | 20 | 47.125 |  |  |  |  | 21 | 47.75 | 47.75 | 8 |  |  |  |  | 47.75 | [8 empty] | 1 | 232 | 232 | UL174 | Yes | Yes | Yes | No | Not Applicable | [5 empty] | 10332 | RES ELEC | 200094302
RE330S6-1NCY | RE330S | Bradford White | 671632806416 | Active | [10 empty] | No | Not Applicable | Not Applicable | Residential Water Heating | Water Heating.Electric | 6 | 6 |  |  |  | 238-44422-00 |  |  |  | 238-39699-00 | [6 empty] | Electric | Electric Resistance | 240/208 | 1 |  | Indoor |  | Floor Mounted |  | No | Not Applicable | 150 | Not Applicable |  |  |  | 0.75 | No | [7 empty] | 5.5/4 kW |  | 43 | 0.92 | 30 | 27 | 25/18 | On/Off | Not Applicable | [6 empty] | 100 | 21 | 21 | 51.625 | 104 | 323 | 20 | 47.125 |  |  |  |  | 21 | 47.75 | 47.75 | 8 |  |  |  |  | 47.75 | [8 empty] | 1 | 232 | 232 | UL174 | Yes | Yes | Yes | No | Not Applicable | [5 empty] | 10332 | RES ELEC | 200094302
RE330S6-1NCY-284 | RE330S | Bradford White | 671632815838 | Active | The ""-284"" indicates that this SKU comes with an Incoloy Element. | [9 empty] | No | Not Applicable | Not Applicable | Residential Water Heating | Water Heating.Electric | 6 | 6 |  |  |  | 238-44422-00 |  |  |  | 238-39699-00 | [6 empty] | Electric | Electric Resistance | 240/208 | 1 |  | Indoor |  | Floor Mounted |  | No | Not Applicable | 150 | Not Applicable |  |  |  | 0.75 | No | [7 empty] | 5.5/4 kW |  | 43 | 0.92 | 30 | 27 | 25/18 | On/Off | Not Applicable | [6 empty] | 100 | 21 | 21 | 51.625 | 104 | 323 | 20 | 47.125 |  |  |  |  | 21 | 47.75 | 47.75 | 8 |  |  |  |  | 47.75 | [8 empty] | 1 | 232 | 232 | UL174 | Yes | Yes | Yes | No | Not Applicable | [5 empty] | 10332 | RES ELEC | 200094302
RE330S6-1NCYY | RE330S | Bradford White | 671632144778 | Active | [10 empty] | No | Not Applicable | Not Applicable | Residential Water Heating | Water Heating.Electric | 6 | 6 |  |  |  | 238-44422-00 |  |  |  | 238-39699-00 | [6 empty] | Electric | Electric Resistance | 240/208 | 1 |  | Indoor |  | Floor Mounted |  | No | Not Applicable | 150 | Not Applicable |  |  |  | 0.75 | No | [7 empty] | 5.5/4 kW |  | 43 | 0.92 | 30 | 27 | 25/18 | On/Off | Not Applicable | [6 empty] | 100 | 21 | 21 | 51.625 | 104 | 323 | 20 | 47.125 |  |  |  |  | 21 | 47.75 | 47.75 | 8 |  |  |  |  | 47.75 | [8 empty] | 1 | 232 | 232 | UL174 | Yes | Yes | Yes | No | Not Applicable | [5 empty] | 10332 | RES ELEC | 200094302
RE330S6-1NCZ | RE330S | Bradford White | 671632135738 | Active | [10 empty] | No | Not Applicable | Not Applicable | Residential Water Heating | Water Heating.Electric | 6 | 6 |  |  |  | 238-44422-00 |  |  |  | 238-39699-00 | [6 empty] | Electric | Electric Resistance | 240/208 | 1 |  | Indoor |  | Floor Mounted |  | No | Not Applicable | 150 | Not Applicable |  |  |  | 0.75 | No | [7 empty] | 6/4.5 kW |  | 43 | 0.92 | 30 | 27 | 28/21 | On/Off | Not Applicable | [6 empty] | 100 | 21 | 21 | 51.625 | 104 | 323 | 20 | 47.125 |  |  |  |  | 21 | 47.75 | 47.75 | 8 |  |  |  |  | 47.75 | [8 empty] | 1 | 232 | 232 | UL174 | Yes | Yes | Yes | No | Not Applicable | [5 empty] | 10332 | RES ELEC | 200094302
RE330S6-1NCZZ | RE330S | Bradford White | 671632826636 | Active | [10 empty] | No | Not Applicable | Not Applicable | Residential Water Heating | Water Heating.Electric | 6 | 6 |  |  |  | 238-44422-00 |  |  |  | 238-39699-00 | [6 empty] | Electric | Electric Resistance | 240/208 | 1 |  | Indoor |  | Floor Mounted |  | No | Not Applicable | 150 | Not Applicable |  |  |  | 0.75 | No | [7 empty] | 6/4.5 kW |  | 43 | 0.92 | 30 | 27 | 28/21 | On/Off | Not Applicable | [6 empty] | 100 | 21 | 21 | 51.625 | 104 | 323 | 20 | 47.125 |  |  |  |  | 21 | 47.75 | 47.75 | 8 |  |  |  |  | 47.75 | [8 empty] | 1 | 232 | 232 | UL174 | Yes | Yes | Yes | No | Not Applicable | [5 empty] | 10332 | RES ELEC | 200094302
RE330S6-1NCZZ-264 | RE330S | Bradford White | 671632809547 | Active | The ""-264"" indicates that this SKU comes with an Aluminum Anode Rod. | [9 empty] | No | Not Applicable | Not Applicable | Residential Water Heating | Water Heating.Electric | 6 | 6 |  |  |  | 238-44422-00 |  |  |  | 238-39699-00 | [6 empty] | Electric | Electric Resistance | 240/208 | 1 |  | Indoor |  | Floor Mounted |  | No | Not Applicable | 150 | Not Applicable |  |  |  | 0.75 | No | [7 empty] | 6/4.5 kW |  | 43 | 0.92 | 30 | 27 | 28/21 | On/Off | Not Applicable | [6 empty] | 100 | 21 | 21 | 51.625 | 104 | 323 | 20 | 47.125 |  |  |  |  | 21 | 47.75 | 47.75 | 8 |  |  |  |  | 47.75 | [8 empty] | 1 | 232 | 232 | UL174 | Yes | Yes | Yes | No | Not Applicable | [5 empty] | 10332 | RES ELEC | 200094302
RE330S6-1NCZZ-458 | RE330S | Bradford White | 671632146673 | Active | The ""-458"" indicates that this SKU was designed and certified for Installation in Canada. | [9 empty] | No | Not Applicable | Not Applicable | Residential Water Heating | Water Heating.Electric | 6 | 6 |  |  |  | 238-44422-00 |  |  |  | 238-39699-00 | [6 empty] | Electric | Electric Resistance | 240/208 | 1 |  | Indoor |  | Floor Mounted |  | No | Not Applicable | 150 | Not Applicable |  |  |  | 0.75 | No | [7 empty] | 6/4.5 kW |  |  |  | 27 |  | 28/21 | On/Off | Not Applicable | [6 empty] | 100 | 21 | 21 | 51.625 | 104 | 323 | 20 | 47.125 |  |  |  |  | 21 | 47.75 | 47.75 | 8 |  |  |  |  | 47.75 | [8 empty] | 1 | 232 | 232 | UL1453 | Yes | No | Yes | No | Not Applicable | 238-45688-00 |  |  |  | 238-45684-00 | 10332 | RES ELEC
RE330S6-1NEL | RE330S | Bradford White | 671632890262 | Active | [10 empty] | No | Not Applicable | Not Applicable | Residential Water Heating | Water Heating.Electric | 6 | 6 |  |  |  | 238-44422-00 |  |  |  | 238-39699-00 | [6 empty] | Electric | Electric Resistance | 277 | 1 |  | Indoor |  | Floor Mounted |  | No | Not Applicable | 150 | Not Applicable |  |  |  | 0.75 | No | [7 empty] | 1.5 kW |  | 43 | 0.92 | 30 | 27 | 7 | On/Off | Not Applicable | [6 empty] | 100 | 21 | 21 | 51.625 | 104 | 323 | 20 | 47.125 |  |  |  |  | 21 | 47.75 | 47.75 | 8 |  |  |  |  | 47.75 | [8 empty] | 1 | 232 | 232 | UL174 | Yes | Yes | Yes | No | Not Applicable | [5 empty] | 10332 | RES ELEC | 200094302
RE330S6-1NELL | RE330S | Bradford White | 671632890392 | Active | [10 empty] | No | Not Applicable | Not Applicable | Residential Water Heating | Water Heating.Electric | 6 | 6 |  |  |  | 238-44422-00 |  |  |  | 238-39699-00 | [6 empty] | Electric | Electric Resistance | 277 | 1 |  | Indoor |  | Floor Mounted |  | No | Not Applicable | 150 | Not Applicable |  |  |  | 0.75 | No | [7 empty] | 1.5 kW |  | 43 | 0.92 | 30 | 27 | 7 | On/Off | Not Applicable | [6 empty] | 100 | 21 | 21 | 51.625 | 104 | 323 | 20 | 47.125 |  |  |  |  | 21 | 47.75 | 47.75 | 8 |  |  |  |  | 47.75 | [8 empty] | 1 | 232 | 232 | UL174 | Yes | Yes | Yes | No | Not Applicable | [5 empty] | 10332 | RES ELEC | 200094302
RE330S6-1NENN | RE330S | Bradford White | 671632134250 | Active | [10 empty] | No | Not Applicable | Not Applicable | Residential Water Heating | Water Heating.Electric | 6 | 6 |  |  |  | 238-44422-00 |  |  |  | 238-39699-00 | [6 empty] | Electric | Electric Resistance | 277 | 1 |  | Indoor |  | Floor Mounted |  | No | Not Applicable | 150 | Not Applicable |  |  |  | 0.75 | No | [7 empty] | 2.5 kW |  | 43 | 0.92 | 30 | 27 | 11 | On/Off | Not Applicable | [6 empty] | 100 | 21 | 21 | 51.625 | 104 | 323 | 20 | 47.125 |  |  |  |  | 21 | 47.75 | 47.75 | 8 |  |  |  |  | 47.75 | [8 empty] | 1 | 232 | 232 | UL174 | Yes | Yes | Yes | No | Not Applicable | [5 empty] | 10332 | RES ELEC | 200094302
RE330S6-1NEPP | RE330S | Bradford White | 671632145324 | Active | [10 empty] | No | Not Applicable | Not Applicable | Residential Water Heating | Water Heating.Electric | 6 | 6 |  |  |  | 238-44422-00 |  |  |  | 238-39699-00 | [6 empty] | Electric | Electric Resistance | 277 | 1 |  | Indoor |  | Floor Mounted |  | No | Not Applicable | 150 | Not Applicable |  |  |  | 0.75 | No | [7 empty] | 3 kW |  | 43 | 0.92 | 30 | 27 | 14 | On/Off | Not Applicable | [6 empty] | 100 | 21 | 21 | 51.625 | 104 | 323 | 20 | 47.125 |  |  |  |  | 21 | 47.75 | 47.75 | 8 |  |  |  |  | 47.75 | [8 empty] | 1 | 232 | 232 | UL174 | Yes | Yes | Yes | No | Not Applicable | [5 empty] | 10332 | RES ELEC | 200094302
RE330S6-1NETT | RE330S | Bradford White | 671632143603 | Active | [10 empty] | No | Not Applicable | Not Applicable | Residential Water Heating | Water Heating.Electric | 6 | 6 |  |  |  | 238-44422-00 |  |  |  | 238-39699-00 | [6 empty] | Electric | Electric Resistance | 277 | 1 |  | Indoor |  | Floor Mounted |  | No | Not Applicable | 150 | Not Applicable |  |  |  | 0.75 | No | [7 empty] | 4 kW |  | 43 | 0.92 | 30 | 27 | 18 | On/Off | Not Applicable | [6 empty] | 100 | 21 | 21 | 51.625 | 104 | 323 | 20 | 47.125 |  |  |  |  | 21 | 47.75 | 47.75 | 8 |  |  |  |  | 47.75 | [8 empty] | 1 | 232 | 232 | UL174 | Yes | Yes | Yes | No | Not Applicable | [5 empty] | 10332 | RES ELEC | 200094302
RE330S6-1NEWW | RE330S | Bradford White | 671632811359 | Active | [10 empty] | No | Not Applicable | Not Applicable | Residential Water Heating | Water Heating.Electric | 6 | 6 |  |  |  | 238-44422-00 |  |  |  | 238-39699-00 | [6 empty] | Electric | Electric Resistance | 277 | 1 |  | Indoor |  | Floor Mounted |  | No | Not Applicable | 150 | Not Applicable |  |  |  | 0.75 | No | [7 empty] | 4.5 kW |  | 43 | 0.92 | 30 | 27 | 21 | On/Off | Not Applicable | [6 empty] | 100 | 21 | 21 | 51.625 | 104 | 323 | 20 | 47.125 |  |  |  |  | 21 | 47.75 | 47.75 | 8 |  |  |  |  | 47.75 | [8 empty] | 1 | 232 | 232 | UL174 | Yes | Yes | Yes | No | Not Applicable | [5 empty] | 10332 | RES ELEC | 200094302
RE330S6-1NEXX | RE330S | Bradford White | 671632645190 | Active | [10 empty] | No | Not Applicable | Not Applicable | Residential Water Heating | Water Heating.Electric | 6 | 6 |  |  |  | 238-44422-00 |  |  |  | 238-39699-00 | [6 empty] | Electric | Electric Resistance | 277 | 1 |  | Indoor |  | Floor Mounted |  | No | Not Applicable | 150 | Not Applicable |  |  |  | 0.75 | No | [7 empty] | 5 kW |  | 43 | 0.92 | 30 | 27 | 23 | On/Off | Not Applicable | [6 empty] | 100 | 21 | 21 | 51.625 | 104 | 323 | 20 | 47.125 |  |  |  |  | 21 | 47.75 | 47.75 | 8 |  |  |  |  | 47.75 | [8 empty] | 1 | 232 | 232 | UL1453 | Yes | Yes | Yes | No | Not Applicable | [5 empty] | 10332 | RES ELEC | 200094302
RE330S6-1NEZZ | RE330S | Bradford White | 671632826322 | Active | [10 empty] | No | Not Applicable | Not Applicable | Residential Water Heating | Water Heating.Electric | 6 | 6 |  |  |  | 238-44422-00 |  |  |  | 238-39699-00 | [6 empty] | Electric | Electric Resistance | 277 | 1 |  | Indoor |  | Floor Mounted |  | No | Not Applicable | 150 | Not Applicable |  |  |  | 0.75 | No | [7 empty] | 6 kW |  | 43 | 0.92 | 30 | 27 | 28 | On/Off | Not Applicable | [6 empty] | 100 | 21 | 21 | 51.625 | 104 | 323 | 20 | 47.125 |  |  |  |  | 21 | 47.75 | 47.75 | 8 |  |  |  |  | 47.75 | [8 empty] | 1 | 232 | 232 | UL174 | Yes | Yes | Yes | No | Not Applicable | [5 empty] | 10332 | RES ELEC | 200094302
RE330S6-1NHPP | RE330S | Bradford White | 671632821747 | Active | [10 empty] | No | Not Applicable | Not Applicable | Residential Water Heating | Water Heating.Electric | 6 | 6 |  |  |  | 238-44422-00 |  |  |  | 238-39699-00 | [6 empty] | Electric | Electric Resistance | 480 | 1 |  | Indoor |  | Floor Mounted |  | No | Not Applicable | 150 | Not Applicable |  |  |  | 0.75 | No | [7 empty] | 3 kW |  | 43 | 0.92 | 30 | 27 | 14 | On/Off | Not Applicable | [6 empty] | 100 | 21 | 21 | 51.625 | 104 | 323 | 20 | 47.125 |  |  |  |  | 21 | 47.75 | 47.75 | 8 |  |  |  |  | 47.75 | [8 empty] | 1 | 232 | 232 | UL174 | Yes | Yes | Yes | No | Not Applicable | [5 empty] | 10332 | RES ELEC | 200094302
RE330S6-1NHWW | RE330S | Bradford White | 671632812646 | Active | [10 empty] | No | Not Applicable | Not Applicable | Residential Water Heating | Water Heating.Electric | 6 | 6 |  |  |  | 238-44422-00 |  |  |  | 238-39699-00 | [6 empty] | Electric | Electric Resistance | 480 | 1 |  | Indoor |  | Floor Mounted |  | No | Not Applicable | 150 | Not Applicable |  |  |  | 0.75 | No | [7 empty] | 4.5 kW |  | 43 | 0.92 | 30 | 27 | 21 | On/Off | Not Applicable | [6 empty] | 100 | 21 | 21 | 51.625 | 104 | 323 | 20 | 47.125 |  |  |  |  | 21 | 47.75 | 47.75 | 8 |  |  |  |  | 47.75 | [8 empty] | 1 | 232 | 232 | UL174 | Yes | Yes | Yes | No | Not Applicable | [5 empty] | 10332 | RES ELEC | 200094302
RE330S6-1NHWW-264 | RE330S | Bradford White | 671632326266 | Active | The ""-264"" indicates that this SKU comes with an Aluminum Anode Rod. | [9 empty] | No | Not Applicable | Not Applicable | Residential Water Heating | Water Heating.Electric | 6 | 6 |  |  |  | 238-44422-00 |  |  |  | 238-39699-00 | [6 empty] | Electric | Electric Resistance | 480 | 1 |  | Indoor |  | Floor Mounted |  | No | Not Applicable | 150 | Not Applicable |  |  |  | 0.75 | No | [7 empty] | 4.5 kW |  | 43 | 0.92 | 30 | 27 | 21 | On/Off | Not Applicable | [6 empty] | 100 | 21 | 21 | 51.625 | 104 | 323 | 20 | 47.125 |  |  |  |  | 21 | 47.75 | 47.75 | 8 |  |  |  |  | 47.75 | [8 empty] | 1 | 232 | 232 | UL174 | Yes | Yes | Yes | No | Not Applicable | [5 empty] | 10332 | RES ELEC | 200094302
RE330S6-1NHZ | RE330S | Bradford White | 671632893706 | Active | [10 empty] | No | Not Applicable | Not Applicable | Residential Water Heating | Water Heating.Electric | 6 | 6 |  |  |  | 238-44422-00 |  |  |  | 238-39699-00 | [6 empty] | Electric | Electric Resistance | 480 | 1 |  | Indoor |  | Floor Mounted |  | No | Not Applicable | 150 | Not Applicable |  |  |  | 0.75 | No | [7 empty] | 6 kW |  | 43 | 0.92 | 30 | 27 | 28 | On/Off | Not Applicable | [6 empty] | 100 | 21 | 21 | 51.625 | 104 | 323 | 20 | 47.125 |  |  |  |  | 21 | 47.75 | 47.75 | 8 |  |  |  |  | 47.75 | [8 empty] | 1 | 232 | 232 | UL174 | Yes | Yes | Yes | No | Not Applicable | [5 empty] | 10332 | RES ELEC | 200094302
RE330S6-1NHZZ | RE330S | Bradford White | 671632898916 | Active | [10 empty] | No | Not Applicable | Not Applicable | Residential Water Heating | Water Heating.Electric | 6 | 6 |  |  |  | 238-44422-00 |  |  |  | 238-39699-00 | [6 empty] | Electric | Electric Resistance | 480 | 1 |  | Indoor |  | Floor Mounted |  | No | Not Applicable | 150 | Not Applicable |  |  |  | 0.75 | No | [7 empty] | 6 kW |  | 43 | 0.92 | 30 | 27 | 28 | On/Off | Not Applicable | [6 empty] | 100 | 21 | 21 | 51.625 | 104 | 323 | 20 | 47.125 |  |  |  |  | 21 | 47.75 | 47.75 | 8 |  |  |  |  | 47.75 | [8 empty] | 1 | 232 | 232 | UL174 | Yes | Yes | Yes | No | Not Applicable | [5 empty] | 10332 | RES ELEC | 200094302
RE330S6-1NLWW | RE330S | Bradford White | 671632657278 | Active | [10 empty] | No | Not Applicable | Not Applicable | Residential Water Heating | Water Heating.Electric | 6 | 6 |  |  |  | 238-44422-00 |  |  |  | 238-39699-00 | [6 empty] | Electric | Electric Resistance | 208 | 1 |  | Indoor |  | Floor Mounted |  | No | Not Applicable | 150 | Not Applicable |  |  |  | 0.75 | No | [7 empty] | 4.5 kW |  | 43 | 0.92 | 30 | 27 | 21 | On/Off | Not Applicable | [6 empty] | 100 | 21 | 21 | 51.625 | 104 | 323 | 20 | 47.125 |  |  |  |  | 21 | 47.75 | 47.75 | 8 |  |  |  |  | 47.75 | [8 empty] | 1 | 232 | 232 | UL1453 | Yes | Yes | Yes | No | Not Applicable | [5 empty] | 10332 | RES ELEC | 200094302
RE330S6-1NLXX | RE330S | Bradford White | 671632825493 | Active | [10 empty] | No | Not Applicable | Not Applicable | Residential Water Heating | Water Heating.Electric | 6 | 6 |  |  |  | 238-44422-00 |  |  |  | 238-39699-00 | [6 empty] | Electric | Electric Resistance | 208 | 1 |  | Indoor |  | Floor Mounted |  | No | Not Applicable | 150 | Not Applicable |  |  |  | 0.75 | No | [7 empty] | 5 kW |  | 43 | 0.92 | 30 | 27 | 23 | On/Off | Not Applicable | [6 empty] | 100 | 21 | 21 | 51.625 | 104 | 323 | 20 | 47.125 |  |  |  |  | 21 | 47.75 | 47.75 | 8 |  |  |  |  | 47.75 | [8 empty] | 1 | 232 | 232 | UL174 | Yes | Yes | Yes | No | Not Applicable | [5 empty] | 10332 | RES ELEC | 200094302
RE330S6-1NLZZ | RE330S | Bradford White | 671632854578 | Active | [10 empty] | No | Not Applicable | Not Applicable | Residential Water Heating | Water Heating.Electric | 6 | 6 |  |  |  | 238-44422-00 |  |  |  | 238-39699-00 | [6 empty] | Electric | Electric Resistance | 208 | 1 |  | Indoor |  | Floor Mounted |  | No | Not Applicable | 150 | Not Applicable |  |  |  | 0.75 | No | [7 empty] | 6 kW |  | 43 | 0.92 | 30 | 27 | 28 | On/Off | Not Applicable | [6 empty] | 100 | 21 | 21 | 51.625 | 104 | 323 | 20 | 47.125 |  |  |  |  | 21 | 47.75 | 47.75 | 8 |  |  |  |  | 47.75 | [8 empty] | 1 | 232 | 232 | UL174 | Yes | Yes | Yes | No | Not Applicable | [5 empty] | 10332 | RES ELEC | 200094302
RE330S6-1NLZZ-264 | RE330S | Bradford White | 671632877874 | Active | The ""-264"" indicates that this SKU comes with an Aluminum Anode Rod. | [9 empty] | No | Not Applicable | Not Applicable | Residential Water Heating | Water Heating.Electric | 6 | 6 |  |  |  | 238-44422-00 |  |  |  | 238-39699-00 | [6 empty] | Electric | Electric Resistance | 208 | 1 |  | Indoor |  | Floor Mounted |  | No | Not Applicable | 150 | Not Applicable |  |  |  | 0.75 | No | [7 empty] | 6 kW |  | 43 | 0.92 | 30 | 27 | 28 | On/Off | Not Applicable | [6 empty] | 100 | 21 | 21 | 51.625 | 104 | 323 | 20 | 47.125 |  |  |  |  | 21 | 47.75 | 47.75 | 8 |  |  |  |  | 47.75 | [8 empty] | 1 | 232 | 232 | UL174 | Yes | Yes | Yes | No | Not Applicable | [5 empty] | 10332 | RES ELEC | 200094302
RE330S6-1SALL | RE330S | Bradford White | 671632850051 | Active | [10 empty] | No | Not Applicable | Not Applicable | Residential Water Heating | Water Heating.Electric | 6 | 6 |  |  |  | 238-44422-00 |  |  |  | 238-39699-00 | [6 empty] | Electric | Electric Resistance | 120 | 1 |  | Indoor |  | Floor Mounted |  | No | Not Applicable | 150 | Not Applicable |  |  |  | 0.75 | No | [7 empty] | 3 kW |  | 43 | 0.92 | 30 | 27 | 14 | On/Off | Not Applicable | [6 empty] | 100 | 21 | 21 | 51.625 | 104 | 323 | 20 | 47.125 |  |  |  |  | 21 | 47.75 | 47.75 | 8 |  |  |  |  | 47.75 | [8 empty] | 1 | 232 | 232 | UL174 | Yes | Yes | Yes | No | Not Applicable | [5 empty] | 10332 | RES ELEC | 200094302
RE330S6-1SALL-264 | RE330S | Bradford White | 671632147823 | Active | The ""-264"" indicates that this SKU comes with an Aluminum Anode Rod. | [9 empty] | No | Not Applicable | Not Applicable | Residential Water Heating | Water Heating.Electric | 6 | 6 |  |  |  | 238-44422-00 |  |  |  | 238-39699-00 | [6 empty] | Electric | Electric Resistance | 120 | 1 |  | Indoor |  | Floor Mounted |  | No | Not Applicable | 150 | Not Applicable |  |  |  | 0.75 | No | [7 empty] | 3 kW |  | 43 | 0.92 | 30 | 27 | 14 | On/Off | Not Applicable | [6 empty] | 100 | 21 | 21 | 51.625 | 104 | 323 | 20 | 47.125 |  |  |  |  | 21 | 47.75 | 47.75 | 8 |  |  |  |  | 47.75 | [8 empty] | 1 | 232 | 232 | UL174 | Yes | Yes | Yes | No | Not Applicable | [5 empty] | 10332 | RES ELEC | 200094302
RE330S6-1SCNN | RE330S | Bradford White | 671632134809 | Active | [10 empty] | No | Not Applicable | Not Applicable | Residential Water Heating | Water Heating.Electric | 6 | 6 |  |  |  | 238-44422-00 |  |  |  | 238-39699-00 | [6 empty] | Electric | Electric Resistance | 240/208 | 1 |  | Indoor |  | Floor Mounted |  | No | Not Applicable | 150 | Not Applicable |  |  |  | 0.75 | No | [7 empty] | 5/4 kW |  | 43 | 0.92 | 30 | 27 | 23/18 | On/Off | Not Applicable | [6 empty] | 100 | 21 | 21 | 51.625 | 104 | 323 | 20 | 47.125 |  |  |  |  | 21 | 47.75 | 47.75 | 8 |  |  |  |  | 47.75 | [8 empty] | 1 | 232 | 232 | UL174 | Yes | Yes | Yes | No | Not Applicable | [5 empty] | 10332 | RES ELEC | 200094302
RE330S6-1SCWW | RE330S | Bradford White | 671632321315 | Active | [10 empty] | No | Not Applicable | Not Applicable | Residential Water Heating | Water Heating.Electric | 6 | 6 |  |  |  | 238-44422-00 |  |  |  | 238-39699-00 | [6 empty] | Electric | Electric Resistance | 240/208 | 1 |  | Indoor |  | Floor Mounted |  | No | Not Applicable | 150 | Not Applicable |  |  |  | 0.75 | No | [7 empty] | 9/7 kW |  | 43 | 0.92 | 30 | 27 | 41/32 | On/Off | Not Applicable | [6 empty] | 100 | 21 | 21 | 51.625 | 104 | 323 | 20 | 47.125 |  |  |  |  | 21 | 47.75 | 47.75 | 8 |  |  |  |  | 47.75 | [8 empty] | 1 | 232 | 232 | UL174 | Yes | Yes | Yes | No | Not Applicable | [5 empty] | 10332 | RES ELEC | 200094302
RE330S6-1SCWW-506 | RE330S | Bradford White | 671632649075 | Active | The ""-506"" indicates that this SKU comes with an A420 Aluminum Anode Rod. | [9 empty] | No | Not Applicable | Not Applicable | Residential Water Heating | Water Heating.Electric | 6 | 6 |  |  |  | 238-44422-00 |  |  |  | 238-39699-00 | [6 empty] | Electric | Electric Resistance | 240/208 | 1 |  | Indoor |  | Floor Mounted |  | No | Not Applicable | 150 | Not Applicable |  |  |  | 0.75 | No | [7 empty] | 9/7 kW |  | 43 | 0.92 | 30 | 27 | 41/32 | On/Off | Not Applicable | [6 empty] | 100 | 21 | 21 | 51.625 | 104 | 323 | 20 | 47.125 |  |  |  |  | 21 | 47.75 | 47.75 | 8 |  |  |  |  | 47.75 | [8 empty] | 1 | 232 | 232 | UL1453 | Yes | Yes | Yes | No | Not Applicable | [5 empty] | 10332 | RES ELEC | 200094302
RE330S6-1SCXX | RE330S | Bradford White | 671632909889 | Active | [10 empty] | No | Not Applicable | Not Applicable | Residential Water Heating | Water Heating.Electric | 6 | 6 |  |  |  | 238-44422-00 |  |  |  | 238-39699-00 | [6 empty] | Electric | Electric Resistance | 240 | 1 |  | Indoor |  | Floor Mounted |  | No | Not Applicable | 150 | Not Applicable |  |  |  | 0.75 | No | [7 empty] | 10 kW |  | 43 | 0.92 | 30 | 27 | 46 | On/Off | Not Applicable | [6 empty] | 100 | 21 | 21 | 51.625 | 104 | 323 | 20 | 47.125 |  |  |  |  | 21 | 47.75 | 47.75 | 8 |  |  |  |  | 47.75 | [8 empty] | 1 | 232 | 232 | UL174 | Yes | Yes | Yes | No | Not Applicable | [5 empty] | 10332 | RES ELEC | 200094302
RE330S6-1SCYY | RE330S | Bradford White | 671632849918 | Active | [10 empty] | No | Not Applicable | Not Applicable | Residential Water Heating | Water Heating.Electric | 6 | 6 |  |  |  | 238-44422-00 |  |  |  | 238-39699-00 | [6 empty] | Electric | Electric Resistance | 240/208 | 1 |  | Indoor |  | Floor Mounted |  | No | Not Applicable | 150 | Not Applicable |  |  |  | 0.75 | No | [7 empty] | 11/8 kW |  | 43 | 0.92 | 30 | 27 | 51/37 | On/Off | Not Applicable | [6 empty] | 100 | 21 | 21 | 51.625 | 104 | 323 | 20 | 47.125 |  |  |  |  | 21 | 47.75 | 47.75 | 8 |  |  |  |  | 47.75 | [8 empty] | 1 | 232 | 232 | UL174 | Yes | Yes | Yes | No | Not Applicable | [5 empty] | 10332 | RES ELEC | 200094302
RE330S6-1SEWW | RE330S | Bradford White | 671632823253 | Active | [10 empty] | No | Not Applicable | Not Applicable | Residential Water Heating | Water Heating.Electric | 6 | 6 |  |  |  | 238-44422-00 |  |  |  | 238-39699-00 | [6 empty] | Electric | Electric Resistance | 277 | 1 |  | Indoor |  | Floor Mounted |  | No | Not Applicable | 150 | Not Applicable |  |  |  | 0.75 | No | [7 empty] | 9 kW |  | 43 | 0.92 | 30 | 27 | 41 | On/Off | Not Applicable | [6 empty] | 100 | 21 | 21 | 51.625 | 104 | 323 | 20 | 47.125 |  |  |  |  | 21 | 47.75 | 47.75 | 8 |  |  |  |  | 47.75 | [8 empty] | 1 | 232 | 232 | UL174 | Yes | Yes | Yes | No | Not Applicable | [5 empty] | 10332 | RES ELEC | 200094302
RE330S6-1SHPP | RE330S | Bradford White | 671632856145 | Active | [10 empty] | No | Not Applicable | Not Applicable | Residential Water Heating | Water Heating.Electric | 6 | 6 |  |  |  | 238-44422-00 |  |  |  | 238-39699-00 | [6 empty] | Electric | Electric Resistance | 480 | 1 |  | Indoor |  | Floor Mounted |  | No | Not Applicable | 150 | Not Applicable |  |  |  | 0.75 | No | [7 empty] | 6 kW |  | 43 | 0.92 | 30 | 27 | 28 | On/Off | Not Applicable | [6 empty] | 100 | 21 | 21 | 51.625 | 104 | 323 | 20 | 47.125 |  |  |  |  | 21 | 47.75 | 47.75 | 8 |  |  |  |  | 47.75 | [8 empty] | 1 | 232 | 232 | UL174 | Yes | Yes | Yes | No | Not Applicable | [5 empty] | 10332 | RES ELEC | 200094302
RE330S6-1SLWW | RE330S | Bradford White | 671632555208 | Active | [10 empty] | No | Not Applicable | Not Applicable | Residential Water Heating | Water Heating.Electric | 6 | 6 |  |  |  | 238-44422-00 |  |  |  | 238-39699-00 | [6 empty] | Electric | Electric Resistance | 208 | 1 |  | Indoor |  | Floor Mounted |  | No | Not Applicable | 150 | Not Applicable |  |  |  | 0.75 | No | [7 empty] | 9 kW |  | 43 | 0.92 | 30 | 27 | 41 | On/Off | Not Applicable | [6 empty] | 100 | 21 | 21 | 51.625 | 104 | 323 | 20 | 47.125 |  |  |  |  | 21 | 47.75 | 47.75 | 8 |  |  |  |  | 47.75 | [8 empty] | 1 | 232 | 232 | UL1453 | Yes | Yes | Yes | No | Not Applicable | [5 empty] | 10332 | RES ELEC | 200094302
RE330S6-3NCTT | RE330S | Bradford White | 671632861248 | Active | [10 empty] | No | Not Applicable | Not Applicable | Residential Water Heating | Water Heating.Electric | 6 | 6 |  |  |  | 238-44422-00 |  |  |  | 238-39699-00 | [6 empty] | Electric | Electric Resistance | 240/208 | 3 |  | Indoor |  | Floor Mounted |  | No | Not Applicable | 150 | Not Applicable |  |  |  | 0.75 | No | [7 empty] | 4/3 kW |  | 43 | 0.92 | 30 | 27 | 18/14 | On/Off | Not Applicable | [6 empty] | 100 | 21 | 21 | 51.625 | 104 | 323 | 20 | 47.125 |  |  |  |  | 21 | 47.75 | 47.75 | 8 |  |  |  |  | 47.75 | [8 empty] | 1 | 232 | 232 | UL174 | Yes | Yes | Yes | No | Not Applicable | [5 empty] | 10332 | RES ELEC | 200094302
RE330S6-3NCWW | RE330S | Bradford White | 671632893850 | Active | [10 empty] | No | Not Applicable | Not Applicable | Residential Water Heating | Water Heating.Electric | 6 | 6 |  |  |  | 238-44422-00 |  |  |  | 238-39699-00 | [6 empty] | Electric | Electric Resistance | 240/208 | 3 |  | Indoor |  | Floor Mounted |  | No | Not Applicable | 150 | Not Applicable |  |  |  | 0.75 | No | [7 empty] | 4.5/3.5 kW |  | 43 | 0.92 | 30 | 27 | 21/16 | On/Off | Not Applicable | [6 empty] | 100 | 21 | 21 | 51.625 | 104 | 323 | 20 | 47.125 |  |  |  |  | 21 | 47.75 | 47.75 | 8 |  |  |  |  | 47.75 | [8 empty] | 1 | 232 | 232 | UL174 | Yes | Yes | Yes | No | Not Applicable | [5 empty] | 10332 | RES ELEC | 200094302
RE330S6-3NCZZ | RE330S | Bradford White | 671632865420 | Active | [10 empty] | No | Not Applicable | Not Applicable | Residential Water Heating | Water Heating.Electric | 6 | 6 |  |  |  | 238-44422-00 |  |  |  | 238-39699-00 | [6 empty] | Electric | Electric Resistance | 240/208 | 3 |  | Indoor |  | Floor Mounted |  | No | Not Applicable | 150 | Not Applicable |  |  |  | 0.75 | No | [7 empty] | 6/4.5 kW |  | 43 | 0.92 | 30 | 27 | 28/21 | On/Off | Not Applicable | [6 empty] | 100 | 21 | 21 | 51.625 | 104 | 323 | 20 | 47.125 |  |  |  |  | 21 | 47.75 | 47.75 | 8 |  |  |  |  | 47.75 | [8 empty] | 1 | 232 | 232 | UL174 | Yes | Yes | Yes | No | Not Applicable | [5 empty] | 10332 | RES ELEC | 200094302
RE330S6-3NCZZ-458 | RE330S | Bradford White | 671632681525 | Active | The ""-458"" indicates that this SKU was designed and certified for Installation in Canada. | [9 empty] | No | Not Applicable | Not Applicable | Residential Water Heating | Water Heating.Electric | 6 | 6 |  |  |  | 238-44422-00 |  |  |  | 238-39699-00 | [6 empty] | Electric | Electric Resistance | 240/208 | 3 |  | Indoor |  | Floor Mounted |  | No | Not Applicable | 150 | Not Applicable |  |  |  | 0.75 | No | [7 empty] | 6/4.5 kW |  |  |  | 27 |  | 28/21 | On/Off | Not Applicable | [6 empty] | 100 | 21 | 21 | 51.625 | 104 | 323 | 20 | 47.125 |  |  |  |  | 21 | 47.75 | 47.75 | 8 |  |  |  |  | 47.75 | [8 empty] | 1 | 232 | 232 | UL1453 | Yes | No | Yes | No | Not Applicable | 238-45688-00 |  |  |  | 238-45684-00 | 10332 | RES ELEC
RE330S6-3NHPP | RE330S | Bradford White | 671632883950 | Active | [10 empty] | No | Not Applicable | Not Applicable | Residential Water Heating | Water Heating.Electric | 6 | 6 |  |  |  | 238-44422-00 |  |  |  | 238-39699-00 | [6 empty] | Electric | Electric Resistance | 480 | 3 |  | Indoor |  | Floor Mounted |  | No | Not Applicable | 150 | Not Applicable |  |  |  | 0.75 | No | [7 empty] | 3 kW |  | 43 | 0.92 | 30 | 27 | 14 | On/Off | Not Applicable | [6 empty] | 100 | 21 | 21 | 51.625 | 104 | 323 | 20 | 47.125 |  |  |  |  | 21 | 47.75 | 47.75 | 8 |  |  |  |  | 47.75 | [8 empty] | 1 | 232 | 232 | UL174 | Yes | Yes | Yes | No | Not Applicable | [5 empty] | 10332 | RES ELEC | 200094302
RE330S6-3NHWW | RE330S | Bradford White | 671632839537 | Active | [10 empty] | No | Not Applicable | Not Applicable | Residential Water Heating | Water Heating.Electric | 6 | 6 |  |  |  | 238-44422-00 |  |  |  | 238-39699-00 | [6 empty] | Electric | Electric Resistance | 480 | 3 |  | Indoor |  | Floor Mounted |  | No | Not Applicable | 150 | Not Applicable |  |  |  | 0.75 | No | [7 empty] | 4.5 kW |  | 43 | 0.92 | 30 | 27 | 21 | On/Off | Not Applicable | [6 empty] | 100 | 21 | 21 | 51.625 | 104 | 323 | 20 | 47.125 |  |  |  |  | 21 | 47.75 | 47.75 | 8 |  |  |  |  | 47.75 | [8 empty] | 1 | 232 | 232 | UL174 | Yes | Yes | Yes | No | Not Applicable | [5 empty] | 10332 | RES ELEC | 200094302
RE330S6-3NHWW-264 | RE330S | Bradford White | 671632644100 | Active | The ""-264"" indicates that this SKU comes with an Aluminum Anode Rod. | [9 empty] | No | Not Applicable | Not Applicable | Residential Water Heating | Water Heating.Electric | 6 | 6 |  |  |  | 238-44422-00 |  |  |  | 238-39699-00 | [6 empty] | Electric | Electric Resistance | 480 | 3 |  | Indoor |  | Floor Mounted |  | No | Not Applicable | 150 | Not Applicable |  |  |  | 0.75 | No | [7 empty] | 4.5 kW |  | 43 | 0.92 | 30 | 27 | 21 | On/Off | Not Applicable | [6 empty] | 100 | 21 | 21 | 51.625 | 104 | 323 | 20 | 47.125 |  |  |  |  | 21 | 47.75 | 47.75 | 8 |  |  |  |  | 47.75 | [8 empty] | 1 | 232 | 232 | UL1453 | Yes | Yes | Yes | No | Not Applicable | [5 empty] | 10332 | RES ELEC | 200094302
RE330S6-3NHYY | RE330S | Bradford White | 671632904136 | Active | [10 empty] | No | Not Applicable | Not Applicable | Residential Water Heating | Water Heating.Electric | 6 | 6 |  |  |  | 238-44422-00 |  |  |  | 238-39699-00 | [6 empty] | Electric | Electric Resistance | 480 | 3 |  | Indoor |  | Floor Mounted |  | No | Not Applicable | 150 | Not Applicable |  |  |  | 0.75 | No | [7 empty] | 5.5 kW |  | 43 | 0.92 | 30 | 27 | 25 | On/Off | Not Applicable | [6 empty] | 100 | 21 | 21 | 51.625 | 104 | 323 | 20 | 47.125 |  |  |  |  | 21 | 47.75 | 47.75 | 8 |  |  |  |  | 47.75 | [8 empty] | 1 | 232 | 232 | UL174 | Yes | Yes | Yes | No | Not Applicable | [5 empty] | 10332 | RES ELEC | 200094302
RE330S6-3NHZZ | RE330S | Bradford White | 671632842919 | Active | [10 empty] | No | Not Applicable | Not Applicable | Residential Water Heating | Water Heating.Electric | 6 | 6 |  |  |  | 238-44422-00 |  |  |  | 238-39699-00 | [6 empty] | Electric | Electric Resistance | 480 | 3 |  | Indoor |  | Floor Mounted |  | No | Not Applicable | 150 | Not Applicable |  |  |  | 0.75 | No | [7 empty] | 6 kW |  | 43 | 0.92 | 30 | 27 | 28 | On/Off | Not Applicable | [6 empty] | 100 | 21 | 21 | 51.625 | 104 | 323 | 20 | 47.125 |  |  |  |  | 21 | 47.75 | 47.75 | 8 |  |  |  |  | 47.75 | [8 empty] | 1 | 232 | 232 | UL174 | Yes | Yes | Yes | No | Not Applicable | [5 empty] | 10332 | RES ELEC | 200094302
RE330S6-3SCRR | RE330S | Bradford White | 671632552559 | Active | [10 empty] | No | Not Applicable | Not Applicable | Residential Water Heating | Water Heating.Electric | 6 | 6 |  |  |  | 238-44422-00 |  |  |  | 238-39699-00 | [6 empty] | Electric | Electric Resistance | 240/208 | 3 |  | Indoor |  | Floor Mounted |  | No | Not Applicable | 150 | Not Applicable |  |  |  | 0.75 | No | [7 empty] | 7/5 kW |  | 43 | 0.92 | 30 | 27 | 32/23 | On/Off | Not Applicable | [6 empty] | 125 | 21 | 21 | 51.625 | 130 | 348 | 20 | 47.125 |  |  |  |  | 21 | 47.75 | 47.75 | 8 |  |  |  |  | 47.75 | [8 empty] | 1 | 232 | 232 | UL174 | Yes | Yes | Yes | No | Not Applicable | [5 empty] | 10332 | RES ELEC | 200094302
RE330S6-3SCWW | RE330S | Bradford White | 671632899814 | Active | [10 empty] | No | Not Applicable | Not Applicable | Residential Water Heating | Water Heating.Electric | 6 | 6 |  |  |  | 238-44422-00 |  |  |  | 238-39699-00 | [6 empty] | Electric | Electric Resistance | 240/208 | 3 |  | Indoor |  | Floor Mounted |  | No | Not Applicable | 150 | Not Applicable |  |  |  | 0.75 | No | [7 empty] | 9/7 kW |  | 43 | 0.92 | 30 | 27 | 41/32 | On/Off | Not Applicable | [6 empty] | 100 | 21 | 21 | 51.625 | 104 | 323 | 20 | 47.125 |  |  |  |  | 21 | 47.75 | 47.75 | 8 |  |  |  |  | 47.75 | [8 empty] | 1 | 232 | 232 | UL174 | Yes | Yes | Yes | No | Not Applicable | [5 empty] | 10332 | RES ELEC | 200094302
RE330S6-3SHNN | RE330S | Bradford White | 671632555031 | Active | [10 empty] | No | Not Applicable | Not Applicable | Residential Water Heating | Water Heating.Electric | 6 | 6 |  |  |  | 238-44422-00 |  |  |  | 238-39699-00 | [6 empty] | Electric | Electric Resistance | 480 | 3 |  | Indoor |  | Floor Mounted |  | No | Not Applicable | 150 | Not Applicable |  |  |  | 0.75 | No | [7 empty] | 5 kW |  | 43 | 0.92 | 30 | 27 | 23 | On/Off | Not Applicable | [6 empty] | 100 | 21 | 21 | 51.625 | 104 | 323 | 20 | 47.125 |  |  |  |  | 21 | 47.75 | 47.75 | 8 |  |  |  |  | 47.75 | [8 empty] | 1 | 232 | 232 | UL1453 | Yes | Yes | Yes | No | Not Applicable | [5 empty] | 10332 | RES ELEC | 200094302
RE330S6-3SHPP | RE330S | Bradford White | 671632858446 | Active | [10 empty] | No | Not Applicable | Not Applicable | Residential Water Heating | Water Heating.Electric | 6 | 6 |  |  |  | 238-44422-00 |  |  |  | 238-39699-00 | [6 empty] | Electric | Electric Resistance | 480 | 3 |  | Indoor |  | Floor Mounted |  | No | Not Applicable | 150 | Not Applicable |  |  |  | 0.75 | No | [7 empty] | 6 kW |  | 43 | 0.92 | 30 | 27 | 28 | On/Off | Not Applicable | [6 empty] | 100 | 21 | 21 | 51.625 | 104 | 323 | 20 | 47.125 |  |  |  |  | 21 | 47.75 | 47.75 | 8 |  |  |  |  | 47.75 | [8 empty] | 1 | 232 | 232 | UL174 | Yes | Yes | Yes | No | Not Applicable | [5 empty] | 10332 | RES ELEC | 200094302
RE330S6-3SHWW | RE330S | Bradford White | 671632879328 | Active | [10 empty] | No | Not Applicable | Not Applicable | Residential Water Heating | Water Heating.Electric | 6 | 6 |  |  |  | 238-44422-00 |  |  |  | 238-39699-00 | [6 empty] | Electric | Electric Resistance | 480 | 3 |  | Indoor |  | Floor Mounted |  | No | Not Applicable | 150 | Not Applicable |  |  |  | 0.75 | No | [7 empty] | 9 kW |  | 43 | 0.92 | 30 | 27 | 41 | On/Off | Not Applicable | [6 empty] | 100 | 21 | 21 | 51.625 | 104 | 323 | 20 | 47.125 |  |  |  |  | 21 | 47.75 | 47.75 | 8 |  |  |  |  | 47.75 | [8 empty] | 1 | 232 | 232 | UL174 | Yes | Yes | Yes | No | Not Applicable | [5 empty] | 10332 | RES ELEC | 200094302
RE330S6-3SHZZ | RE330S | Bradford White | 671632124459 | Active | [10 empty] | No | Not Applicable | Not Applicable | Residential Water Heating | Water Heating.Electric | 6 | 6 |  |  |  | 238-44422-00 |  |  |  | 238-39699-00 | [6 empty] | Electric | Electric Resistance | 480 | 3 |  | Indoor |  | Floor Mounted |  | No | Not Applicable | 150 | Not Applicable |  |  |  | 0.75 | No | [7 empty] | 12 kW |  | 43 | 0.92 | 30 | 27 | 55 | On/Off | Not Applicable | [6 empty] | 100 | 21 | 21 | 51.625 | 104 | 323 | 20 | 47.125 |  |  |  |  | 21 | 47.75 | 47.75 | 8 |  |  |  |  | 47.75 | [8 empty] | 1 | 232 | 232 | UL174 | Yes | Yes | Yes | No | Not Applicable | [5 empty] | 10332 | RES ELEC | 200094302
RE340S10-1NCTT | RE340S | Bradford White | 671632127092 | Active | [10 empty] | No | Not Applicable | Not Applicable | Residential Water Heating | Water Heating.Electric | 10 | 6 |  |  |  | 238-44422-00 |  |  |  | 238-39699-00 | [6 empty] | Electric | Electric Resistance | 240/208 | 1 |  | Indoor |  | Floor Mounted |  | No | Not Applicable | 150 | Not Applicable |  |  |  | 0.75 | No | [7 empty] | 4/3 kW |  | 49 | 0.91 | 40 | 36 | 18/14 | On/Off | Not Applicable | [6 empty] | 114 | 23 | 23 | 52.125 | 119 | 411 | 22 | 47.625 |  |  |  |  | 48.6875 | 48.6875 | 48.6875 | 8 |  |  |  |  | 49.4375 | [8 empty] | 1 | 216 | 208 | UL174 | Yes | Yes | Yes | No | Not Applicable | [5 empty] | 10332 | RES ELEC | 200094304
RE340S10-1NCWW | RE340S | Bradford White | 671632812578 | Active | [10 empty] | No | Not Applicable | Not Applicable | Residential Water Heating | Water Heating.Electric | 10 | 6 |  |  |  | 238-44422-00 |  |  |  | 238-39699-00 | [6 empty] | Electric | Electric Resistance | 240/208 | 1 |  | Indoor |  | Floor Mounted |  | No | Not Applicable | 150 | Not Applicable |  |  |  | 0.75 | No | [7 empty] | 4.5/3.5 kW |  | 49 | 0.91 | 40 | 36 | 21/16 | On/Off | Not Applicable | [6 empty] | 114 | 23 | 23 | 52.125 | 119 | 411 | 22 | 47.625 |  |  |  |  | 48.6875 | 48.6875 | 48.6875 | 8 |  |  |  |  | 49.4375 | [8 empty] | 1 | 216 | 208 | UL174 | Yes | Yes | Yes | No | Not Applicable | [5 empty] | 10332 | RES ELEC | 200094304
RE340S10-1NCWW-264 | RE340S | Bradford White | 671632827602 | Active | The ""-264"" indicates that this SKU comes with an Aluminum Anode Rod. | [9 empty] | No | Not Applicable | Not Applicable | Residential Water Heating | Water Heating.Electric | 10 | 6 |  |  |  | 238-44422-00 |  |  |  | 238-39699-00 | [6 empty] | Electric | Electric Resistance | 240/208 | 1 |  | Indoor |  | Floor Mounted |  | No | Not Applicable | 150 | Not Applicable |  |  |  | 0.75 | No | [7 empty] | 4.5/3.5 kW |  | 49 | 0.91 | 40 | 36 | 21/16 | On/Off | Not Applicable | [6 empty] | 114 | 23 | 23 | 52.125 | 119 | 411 | 22 | 47.625 |  |  |  |  | 48.6875 | 48.6875 | 48.6875 | 8 |  |  |  |  | 49.4375 | [8 empty] | 1 | 216 | 208 | UL174 | Yes | Yes | Yes | No | Not Applicable | [5 empty] | 10332 | RES ELEC | 200094304
RE340S10-1NCYY | RE340S | Bradford White | 671632536580 | Active | [10 empty] | No | Not Applicable | Not Applicable | Residential Water Heating | Water Heating.Electric | 10 | 6 |  |  |  | 238-44422-00 |  |  |  | 238-39699-00 | [6 empty] | Electric | Electric Resistance | 240/208 | 1 |  | Indoor |  | Floor Mounted |  | No | Not Applicable | 150 | Not Applicable |  |  |  | 0.75 | No | [7 empty] | 5.5/4 kW |  | 49 | 0.91 | 40 | 36 | 25/18 | On/Off | Not Applicable | [6 empty] | 114 | 23 | 23 | 52.125 | 119 | 411 | 22 | 47.625 |  |  |  |  | 48.6875 | 48.6875 | 48.6875 | 8 |  |  |  |  | 49.4375 | [8 empty] | 1 | 216 | 208 | UL174 | Yes | Yes | Yes | No | Not Applicable | [5 empty] | 10332 | RES ELEC | 200094304
RE340S10-1NCZZ | RE340S | Bradford White | 671632640966 | Active | [10 empty] | No | Not Applicable | Not Applicable | Residential Water Heating | Water Heating.Electric | 10 | 6 |  |  |  | 238-44422-00 |  |  |  | 238-39699-00 | [6 empty] | Electric | Electric Resistance | 240/208 | 1 |  | Indoor |  | Floor Mounted |  | No | Not Applicable | 150 | Not Applicable |  |  |  | 0.75 | No | [7 empty] | 6/4.5 kW |  | 49 | 0.91 | 40 | 36 | 28/21 | On/Off | Not Applicable | [6 empty] | 114 | 23 | 23 | 52.125 | 119 | 411 | 22 | 47.625 |  |  |  |  | 48.6875 | 48.6875 | 48.6875 | 8 |  |  |  |  | 49.4375 | [8 empty] | 1 | 216 | 208 | UL1453 | Yes | Yes | Yes | No | Not Applicable | [5 empty] | 10332 | RES ELEC | 200094304
RE340S10-1NLZZ | RE340S | Bradford White | 671632895649 | Active | [10 empty] | No | Not Applicable | Not Applicable | Residential Water Heating | Water Heating.Electric | 10 | 6 |  |  |  | 238-44422-00 |  |  |  | 238-39699-00 | [6 empty] | Electric | Electric Resistance | 208 | 1 |  | Indoor |  | Floor Mounted |  | No | Not Applicable | 150 | Not Applicable |  |  |  | 0.75 | No | [7 empty] | 6 kW |  | 49 | 0.91 | 40 | 36 | 28 | On/Off | Not Applicable | [6 empty] | 114 | 23 | 23 | 52.125 | 119 | 411 | 22 | 47.625 |  |  |  |  | 48.6875 | 48.6875 | 48.6875 | 8 |  |  |  |  | 49.4375 | [8 empty] | 1 | 216 | 208 | UL174 | Yes | Yes | Yes | No | Not Applicable | [5 empty] | 10332 | RES ELEC | 200094304
RE340S6-1NALL | RE340S | Bradford White | 671632819461 | Active | [10 empty] | No | Not Applicable | Not Applicable | Residential Water Heating | Water Heating.Electric | 6 | 6 |  |  |  | 238-44422-00 |  |  |  | 238-39699-00 | [6 empty] | Electric | Electric Resistance | 120 | 1 |  | Indoor |  | Floor Mounted |  | No | Not Applicable | 150 | Not Applicable |  |  |  | 0.75 | No | [7 empty] | 1.5 kW |  | 49 | 0.91 | 40 | 36 | 7 | On/Off | Not Applicable | [6 empty] | 114 | 23 | 23 | 52.125 | 119 | 411 | 22 | 47.625 |  |  |  |  | 48.6875 | 48.6875 | 48.6875 | 8 |  |  |  |  | 49.4375 | [8 empty] | 1 | 216 | 208 | UL174 | Yes | Yes | Yes | No | Not Applicable | [5 empty] | 10332 | RES ELEC | 200094304
RE340S6-1NALL-264 | RE340S | Bradford White | 671632856473 | Active | The ""-264"" indicates that this SKU comes with an Aluminum Anode Rod. | [9 empty] | No | Not Applicable | Not Applicable | Residential Water Heating | Water Heating.Electric | 6 | 6 |  |  |  | 238-44422-00 |  |  |  | 238-39699-00 | [6 empty] | Electric | Electric Resistance | 120 | 1 |  | Indoor |  | Floor Mounted |  | No | Not Applicable | 150 | Not Applicable |  |  |  | 0.75 | No | [7 empty] | 1.5 kW |  | 49 | 0.91 | 40 | 36 | 7 | On/Off | Not Applicable | [6 empty] | 114 | 23 | 23 | 52.125 | 119 | 411 | 22 | 47.625 |  |  |  |  | 48.6875 | 48.6875 | 48.6875 | 8 |  |  |  |  | 49.4375 | [8 empty] | 1 | 216 | 208 | UL174 | Yes | Yes | Yes | No | Not Applicable | [5 empty] | 10332 | RES ELEC | 200094304
RE340S6-1NALL-458 | RE340S | Bradford White | 671632827138 | Active | The ""-458"" indicates that this SKU was designed and certified for Installation in Canada. | [9 empty] | No | Not Applicable | Not Applicable | Residential Water Heating | Water Heating.Electric | 6 | 6 |  |  |  | 238-44422-00 |  |  |  | 238-39699-00 | [6 empty] | Electric | Electric Resistance | 120 | 1 |  | Indoor |  | Floor Mounted |  | No | Not Applicable | 150 | Not Applicable |  |  |  | 0.75 | No | [7 empty] | 1.5 kW |  |  |  | 38 |  | 7 | On/Off | Not Applicable | [6 empty] | 114 | 23 | 23 | 52.125 | 119 | 427 | 22 | 47.625 |  |  |  |  | 48.6875 | 48.6875 | 48.6875 | 8 |  |  |  |  | 49.4375 | [8 empty] | 1 | 216 | 208 | UL1453 | Yes | No | Yes | No | Not Applicable | 238-45688-00 |  |  |  | 238-45684-00 | 10332 | RES ELEC
RE340S6-1NAP | RE340S | Bradford White | 671632900510 | Active | [10 empty] | No | Not Applicable | Not Applicable | Residential Water Heating | Water Heating.Electric | 6 | 6 |  |  |  | 238-44422-00 |  |  |  | 238-39699-00 | [6 empty] | Electric | Electric Resistance | 120 | 1 |  | Indoor |  | Floor Mounted |  | No | Not Applicable | 150 | Not Applicable |  |  |  | 0.75 | No | [7 empty] | 3 kW |  | 49 | 0.91 | 40 | 36 | 14 | On/Off | Not Applicable | [6 empty] | 114 | 23 | 23 | 52.125 | 119 | 411 | 22 | 47.625 |  |  |  |  | 48.6875 | 48.6875 | 48.6875 | 8 |  |  |  |  | 49.4375 | [8 empty] | 1 | 216 | 208 | UL174 | Yes | Yes | Yes | No | Not Applicable | [5 empty] | 10332 | RES ELEC | 200094304
RE340S6-1NAP-264 | RE340S | Bradford White | 671632636068 | Active | The ""-264"" indicates that this SKU comes with an Aluminum Anode Rod. | [9 empty] | No | Not Applicable | Not Applicable | Residential Water Heating | Water Heating.Electric | 6 | 6 |  |  |  | 238-44422-00 |  |  |  | 238-39699-00 | [6 empty] | Electric | Electric Resistance | 120 | 1 |  | Indoor |  | Floor Mounted |  | No | Not Applicable | 150 | Not Applicable |  |  |  | 0.75 | No | [7 empty] | 3 kW |  | 49 | 0.91 | 40 | 36 | 14 | On/Off | Not Applicable | [6 empty] | 114 | 23 | 23 | 52.125 | 119 | 411 | 22 | 47.625 |  |  |  |  | 48.6875 | 48.6875 | 48.6875 | 8 |  |  |  |  | 49.4375 | [8 empty] | 1 | 216 | 208 | UL1453 | Yes | Yes | Yes | No | Not Applicable | [5 empty] | 10332 | RES ELEC | 200094304
RE340S6-1NAPP | RE340S | Bradford White | 671632818402 | Active | [10 empty] | No | Not Applicable | Not Applicable | Residential Water Heating | Water Heating.Electric | 6 | 6 |  |  |  | 238-44422-00 |  |  |  | 238-39699-00 | [6 empty] | Electric | Electric Resistance | 120 | 1 |  | Indoor |  | Floor Mounted |  | No | Not Applicable | 150 | Not Applicable |  |  |  | 0.75 | No | [7 empty] | 3 kW |  | 49 | 0.91 | 40 | 36 | 14 | On/Off | Not Applicable | [6 empty] | 114 | 23 | 23 | 52.125 | 119 | 411 | 22 | 47.625 |  |  |  |  | 48.6875 | 48.6875 | 48.6875 | 8 |  |  |  |  | 49.4375 | [8 empty] | 1 | 216 | 208 | UL174 | Yes | Yes | Yes | No | Not Applicable | [5 empty] | 10332 | RES ELEC | 200094304
RE340S6-1NAPP-264 | RE340S | Bradford White | 671632901142 | Active | The ""-264"" indicates that this SKU comes with an Aluminum Anode Rod. | [9 empty] | No | Not Applicable | Not Applicable | Residential Water Heating | Water Heating.Electric | 6 | 6 |  |  |  | 238-44422-00 |  |  |  | 238-39699-00 | [6 empty] | Electric | Electric Resistance | 120 | 1 |  | Indoor |  | Floor Mounted |  | No | Not Applicable | 150 | Not Applicable |  |  |  | 0.75 | No | [7 empty] | 3 kW |  | 49 | 0.91 | 40 | 36 | 14 | On/Off | Not Applicable | [6 empty] | 114 | 23 | 23 | 52.125 | 119 | 411 | 22 | 47.625 |  |  |  |  | 48.6875 | 48.6875 | 48.6875 | 8 |  |  |  |  | 49.4375 | [8 empty] | 1 | 216 | 208 | UL174 | Yes | Yes | Yes | No | Not Applicable | [5 empty] | 10332 | RES ELEC | 200094304
RE340S6-1NCLL | RE340S | Bradford White | 671632574278 | Active | [10 empty] | No | Not Applicable | Not Applicable | Residential Water Heating | Water Heating.Electric | 6 | 6 |  |  |  | 238-44422-00 |  |  |  | 238-39699-00 | [6 empty] | Electric | Electric Resistance | 240/208 | 1 |  | Indoor |  | Floor Mounted |  | No | Not Applicable | 150 | Not Applicable |  |  |  | 0.75 | No | [7 empty] | 1.5/1 kW |  | 49 | 0.91 | 40 | 36 | 7/5 | On/Off | Not Applicable | [6 empty] | 114 | 23 | 23 | 52.125 | 119 | 411 | 22 | 47.625 |  |  |  |  | 48.6875 | 48.6875 | 48.6875 | 8 |  |  |  |  | 49.4375 | [8 empty] | 1 | 216 | 208 | UL1453 | Yes | Yes | Yes | No | Not Applicable | [5 empty] | 10332 | RES ELEC | 200094304
RE340S6-1NCMM | RE340S | Bradford White | 671632847655 | Active | [10 empty] | No | Not Applicable | Not Applicable | Residential Water Heating | Water Heating.Electric | 6 | 6 |  |  |  | 238-44422-00 |  |  |  | 238-39699-00 | [6 empty] | Electric | Electric Resistance | 240/208 | 1 |  | Indoor |  | Floor Mounted |  | No | Not Applicable | 150 | Not Applicable |  |  |  | 0.75 | No | [7 empty] | 2/1.5 kW |  | 49 | 0.91 | 40 | 36 | 9/7 | On/Off | Not Applicable | [6 empty] | 114 | 23 | 23 | 52.125 | 119 | 411 | 22 | 47.625 |  |  |  |  | 48.6875 | 48.6875 | 48.6875 | 8 |  |  |  |  | 49.4375 | [8 empty] | 1 | 216 | 208 | UL174 | Yes | Yes | Yes | No | Not Applicable | [5 empty] | 10332 | RES ELEC | 200094304
RE340S6-1NCMM-458 | RE340S | Bradford White | 671632656073 | Active | The ""-458"" indicates that this SKU was designed and certified for Installation in Canada. | [9 empty] | No | Not Applicable | Not Applicable | Residential Water Heating | Water Heating.Electric | 6 | 6 |  |  |  | 238-44422-00 |  |  |  | 238-39699-00 | [6 empty] | Electric | Electric Resistance | 240/208 | 1 |  | Indoor |  | Floor Mounted |  | No | Not Applicable | 150 | Not Applicable |  |  |  | 0.75 | No | [7 empty] | 2/1.5 kW |  |  |  | 38 |  | 9/7 | On/Off | Not Applicable | [6 empty] | 114 | 23 | 23 | 52.125 | 119 | 427 | 22 | 47.625 |  |  |  |  | 48.6875 | 48.6875 | 48.6875 | 8 |  |  |  |  | 49.4375 | [8 empty] | 1 | 216 | 208 | UL1453 | Yes | No | Yes | No | Not Applicable | 238-45688-00 |  |  |  | 238-45684-00 | 10332 | RES ELEC
RE340S6-1NCNN | RE340S | Bradford White | 671632815371 | Active | [10 empty] | No | Not Applicable | Not Applicable | Residential Water Heating | Water Heating.Electric | 6 | 6 |  |  |  | 238-44422-00 |  |  |  | 238-39699-00 | [6 empty] | Electric | Electric Resistance | 240/208 | 1 |  | Indoor |  | Floor Mounted |  | No | Not Applicable | 150 | Not Applicable |  |  |  | 0.75 | No | [7 empty] | 2.5/2 kW |  | 49 | 0.91 | 40 | 36 | 11/9 | On/Off | Not Applicable | [6 empty] | 114 | 23 | 23 | 52.125 | 119 | 411 | 22 | 47.625 |  |  |  |  | 48.6875 | 48.6875 | 48.6875 | 8 |  |  |  |  | 49.4375 | [8 empty] | 1 | 216 | 208 | UL174 | Yes | Yes | Yes | No | Not Applicable | [5 empty] | 10332 | RES ELEC | 200094304
RE340S6-1NCPP | RE340S | Bradford White | 671632864669 | Active | [10 empty] | No | Not Applicable | Not Applicable | Residential Water Heating | Water Heating.Electric | 6 | 6 |  |  |  | 238-44422-00 |  |  |  | 238-39699-00 | [6 empty] | Electric | Electric Resistance | 240 | 1 |  | Indoor |  | Floor Mounted |  | No | Not Applicable | 150 | Not Applicable |  |  |  | 0.75 | No | [7 empty] | 3 kW |  | 49 | 0.91 | 40 | 36 | 14 | On/Off | Not Applicable | [6 empty] | 114 | 23 | 23 | 52.125 | 119 | 411 | 22 | 47.625 |  |  |  |  | 48.6875 | 48.6875 | 48.6875 | 8 |  |  |  |  | 49.4375 | [8 empty] | 1 | 216 | 208 | UL174 | Yes | Yes | Yes | No | Not Applicable | [5 empty] | 10332 | RES ELEC | 200094304
RE340S6-1NCPP-458 | RE340S | Bradford White | 671632877799 | Active | The ""-458"" indicates that this SKU was designed and certified for Installation in Canada. | [9 empty] | No | Not Applicable | Not Applicable | Residential Water Heating | Water Heating.Electric | 6 | 6 |  |  |  | 238-44422-00 |  |  |  | 238-39699-00 | [6 empty] | Electric | Electric Resistance | 240 | 1 |  | Indoor |  | Floor Mounted |  | No | Not Applicable | 150 | Not Applicable |  |  |  | 0.75 | No | [7 empty] | 3 kW |  |  |  | 38 |  | 14 | On/Off | Not Applicable | [6 empty] | 114 | 23 | 23 | 52.125 | 119 | 427 | 22 | 47.625 |  |  |  |  | 48.6875 | 48.6875 | 48.6875 | 8 |  |  |  |  | 49.4375 | [8 empty] | 1 | 216 | 208 | UL1453 | Yes | No | Yes | No | Not Applicable | 238-45688-00 |  |  |  | 238-45684-00 | 10332 | RES ELEC
RE340S6-1NCRR | RE340S | Bradford White | 671632806409 | Active | [10 empty] | No | Not Applicable | Not Applicable | Residential Water Heating | Water Heating.Electric | 6 | 6 |  |  |  | 238-44422-00 |  |  |  | 238-39699-00 | [6 empty] | Electric | Electric Resistance | 240/208 | 1 |  | Indoor |  | Floor Mounted |  | No | Not Applicable | 150 | Not Applicable |  |  |  | 0.75 | No | [7 empty] | 3.5/2.5 kW |  | 49 | 0.91 | 40 | 36 | 16/11 | On/Off | Not Applicable | [6 empty] | 114 | 23 | 23 | 52.125 | 119 | 411 | 22 | 47.625 |  |  |  |  | 48.6875 | 48.6875 | 48.6875 | 8 |  |  |  |  | 49.4375 | [8 empty] | 1 | 216 | 208 | UL174 | Yes | Yes | Yes | No | Not Applicable | [5 empty] | 10332 | RES ELEC | 200094304
RE340S6-1NCRR-264 | RE340S | Bradford White | 671632807178 | Active | The ""-264"" indicates that this SKU comes with an Aluminum Anode Rod. | [9 empty] | No | Not Applicable | Not Applicable | Residential Water Heating | Water Heating.Electric | 6 | 6 |  |  |  | 238-44422-00 |  |  |  | 238-39699-00 | [6 empty] | Electric | Electric Resistance | 240/208 | 1 |  | Indoor |  | Floor Mounted |  | No | Not Applicable | 150 | Not Applicable |  |  |  | 0.75 | No | [7 empty] | 3.5/2.5 kW |  | 49 | 0.91 | 40 | 36 | 16/11 | On/Off | Not Applicable | [6 empty] | 114 | 23 | 23 | 52.125 | 119 | 411 | 22 | 47.625 |  |  |  |  | 48.6875 | 48.6875 | 48.6875 | 8 |  |  |  |  | 49.4375 | [8 empty] | 1 | 216 | 208 | UL174 | Yes | Yes | Yes | No | Not Applicable | [5 empty] | 10332 | RES ELEC | 200094304
RE340S6-1NCTT | RE340S | Bradford White | 671632816750 | Active | [10 empty] | No | Not Applicable | Not Applicable | Residential Water Heating | Water Heating.Electric | 6 | 6 |  |  |  | 238-44422-00 |  |  |  | 238-39699-00 | [6 empty] | Electric | Electric Resistance | 240/208 | 1 |  | Indoor |  | Floor Mounted |  | No | Not Applicable | 150 | Not Applicable |  |  |  | 0.75 | No | [7 empty] | 4/3 kW |  | 49 | 0.91 | 40 | 36 | 18/14 | On/Off | Not Applicable | [6 empty] | 114 | 23 | 23 | 52.125 | 119 | 411 | 22 | 47.625 |  |  |  |  | 48.6875 | 48.6875 | 48.6875 | 8 |  |  |  |  | 49.4375 | [8 empty] | 1 | 216 | 208 | UL174 | Yes | Yes | Yes | No | Not Applicable | [5 empty] | 10332 | RES ELEC | 200094304
RE340S6-1NCTT-458 | RE340S | Bradford White | 671632869275 | Active | The ""-458"" indicates that this SKU was designed and certified for Installation in Canada. | [9 empty] | No | Not Applicable | Not Applicable | Residential Water Heating | Water Heating.Electric | 6 | 6 |  |  |  | 238-44422-00 |  |  |  | 238-39699-00 | [6 empty] | Electric | Electric Resistance | 240/208 | 1 |  | Indoor |  | Floor Mounted |  | No | Not Applicable | 150 | Not Applicable |  |  |  | 0.75 | No | [7 empty] | 4/3 kW |  |  |  | 38 |  | 18/14 | On/Off | Not Applicable | [6 empty] | 114 | 23 | 23 | 52.125 | 119 | 427 | 22 | 47.625 |  |  |  |  | 48.6875 | 48.6875 | 48.6875 | 8 |  |  |  |  | 49.4375 | [8 empty] | 1 | 216 | 208 | UL1453 | Yes | No | Yes | No | Not Applicable | 238-45688-00 |  |  |  | 238-45684-00 | 10332 | RES ELEC
RE340S6-1NCW | RE340S | Bradford White | 671632811526 | Active | [10 empty] | No | Not Applicable | Not Applicable | Residential Water Heating | Water Heating.Electric | 6 | 6 |  |  |  | 238-44422-00 |  |  |  | 238-39699-00 | [6 empty] | Electric | Electric Resistance | 240/208 | 1 |  | Indoor |  | Floor Mounted |  | No | Not Applicable | 150 | Not Applicable |  |  |  | 0.75 | No | [7 empty] | 4.5/3.5 kW |  | 49 | 0.91 | 40 | 36 | 21/16 | On/Off | Not Applicable | [6 empty] | 114 | 23 | 23 | 52.125 | 119 | 411 | 22 | 47.625 |  |  |  |  | 48.6875 | 48.6875 | 48.6875 | 8 |  |  |  |  | 49.4375 | [8 empty] | 1 | 216 | 208 | UL174 | Yes | Yes | Yes | No | Not Applicable | [5 empty] | 10332 | RES ELEC | 200094304
RE340S6-1NCW-264-284 | RE340S | Bradford White | 671632815845 | Active | The ""-264"" indicates that this SKU comes with an Aluminum Anode Rod. | The ""-284"" indicates that this SKU comes with an Incoloy Element. | [8 empty] | No | Not Applicable | Not Applicable | Residential Water Heating | Water Heating.Electric | 6 | 6 |  |  |  | 238-44422-00 |  |  |  | 238-39699-00 | [6 empty] | Electric | Electric Resistance | 240/208 | 1 |  | Indoor |  | Floor Mounted |  | No | Not Applicable | 150 | Not Applicable |  |  |  | 0.75 | No | [7 empty] | 4.5/3.5 kW |  | 49 | 0.91 | 40 | 36 | 21/16 | On/Off | Not Applicable | [6 empty] | 114 | 23 | 23 | 52.125 | 119 | 411 | 22 | 47.625 |  |  |  |  | 48.6875 | 48.6875 | 48.6875 | 8 |  |  |  |  | 49.4375 | [8 empty] | 1 | 216 | 208 | UL174 | Yes | Yes | Yes | No | Not Applicable | [5 empty] | 10332 | RES ELEC | 200094304
RE340S6-1NCWW | RE340S | Bradford White | 671632790913 | Active | [10 empty] | No | Not Applicable | Not Applicable | Residential Water Heating | Water Heating.Electric | 6 | 6 |  |  |  | 238-44422-00 |  |  |  | 238-39699-00 | [6 empty] | Electric | Electric Resistance | 240/208 | 1 |  | Indoor |  | Floor Mounted |  | No | Not Applicable | 150 | Not Applicable |  |  |  | 0.75 | No | [7 empty] | 4.5/3.5 kW |  | 49 | 0.91 | 40 | 36 | 21/16 | On/Off | Not Applicable | [6 empty] | 114 | 23 | 23 | 52.125 | 119 | 411 | 22 | 47.625 |  |  |  |  | 48.6875 | 48.6875 | 48.6875 | 8 |  |  |  |  | 49.4375 | [8 empty] | 1 | 216 | 208 | UL174 | Yes | Yes | Yes | No | Not Applicable | [5 empty] | 10332 | RES ELEC | 200094304
RE340S6-1NCWW-116 | RE340S | Bradford White | 671632811786 | Active | The ""-116"" indicates that this SKU comes with Low Watt Density Heating Element(s). | [9 empty] | No | Not Applicable | Not Applicable | Residential Water Heating | Water Heating.Electric | 6 | 6 |  |  |  | 238-44422-00 |  |  |  | 238-39699-00 | [6 empty] | Electric | Electric Resistance | 240/208 | 1 |  | Indoor |  | Floor Mounted |  | No | Not Applicable | 150 | Not Applicable |  |  |  | 0.75 | No | [7 empty] | 4.5/3.5 kW |  | 49 | 0.91 | 40 | 36 | 21/16 | On/Off | Not Applicable | [6 empty] | 114 | 23 | 23 | 52.125 | 119 | 411 | 22 | 47.625 |  |  |  |  | 48.6875 | 48.6875 | 48.6875 | 8 |  |  |  |  | 49.4375 | [8 empty] | 1 | 216 | 208 | UL174 | Yes | Yes | Yes | No | Not Applicable | [5 empty] | 10332 | RES ELEC | 200094304
RE340S6-1NCWW-264 | RE340S | Bradford White | 671632800063 | Active | The ""-264"" indicates that this SKU comes with an Aluminum Anode Rod. | [9 empty] | No | Not Applicable | Not Applicable | Residential Water Heating | Water Heating.Electric | 6 | 6 |  |  |  | 238-44422-00 |  |  |  | 238-39699-00 | [6 empty] | Electric | Electric Resistance | 240/208 | 1 |  | Indoor |  | Floor Mounted |  | No | Not Applicable | 150 | Not Applicable |  |  |  | 0.75 | No | [7 empty] | 4.5/3.5 kW |  | 49 | 0.91 | 40 | 36 | 21/16 | On/Off | Not Applicable | [6 empty] | 114 | 23 | 23 | 52.125 | 119 | 411 | 22 | 47.625 |  |  |  |  | 48.6875 | 48.6875 | 48.6875 | 8 |  |  |  |  | 49.4375 | [8 empty] | 1 | 216 | 208 | UL174 | Yes | Yes | Yes | No | Not Applicable | [5 empty] | 10332 | RES ELEC | 200094304
RE340S6-1NCWW-264-284 | RE340S | Bradford White | 671632800070 | Active | The ""-264"" indicates that this SKU comes with an Aluminum Anode Rod. | The ""-284"" indicates that this SKU comes with an Incoloy Element. | [8 empty] | No | Not Applicable | Not Applicable | Residential Water Heating | Water Heating.Electric | 6 | 6 |  |  |  | 238-44422-00 |  |  |  | 238-39699-00 | [6 empty] | Electric | Electric Resistance | 240/208 | 1 |  | Indoor |  | Floor Mounted |  | No | Not Applicable | 150 | Not Applicable |  |  |  | 0.75 | No | [7 empty] | 4.5/3.5 kW |  | 49 | 0.91 | 40 | 36 | 21/16 | On/Off | Not Applicable | [6 empty] | 114 | 23 | 23 | 52.125 | 119 | 411 | 22 | 47.625 |  |  |  |  | 48.6875 | 48.6875 | 48.6875 | 8 |  |  |  |  | 49.4375 | [8 empty] | 1 | 216 | 208 | UL174 | Yes | Yes | Yes | No | Not Applicable | [5 empty] | 10332 | RES ELEC | 200094304
RE340S6-1NCWW-284 | RE340S | Bradford White | 671632808076 | Active | The ""-284"" indicates that this SKU comes with an Incoloy Element. | [9 empty] | No | Not Applicable | Not Applicable | Residential Water Heating | Water Heating.Electric | 6 | 6 |  |  |  | 238-44422-00 |  |  |  | 238-39699-00 | [6 empty] | Electric | Electric Resistance | 240/208 | 1 |  | Indoor |  | Floor Mounted |  | No | Not Applicable | 150 | Not Applicable |  |  |  | 0.75 | No | [7 empty] | 4.5/3.5 kW |  | 49 | 0.91 | 40 | 36 | 21/16 | On/Off | Not Applicable | [6 empty] | 114 | 23 | 23 | 52.125 | 119 | 411 | 22 | 47.625 |  |  |  |  | 48.6875 | 48.6875 | 48.6875 | 8 |  |  |  |  | 49.4375 | [8 empty] | 1 | 216 | 208 | UL174 | Yes | Yes | Yes | No | Not Applicable | [5 empty] | 10332 | RES ELEC | 200094304
RE340S6-1NCWW-315 | RE340S | Bradford White | 671632828364 | Active | The ""-315"" indicates that this SKU comes with a Low Watt Density Heating Element, lower location only. | [9 empty] | No | Not Applicable | Not Applicable | Residential Water Heating | Water Heating.Electric | 6 | 6 |  |  |  | 238-44422-00 |  |  |  | 238-39699-00 | [6 empty] | Electric | Electric Resistance | 240/208 | 1 |  | Indoor |  | Floor Mounted |  | No | Not Applicable | 150 | Not Applicable |  |  |  | 0.75 | No | [7 empty] | 4.5/3.5 kW |  | 49 | 0.91 | 40 | 36 | 21/16 | On/Off | Not Applicable | [6 empty] | 114 | 23 | 23 | 52.125 | 119 | 411 | 22 | 47.625 |  |  |  |  | 48.6875 | 48.6875 | 48.6875 | 8 |  |  |  |  | 49.4375 | [8 empty] | 1 | 216 | 208 | UL174 | Yes | Yes | Yes | No | Not Applicable | [5 empty] | 10332 | RES ELEC | 200094304
RE340S6-1NCWW-458 | RE340S | Bradford White | 671632826391 | Active | The ""-458"" indicates that this SKU was designed and certified for Installation in Canada. | [9 empty] | No | Not Applicable | Not Applicable | Residential Water Heating | Water Heating.Electric | 6 | 6 |  |  |  | 238-44422-00 |  |  |  | 238-39699-00 | [6 empty] | Electric | Electric Resistance | 240/208 | 1 |  | Indoor |  | Floor Mounted |  | No | Not Applicable | 150 | Not Applicable |  |  |  | 0.75 | No | [7 empty] | 4.5/3.5 kW |  |  |  | 38 |  | 21/16 | On/Off | Not Applicable | [6 empty] | 114 | 23 | 23 | 52.125 | 119 | 427 | 22 | 47.625 |  |  |  |  | 48.6875 | 48.6875 | 48.6875 | 8 |  |  |  |  | 49.4375 | [8 empty] | 1 | 216 | 208 | UL1453 | Yes | No | Yes | No | Not Applicable | 238-45688-00 |  |  |  | 238-45684-00 | 10332 | RES ELEC
RE340S6-1NCWW-506 | RE340S | Bradford White | 671632807840 | Active | The ""-506"" indicates that this SKU comes with an A420 Aluminum Anode Rod. | [9 empty] | No | Not Applicable | Not Applicable | Residential Water Heating | Water Heating.Electric | 6 | 6 |  |  |  | 238-44422-00 |  |  |  | 238-39699-00 | [6 empty] | Electric | Electric Resistance | 240/208 | 1 |  | Indoor |  | Floor Mounted |  | No | Not Applicable | 150 | Not Applicable |  |  |  | 0.75 | No | [7 empty] | 4.5/3.5 kW |  | 49 | 0.91 | 40 | 36 | 21/16 | On/Off | Not Applicable | [6 empty] | 114 | 23 | 23 | 52.125 | 119 | 411 | 22 | 47.625 |  |  |  |  | 48.6875 | 48.6875 | 48.6875 | 8 |  |  |  |  | 49.4375 | [8 empty] | 1 | 216 | 208 | UL174 | Yes | Yes | Yes | No | Not Applicable | [5 empty] | 10332 | RES ELEC | 200094304
RE340S6-1NCWW-506-284 | RE340S | Bradford White | 671632808861 | Active | The ""-284"" indicates that this SKU comes with an Incoloy Element. | The ""-506"" indicates that this SKU comes with an A420 Aluminum Anode Rod. | [8 empty] | No | Not Applicable | Not Applicable | Residential Water Heating | Water Heating.Electric | 6 | 6 |  |  |  | 238-44422-00 |  |  |  | 238-39699-00 | [6 empty] | Electric | Electric Resistance | 240/208 | 1 |  | Indoor |  | Floor Mounted |  | No | Not Applicable | 150 | Not Applicable |  |  |  | 0.75 | No | [7 empty] | 4.5/3.5 kW |  | 49 | 0.91 | 40 | 36 | 21/16 | On/Off | Not Applicable | [6 empty] | 114 | 23 | 23 | 52.125 | 119 | 411 | 22 | 47.625 |  |  |  |  | 48.6875 | 48.6875 | 48.6875 | 8 |  |  |  |  | 49.4375 | [8 empty] | 1 | 216 | 208 | UL174 | Yes | Yes | Yes | No | Not Applicable | [5 empty] | 10332 | RES ELEC | 200094304
RE340S6-1NCXX | RE340S | Bradford White | 671632561230 | Active | [10 empty] | No | Not Applicable | Not Applicable | Residential Water Heating | Water Heating.Electric | 6 | 6 |  |  |  | 238-44422-00 |  |  |  | 238-39699-00 | [6 empty] | Electric | Electric Resistance | 240 | 1 |  | Indoor |  | Floor Mounted |  | No | Not Applicable | 150 | Not Applicable |  |  |  | 0.75 | No | [7 empty] | 5 kW |  | 49 | 0.91 | 40 | 36 | 23 | On/Off | Not Applicable | [6 empty] | 114 | 23 | 23 | 52.125 | 119 | 411 | 22 | 47.625 |  |  |  |  | 48.6875 | 48.6875 | 48.6875 | 8 |  |  |  |  | 49.4375 | [8 empty] | 1 | 216 | 208 | UL1453 | Yes | Yes | Yes | No | Not Applicable | [5 empty] | 10332 | RES ELEC | 200094304
RE340S6-1NCY | RE340S | Bradford White | 671632806393 | Active | [10 empty] | No | Not Applicable | Not Applicable | Residential Water Heating | Water Heating.Electric | 6 | 6 |  |  |  | 238-44422-00 |  |  |  | 238-39699-00 | [6 empty] | Electric | Electric Resistance | 240/208 | 1 |  | Indoor |  | Floor Mounted |  | No | Not Applicable | 150 | Not Applicable |  |  |  | 0.75 | No | [7 empty] | 5.5/4 kW |  | 49 | 0.91 | 40 | 36 | 25/18 | On/Off | Not Applicable | [6 empty] | 114 | 23 | 23 | 52.125 | 119 | 411 | 22 | 47.625 |  |  |  |  | 48.6875 | 48.6875 | 48.6875 | 8 |  |  |  |  | 49.4375 | [8 empty] | 1 | 216 | 208 | UL174 | Yes | Yes | Yes | No | Not Applicable | [5 empty] | 10332 | RES ELEC | 200094304
RE340S6-1NCY-264-284 | RE340S | Bradford White | 671632668731 | Active | The ""-264"" indicates that this SKU comes with an Aluminum Anode Rod. | The ""-284"" indicates that this SKU comes with an Incoloy Element. | [8 empty] | No | Not Applicable | Not Applicable | Residential Water Heating | Water Heating.Electric | 6 | 6 |  |  |  | 238-44422-00 |  |  |  | 238-39699-00 | [6 empty] | Electric | Electric Resistance | 240/208 | 1 |  | Indoor |  | Floor Mounted |  | No | Not Applicable | 150 | Not Applicable |  |  |  | 0.75 | No | [7 empty] | 5.5/4 kW |  | 49 | 0.91 | 40 | 36 | 25/18 | On/Off | Not Applicable | [6 empty] | 114 | 23 | 23 | 52.125 | 119 | 411 | 22 | 47.625 |  |  |  |  | 48.6875 | 48.6875 | 48.6875 | 8 |  |  |  |  | 49.4375 | [8 empty] | 1 | 216 | 208 | UL1453 | Yes | Yes | Yes | No | Not Applicable | [5 empty] | 10332 | RES ELEC | 200094304
RE340S6-1NCY-284 | RE340S | Bradford White | 671632815852 | Active | The ""-284"" indicates that this SKU comes with an Incoloy Element. | [9 empty] | No | Not Applicable | Not Applicable | Residential Water Heating | Water Heating.Electric | 6 | 6 |  |  |  | 238-44422-00 |  |  |  | 238-39699-00 | [6 empty] | Electric | Electric Resistance | 240/208 | 1 |  | Indoor |  | Floor Mounted |  | No | Not Applicable | 150 | Not Applicable |  |  |  | 0.75 | No | [7 empty] | 5.5/4 kW |  | 49 | 0.91 | 40 | 36 | 25/18 | On/Off | Not Applicable | [6 empty] | 114 | 23 | 23 | 52.125 | 119 | 411 | 22 | 47.625 |  |  |  |  | 48.6875 | 48.6875 | 48.6875 | 8 |  |  |  |  | 49.4375 | [8 empty] | 1 | 216 | 208 | UL174 | Yes | Yes | Yes | No | Not Applicable | [5 empty] | 10332 | RES ELEC | 200094304
RE340S6-1NCY-458 | RE340S | Bradford White | 671632615841 | Active | The ""-458"" indicates that this SKU was designed and certified for Installation in Canada. | [9 empty] | No | Not Applicable | Not Applicable | Residential Water Heating | Water Heating.Electric | 6 | 6 |  |  |  | 238-44422-00 |  |  |  | 238-39699-00 | [6 empty] | Electric | Electric Resistance | 240/208 | 1 |  | Indoor |  | Floor Mounted |  | No | Not Applicable | 150 | Not Applicable |  |  |  | 0.75 | No | [7 empty] | 5.5/4 kW |  |  |  | 38 |  | 25/18 | On/Off | Not Applicable | [6 empty] | 114 | 23 | 23 | 52.125 | 119 | 427 | 22 | 47.625 |  |  |  |  | 48.6875 | 48.6875 | 48.6875 | 8 |  |  |  |  | 49.4375 | [8 empty] | 1 | 216 | 208 | UL1453 | Yes | No | Yes | No | Not Applicable | 238-45688-00 |  |  |  | 238-45684-00 | 10332 | RES ELEC
RE340S6-1NCYY | RE340S | Bradford White | 671632842025 | Active | [10 empty] | No | Not Applicable | Not Applicable | Residential Water Heating | Water Heating.Electric | 6 | 6 |  |  |  | 238-44422-00 |  |  |  | 238-39699-00 | [6 empty] | Electric | Electric Resistance | 240/208 | 1 |  | Indoor |  | Floor Mounted |  | No | Not Applicable | 150 | Not Applicable |  |  |  | 0.75 | No | [7 empty] | 5.5/4 kW |  | 49 | 0.91 | 40 | 36 | 25/18 | On/Off | Not Applicable | [6 empty] | 114 | 23 | 23 | 52.125 | 119 | 411 | 22 | 47.625 |  |  |  |  | 48.6875 | 48.6875 | 48.6875 | 8 |  |  |  |  | 49.4375 | [8 empty] | 1 | 216 | 208 | UL174 | Yes | Yes | Yes | No | Not Applicable | [5 empty] | 10332 | RES ELEC | 200094304
RE340S6-1NCYY-284 | RE340S | Bradford White | 671632669899 | Active | The ""-284"" indicates that this SKU comes with an Incoloy Element. | [9 empty] | No | Not Applicable | Not Applicable | Residential Water Heating | Water Heating.Electric | 6 | 6 |  |  |  | 238-44422-00 |  |  |  | 238-39699-00 | [6 empty] | Electric | Electric Resistance | 240/208 | 1 |  | Indoor |  | Floor Mounted |  | No | Not Applicable | 150 | Not Applicable |  |  |  | 0.75 | No | [7 empty] | 5.5/4 kW |  | 49 | 0.91 | 40 | 36 | 25/18 | On/Off | Not Applicable | [6 empty] | 114 | 23 | 23 | 52.125 | 119 | 411 | 22 | 47.625 |  |  |  |  | 48.6875 | 48.6875 | 48.6875 | 8 |  |  |  |  | 49.4375 | [8 empty] | 1 | 216 | 208 | UL1453 | Yes | Yes | Yes | No | Not Applicable | [5 empty] | 10332 | RES ELEC | 200094304
RE340S6-1NCZZ | RE340S | Bradford White | 671632820139 | Active | [10 empty] | No | Not Applicable | Not Applicable | Residential Water Heating | Water Heating.Electric | 6 | 6 |  |  |  | 238-44422-00 |  |  |  | 238-39699-00 | [6 empty] | Electric | Electric Resistance | 240/208 | 1 |  | Indoor |  | Floor Mounted |  | No | Not Applicable | 150 | Not Applicable |  |  |  | 0.75 | No | [7 empty] | 6/4.5 kW |  | 49 | 0.91 | 40 | 36 | 28/21 | On/Off | Not Applicable | [6 empty] | 114 | 23 | 23 | 52.125 | 119 | 411 | 22 | 47.625 |  |  |  |  | 48.6875 | 48.6875 | 48.6875 | 8 |  |  |  |  | 49.4375 | [8 empty] | 1 | 216 | 208 | UL174 | Yes | Yes | Yes | No | Not Applicable | [5 empty] | 10332 | RES ELEC | 200094304
RE340S6-1NCZZ-264 | RE340S | Bradford White | 671632128457 | Active | The ""-264"" indicates that this SKU comes with an Aluminum Anode Rod. | [9 empty] | No | Not Applicable | Not Applicable | Residential Water Heating | Water Heating.Electric | 6 | 6 |  |  |  | 238-44422-00 |  |  |  | 238-39699-00 | [6 empty] | Electric | Electric Resistance | 240/208 | 1 |  | Indoor |  | Floor Mounted |  | No | Not Applicable | 150 | Not Applicable |  |  |  | 0.75 | No | [7 empty] | 6/4.5 kW |  | 49 | 0.91 | 40 | 36 | 28/21 | On/Off | Not Applicable | [6 empty] | 114 | 23 | 23 | 52.125 | 119 | 411 | 22 | 47.625 |  |  |  |  | 48.6875 | 48.6875 | 48.6875 | 8 |  |  |  |  | 49.4375 | [8 empty] | 1 | 216 | 208 | UL174 | Yes | Yes | Yes | No | Not Applicable | [5 empty] | 10332 | RES ELEC | 200094304
RE340S6-1NCZZ-458 | RE340S | Bradford White | 671632321438 | Active | The ""-458"" indicates that this SKU was designed and certified for Installation in Canada. | [9 empty] | No | Not Applicable | Not Applicable | Residential Water Heating | Water Heating.Electric | 6 | 6 |  |  |  | 238-44422-00 |  |  |  | 238-39699-00 | [6 empty] | Electric | Electric Resistance | 240/208 | 1 |  | Indoor |  | Floor Mounted |  | No | Not Applicable | 150 | Not Applicable |  |  |  | 0.75 | No | [7 empty] | 6/4.5 kW |  |  |  | 38 |  | 28/21 | On/Off | Not Applicable | [6 empty] | 114 | 23 | 23 | 52.125 | 119 | 427 | 22 | 47.625 |  |  |  |  | 48.6875 | 48.6875 | 48.6875 | 8 |  |  |  |  | 49.4375 | [8 empty] | 1 | 216 | 208 | UL1453 | Yes | No | Yes | No | Not Applicable | 238-45688-00 |  |  |  | 238-45684-00 | 10332 | RES ELEC
RE340S6-1NELL | RE340S | Bradford White | 671632668878 | Active | [10 empty] | No | Not Applicable | Not Applicable | Residential Water Heating | Water Heating.Electric | 6 | 6 |  |  |  | 238-44422-00 |  |  |  | 238-39699-00 | [6 empty] | Electric | Electric Resistance | 277 | 1 |  | Indoor |  | Floor Mounted |  | No | Not Applicable | 150 | Not Applicable |  |  |  | 0.75 | No | [7 empty] | 1.5 kW |  | 49 | 0.91 | 40 | 36 | 7 | On/Off | Not Applicable | [6 empty] | 114 | 23 | 23 | 52.125 | 119 | 411 | 22 | 47.625 |  |  |  |  | 48.6875 | 48.6875 | 48.6875 | 8 |  |  |  |  | 49.4375 | [8 empty] | 1 | 216 | 208 | UL1453 | Yes | Yes | Yes | No | Not Applicable | [5 empty] | 10332 | RES ELEC | 200094304
RE340S6-1NEPP | RE340S | Bradford White | 671632820771 | Active | [10 empty] | No | Not Applicable | Not Applicable | Residential Water Heating | Water Heating.Electric | 6 | 6 |  |  |  | 238-44422-00 |  |  |  | 238-39699-00 | [6 empty] | Electric | Electric Resistance | 277 | 1 |  | Indoor |  | Floor Mounted |  | No | Not Applicable | 150 | Not Applicable |  |  |  | 0.75 | No | [7 empty] | 3 kW |  | 49 | 0.91 | 40 | 36 | 14 | On/Off | Not Applicable | [6 empty] | 114 | 23 | 23 | 52.125 | 119 | 411 | 22 | 47.625 |  |  |  |  | 48.6875 | 48.6875 | 48.6875 | 8 |  |  |  |  | 49.4375 | [8 empty] | 1 | 216 | 208 | UL174 | Yes | Yes | Yes | No | Not Applicable | [5 empty] | 10332 | RES ELEC | 200094304
RE340S6-1NETT | RE340S | Bradford White | 671632844401 | Active | [10 empty] | No | Not Applicable | Not Applicable | Residential Water Heating | Water Heating.Electric | 6 | 6 |  |  |  | 238-44422-00 |  |  |  | 238-39699-00 | [6 empty] | Electric | Electric Resistance | 277 | 1 |  | Indoor |  | Floor Mounted |  | No | Not Applicable | 150 | Not Applicable |  |  |  | 0.75 | No | [7 empty] | 4 kW |  | 49 | 0.91 | 40 | 36 | 18 | On/Off | Not Applicable | [6 empty] | 114 | 23 | 23 | 52.125 | 119 | 411 | 22 | 47.625 |  |  |  |  | 48.6875 | 48.6875 | 48.6875 | 8 |  |  |  |  | 49.4375 | [8 empty] | 1 | 216 | 208 | UL174 | Yes | Yes | Yes | No | Not Applicable | [5 empty] | 10332 | RES ELEC | 200094304
RE340S6-1NEWW | RE340S | Bradford White | 671632814329 | Active | [10 empty] | No | Not Applicable | Not Applicable | Residential Water Heating | Water Heating.Electric | 6 | 6 |  |  |  | 238-44422-00 |  |  |  | 238-39699-00 | [6 empty] | Electric | Electric Resistance | 277 | 1 |  | Indoor |  | Floor Mounted |  | No | Not Applicable | 150 | Not Applicable |  |  |  | 0.75 | No | [7 empty] | 4.5 kW |  | 49 | 0.91 | 40 | 36 | 21 | On/Off | Not Applicable | [6 empty] | 114 | 23 | 23 | 52.125 | 119 | 411 | 22 | 47.625 |  |  |  |  | 48.6875 | 48.6875 | 48.6875 | 8 |  |  |  |  | 49.4375 | [8 empty] | 1 | 216 | 208 | UL174 | Yes | Yes | Yes | No | Not Applicable | [5 empty] | 10332 | RES ELEC | 200094304
RE340S6-1NEZZ | RE340S | Bradford White | 671632312306 | Active | [10 empty] | No | Not Applicable | Not Applicable | Residential Water Heating | Water Heating.Electric | 6 | 6 |  |  |  | 238-44422-00 |  |  |  | 238-39699-00 | [6 empty] | Electric | Electric Resistance | 277 | 1 |  | Indoor |  | Floor Mounted |  | No | Not Applicable | 150 | Not Applicable |  |  |  | 0.75 | No | [7 empty] | 6 kW |  | 49 | 0.91 | 40 | 36 | 28 | On/Off | Not Applicable | [6 empty] | 114 | 23 | 23 | 52.125 | 119 | 411 | 22 | 47.625 |  |  |  |  | 48.6875 | 48.6875 | 48.6875 | 8 |  |  |  |  | 49.4375 | [8 empty] | 1 | 216 | 208 | UL174 | Yes | Yes | Yes | No | Not Applicable | [5 empty] | 10332 | RES ELEC | 200094304
RE340S6-1NHP | RE340S | Bradford White | 671632132829 | Active | [10 empty] | No | Not Applicable | Not Applicable | Residential Water Heating | Water Heating.Electric | 6 | 6 |  |  |  | 238-44422-00 |  |  |  | 238-39699-00 | [6 empty] | Electric | Electric Resistance | 480 | 1 |  | Indoor |  | Floor Mounted |  | No | Not Applicable | 150 | Not Applicable |  |  |  | 0.75 | No | [7 empty] | 3 kW |  | 49 | 0.91 | 40 | 36 | 14 | On/Off | Not Applicable | [6 empty] | 114 | 23 | 23 | 52.125 | 119 | 411 | 22 | 47.625 |  |  |  |  | 48.6875 | 48.6875 | 48.6875 | 8 |  |  |  |  | 49.4375 | [8 empty] | 1 | 216 | 208 | UL174 | Yes | Yes | Yes | No | Not Applicable | [5 empty] | 10332 | RES ELEC | 200094304
RE340S6-1NHPP | RE340S | Bradford White | 671632656349 | Active | [10 empty] | No | Not Applicable | Not Applicable | Residential Water Heating | Water Heating.Electric | 6 | 6 |  |  |  | 238-44422-00 |  |  |  | 238-39699-00 | [6 empty] | Electric | Electric Resistance | 480 | 1 |  | Indoor |  | Floor Mounted |  | No | Not Applicable | 150 | Not Applicable |  |  |  | 0.75 | No | [7 empty] | 3 kW |  | 49 | 0.91 | 40 | 36 | 14 | On/Off | Not Applicable | [6 empty] | 114 | 23 | 23 | 52.125 | 119 | 411 | 22 | 47.625 |  |  |  |  | 48.6875 | 48.6875 | 48.6875 | 8 |  |  |  |  | 49.4375 | [8 empty] | 1 | 216 | 208 | UL1453 | Yes | Yes | Yes | No | Not Applicable | [5 empty] | 10332 | RES ELEC | 200094304
RE340S6-1NHW | RE340S | Bradford White | 671632849345 | Active | [10 empty] | No | Not Applicable | Not Applicable | Residential Water Heating | Water Heating.Electric | 6 | 6 |  |  |  | 238-44422-00 |  |  |  | 238-39699-00 | [6 empty] | Electric | Electric Resistance | 480 | 1 |  | Indoor |  | Floor Mounted |  | No | Not Applicable | 150 | Not Applicable |  |  |  | 0.75 | No | [7 empty] | 4.5 kW |  | 49 | 0.91 | 40 | 36 | 21 | On/Off | Not Applicable | [6 empty] | 114 | 23 | 23 | 52.125 | 119 | 411 | 22 | 47.625 |  |  |  |  | 48.6875 | 48.6875 | 48.6875 | 8 |  |  |  |  | 49.4375 | [8 empty] | 1 | 216 | 208 | UL174 | Yes | Yes | Yes | No | Not Applicable | [5 empty] | 10332 | RES ELEC | 200094304
RE340S6-1NHWW | RE340S | Bradford White | 671632816880 | Active | [10 empty] | No | Not Applicable | Not Applicable | Residential Water Heating | Water Heating.Electric | 6 | 6 |  |  |  | 238-44422-00 |  |  |  | 238-39699-00 | [6 empty] | Electric | Electric Resistance | 480 | 1 |  | Indoor |  | Floor Mounted |  | No | Not Applicable | 150 | Not Applicable |  |  |  | 0.75 | No | [7 empty] | 4.5 kW |  | 49 | 0.91 | 40 | 36 | 21 | On/Off | Not Applicable | [6 empty] | 114 | 23 | 23 | 52.125 | 119 | 411 | 22 | 47.625 |  |  |  |  | 48.6875 | 48.6875 | 48.6875 | 8 |  |  |  |  | 49.4375 | [8 empty] | 1 | 216 | 208 | UL174 | Yes | Yes | Yes | No | Not Applicable | [5 empty] | 10332 | RES ELEC | 200094304
RE340S6-1NHWW-264 | RE340S | Bradford White | 671632904686 | Active | The ""-264"" indicates that this SKU comes with an Aluminum Anode Rod. | [9 empty] | No | Not Applicable | Not Applicable | Residential Water Heating | Water Heating.Electric | 6 | 6 |  |  |  | 238-44422-00 |  |  |  | 238-39699-00 | [6 empty] | Electric | Electric Resistance | 480 | 1 |  | Indoor |  | Floor Mounted |  | No | Not Applicable | 150 | Not Applicable |  |  |  | 0.75 | No | [7 empty] | 4.5 kW |  | 49 | 0.91 | 40 | 36 | 21 | On/Off | Not Applicable | [6 empty] | 114 | 23 | 23 | 52.125 | 119 | 411 | 22 | 47.625 |  |  |  |  | 48.6875 | 48.6875 | 48.6875 | 8 |  |  |  |  | 49.4375 | [8 empty] | 1 | 216 | 208 | UL174 | Yes | Yes | Yes | No | Not Applicable | [5 empty] | 10332 | RES ELEC | 200094304
RE340S6-1NHZZ | RE340S | Bradford White | 671632865833 | Active | [10 empty] | No | Not Applicable | Not Applicable | Residential Water Heating | Water Heating.Electric | 6 | 6 |  |  |  | 238-44422-00 |  |  |  | 238-39699-00 | [6 empty] | Electric | Electric Resistance | 480 | 1 |  | Indoor |  | Floor Mounted |  | No | Not Applicable | 150 | Not Applicable |  |  |  | 0.75 | No | [7 empty] | 6 kW |  | 49 | 0.91 | 40 | 36 | 28 | On/Off | Not Applicable | [6 empty] | 114 | 23 | 23 | 52.125 | 119 | 411 | 22 | 47.625 |  |  |  |  | 48.6875 | 48.6875 | 48.6875 | 8 |  |  |  |  | 49.4375 | [8 empty] | 1 | 216 | 208 | UL174 | Yes | Yes | Yes | No | Not Applicable | [5 empty] | 10332 | RES ELEC | 200094304
RE340S6-1NLXX | RE340S | Bradford White | 671632924899 | Active | [10 empty] | No | Not Applicable | Not Applicable | Residential Water Heating | Water Heating.Electric | 6 | 6 |  |  |  | 238-44422-00 |  |  |  | 238-39699-00 | [6 empty] | Electric | Electric Resistance | 208 | 1 |  | Indoor |  | Floor Mounted |  | No | Not Applicable | 150 | Not Applicable |  |  |  | 0.75 | No | [7 empty] | 5 kW |  | 49 | 0.91 | 40 | 36 | 23 | On/Off | Not Applicable | [6 empty] | 114 | 23 | 23 | 52.125 | 119 | 411 | 22 | 47.625 |  |  |  |  | 48.6875 | 48.6875 | 48.6875 | 8 |  |  |  |  | 49.4375 | [8 empty] | 1 | 216 | 208 | UL174 | Yes | Yes | Yes | No | Not Applicable | [5 empty] | 10332 | RES ELEC | 200094304
RE340S6-1NLYY | RE340S | Bradford White | 671632133895 | Active | [10 empty] | No | Not Applicable | Not Applicable | Residential Water Heating | Water Heating.Electric | 6 | 6 |  |  |  | 238-44422-00 |  |  |  | 238-39699-00 | [6 empty] | Electric | Electric Resistance | 208 | 1 |  | Indoor |  | Floor Mounted |  | No | Not Applicable | 150 | Not Applicable |  |  |  | 0.75 | No | [7 empty] | 5.5 kW |  | 49 | 0.91 | 40 | 36 | 25 | On/Off | Not Applicable | [6 empty] | 114 | 23 | 23 | 52.125 | 119 | 411 | 22 | 47.625 |  |  |  |  | 48.6875 | 48.6875 | 48.6875 | 8 |  |  |  |  | 49.4375 | [8 empty] | 1 | 216 | 208 | UL174 | Yes | Yes | Yes | No | Not Applicable | [5 empty] | 10332 | RES ELEC | 200094304
RE340S6-1NLZ | RE340S | Bradford White | 671632849017 | Active | [10 empty] | No | Not Applicable | Not Applicable | Residential Water Heating | Water Heating.Electric | 6 | 6 |  |  |  | 238-44422-00 |  |  |  | 238-39699-00 | [6 empty] | Electric | Electric Resistance | 208 | 1 |  | Indoor |  | Floor Mounted |  | No | Not Applicable | 150 | Not Applicable |  |  |  | 0.75 | No | [7 empty] | 6 kW |  | 49 | 0.91 | 40 | 36 | 28 | On/Off | Not Applicable | [6 empty] | 114 | 23 | 23 | 52.125 | 119 | 411 | 22 | 47.625 |  |  |  |  | 48.6875 | 48.6875 | 48.6875 | 8 |  |  |  |  | 49.4375 | [8 empty] | 1 | 216 | 208 | UL174 | Yes | Yes | Yes | No | Not Applicable | [5 empty] | 10332 | RES ELEC | 200094304
RE340S6-1NLZZ | RE340S | Bradford White | 671632890163 | Active | [10 empty] | No | Not Applicable | Not Applicable | Residential Water Heating | Water Heating.Electric | 6 | 6 |  |  |  | 238-44422-00 |  |  |  | 238-39699-00 | [6 empty] | Electric | Electric Resistance | 208 | 1 |  | Indoor |  | Floor Mounted |  | No | Not Applicable | 150 | Not Applicable |  |  |  | 0.75 | No | [7 empty] | 6 kW |  | 49 | 0.91 | 40 | 36 | 28 | On/Off | Not Applicable | [6 empty] | 125 | 23 | 23 | 52.125 | 130 | 422 | 22 | 47.625 |  |  |  |  | 48.6875 | 48.6875 | 48.6875 | 8 |  |  |  |  | 49.4375 | [8 empty] | 1 | 216 | 208 | UL174 | Yes | Yes | Yes | No | Not Applicable | [5 empty] | 10332 | RES ELEC | 200094304
RE340S6-1SALL | RE340S | Bradford White | 671632313549 | Active | [10 empty] | No | Not Applicable | Not Applicable | Residential Water Heating | Water Heating.Electric | 6 | 6 |  |  |  | 238-44422-00 |  |  |  | 238-39699-00 | [6 empty] | Electric | Electric Resistance | 120 | 1 |  | Indoor |  | Floor Mounted |  | No | Not Applicable | 150 | Not Applicable |  |  |  | 0.75 | No | [7 empty] | 3 kW |  | 49 | 0.91 | 40 | 36 | 14 | On/Off | Not Applicable | [6 empty] | 114 | 23 | 23 | 52.125 | 119 | 411 | 22 | 47.625 |  |  |  |  | 48.6875 | 48.6875 | 48.6875 | 8 |  |  |  |  | 49.4375 | [8 empty] | 1 | 216 | 208 | UL174 | Yes | Yes | Yes | No | Not Applicable | [5 empty] | 10332 | RES ELEC | 200094304
RE340S6-1SCTT | RE340S | Bradford White | 671632820764 | Active | [10 empty] | No | Not Applicable | Not Applicable | Residential Water Heating | Water Heating.Electric | 6 | 6 |  |  |  | 238-44422-00 |  |  |  | 238-39699-00 | [6 empty] | Electric | Electric Resistance | 240/208 | 1 |  | Indoor |  | Floor Mounted |  | No | Not Applicable | 150 | Not Applicable |  |  |  | 0.75 | No | [7 empty] | 8/6 kW |  | 49 | 0.91 | 40 | 36 | 37/28 | On/Off | Not Applicable | [6 empty] | 114 | 23 | 23 | 52.125 | 119 | 411 | 22 | 47.625 |  |  |  |  | 48.6875 | 48.6875 | 48.6875 | 8 |  |  |  |  | 49.4375 | [8 empty] | 1 | 216 | 208 | UL174 | Yes | Yes | Yes | No | Not Applicable | [5 empty] | 10332 | RES ELEC | 200094304
RE340S6-1SCWW | RE340S | Bradford White | 671632859467 | Active | [10 empty] | No | Not Applicable | Not Applicable | Residential Water Heating | Water Heating.Electric | 6 | 6 |  |  |  | 238-44422-00 |  |  |  | 238-39699-00 | [6 empty] | Electric | Electric Resistance | 240/208 | 1 |  | Indoor |  | Floor Mounted |  | No | Not Applicable | 150 | Not Applicable |  |  |  | 0.75 | No | [7 empty] | 9/7 kW |  | 49 | 0.91 | 40 | 36 | 41/32 | On/Off | Not Applicable | [6 empty] | 114 | 23 | 23 | 52.125 | 119 | 411 | 22 | 47.625 |  |  |  |  | 48.6875 | 48.6875 | 48.6875 | 8 |  |  |  |  | 49.4375 | [8 empty] | 1 | 216 | 208 | UL174 | Yes | Yes | Yes | No | Not Applicable | [5 empty] | 10332 | RES ELEC | 200094304
RE340S6-1SCXX | RE340S | Bradford White | 671632883936 | Active | [10 empty] | No | Not Applicable | Not Applicable | Residential Water Heating | Water Heating.Electric | 6 | 6 |  |  |  | 238-44422-00 |  |  |  | 238-39699-00 | [6 empty] | Electric | Electric Resistance | 240 | 1 |  | Indoor |  | Floor Mounted |  | No | Not Applicable | 150 | Not Applicable |  |  |  | 0.75 | No | [7 empty] | 10 kW |  | 49 | 0.91 | 40 | 36 | 46 | On/Off | Not Applicable | [6 empty] | 114 | 23 | 23 | 52.125 | 119 | 411 | 22 | 47.625 |  |  |  |  | 48.6875 | 48.6875 | 48.6875 | 8 |  |  |  |  | 49.4375 | [8 empty] | 1 | 216 | 208 | UL174 | Yes | Yes | Yes | No | Not Applicable | [5 empty] | 10332 | RES ELEC | 200094304
RE340S6-1SCYY | RE340S | Bradford White | 671632825196 | Active | [10 empty] | No | Not Applicable | Not Applicable | Residential Water Heating | Water Heating.Electric | 6 | 6 |  |  |  | 238-44422-00 |  |  |  | 238-39699-00 | [6 empty] | Electric | Electric Resistance | 240/208 | 1 |  | Indoor |  | Floor Mounted |  | No | Not Applicable | 150 | Not Applicable |  |  |  | 0.75 | No | [7 empty] | 11/8 kW |  | 49 | 0.91 | 40 | 36 | 51/37 | On/Off | Not Applicable | [6 empty] | 114 | 23 | 23 | 52.125 | 119 | 411 | 22 | 47.625 |  |  |  |  | 48.6875 | 48.6875 | 48.6875 | 8 |  |  |  |  | 49.4375 | [8 empty] | 1 | 216 | 208 | UL174 | Yes | Yes | Yes | No | Not Applicable | [5 empty] | 10332 | RES ELEC | 200094304
RE340S6-1SEWW | RE340S | Bradford White | 671632884575 | Active | [10 empty] | No | Not Applicable | Not Applicable | Residential Water Heating | Water Heating.Electric | 6 | 6 |  |  |  | 238-44422-00 |  |  |  | 238-39699-00 | [6 empty] | Electric | Electric Resistance | 277 | 1 |  | Indoor |  | Floor Mounted |  | No | Not Applicable | 150 | Not Applicable |  |  |  | 0.75 | No | [7 empty] | 9 kW |  | 49 | 0.91 | 40 | 36 | 41 | On/Off | Not Applicable | [6 empty] | 114 | 23 | 23 | 52.125 | 119 | 411 | 22 | 47.625 |  |  |  |  | 48.6875 | 48.6875 | 48.6875 | 8 |  |  |  |  | 49.4375 | [8 empty] | 1 | 216 | 208 | UL174 | Yes | Yes | Yes | No | Not Applicable | [5 empty] | 10332 | RES ELEC | 200094304
RE340S6-1SLWW | RE340S | Bradford White | 671632861453 | Active | [10 empty] | No | Not Applicable | Not Applicable | Residential Water Heating | Water Heating.Electric | 6 | 6 |  |  |  | 238-44422-00 |  |  |  | 238-39699-00 | [6 empty] | Electric | Electric Resistance | 208 | 1 |  | Indoor |  | Floor Mounted |  | No | Not Applicable | 150 | Not Applicable |  |  |  | 0.75 | No | [7 empty] | 9 kW |  | 49 | 0.91 | 40 | 36 | 41 | On/Off | Not Applicable | [6 empty] | 114 | 23 | 23 | 52.125 | 119 | 411 | 22 | 47.625 |  |  |  |  | 48.6875 | 48.6875 | 48.6875 | 8 |  |  |  |  | 49.4375 | [8 empty] | 1 | 216 | 208 | UL174 | Yes | Yes | Yes | No | Not Applicable | [5 empty] | 10332 | RES ELEC | 200094304
RE340S6-3NCPP | RE340S | Bradford White | 671632876853 | Active | [10 empty] | No | Not Applicable | Not Applicable | Residential Water Heating | Water Heating.Electric | 6 | 6 |  |  |  | 238-44422-00 |  |  |  | 238-39699-00 | [6 empty] | Electric | Electric Resistance | 240 | 3 |  | Indoor |  | Floor Mounted |  | No | Not Applicable | 150 | Not Applicable |  |  |  | 0.75 | No | [7 empty] | 3 kW |  | 49 | 0.91 | 40 | 36 | 14 | On/Off | Not Applicable | [6 empty] | 114 | 23 | 23 | 52.125 | 119 | 411 | 22 | 47.625 |  |  |  |  | 48.6875 | 48.6875 | 48.6875 | 8 |  |  |  |  | 49.4375 | [8 empty] | 1 | 216 | 208 | UL174 | Yes | Yes | Yes | No | Not Applicable | [5 empty] | 10332 | RES ELEC | 200094304
RE340S6-3NCTT | RE340S | Bradford White | 671632861255 | Active | [10 empty] | No | Not Applicable | Not Applicable | Residential Water Heating | Water Heating.Electric | 6 | 6 |  |  |  | 238-44422-00 |  |  |  | 238-39699-00 | [6 empty] | Electric | Electric Resistance | 240/208 | 3 |  | Indoor |  | Floor Mounted |  | No | Not Applicable | 150 | Not Applicable |  |  |  | 0.75 | No | [7 empty] | 4/3 kW |  | 49 | 0.91 | 40 | 36 | 18/14 | On/Off | Not Applicable | [6 empty] | 114 | 23 | 23 | 52.125 | 119 | 411 | 22 | 47.625 |  |  |  |  | 48.6875 | 48.6875 | 48.6875 | 8 |  |  |  |  | 49.4375 | [8 empty] | 1 | 216 | 208 | UL174 | Yes | Yes | Yes | No | Not Applicable | [5 empty] | 10332 | RES ELEC | 200094304
RE340S6-3NCWW | RE340S | Bradford White | 671632827404 | Active | [10 empty] | No | Not Applicable | Not Applicable | Residential Water Heating | Water Heating.Electric | 6 | 6 |  |  |  | 238-44422-00 |  |  |  | 238-39699-00 | [6 empty] | Electric | Electric Resistance | 240/208 | 3 |  | Indoor |  | Floor Mounted |  | No | Not Applicable | 150 | Not Applicable |  |  |  | 0.75 | No | [7 empty] | 4.5/3.5 kW |  | 49 | 0.91 | 40 | 36 | 21/16 | On/Off | Not Applicable | [6 empty] | 114 | 23 | 23 | 52.125 | 119 | 411 | 22 | 47.625 |  |  |  |  | 48.6875 | 48.6875 | 48.6875 | 8 |  |  |  |  | 49.4375 | [8 empty] | 1 | 216 | 208 | UL174 | Yes | Yes | Yes | No | Not Applicable | [5 empty] | 10332 | RES ELEC | 200094304
RE340S6-3NCWW-264 | RE340S | Bradford White | 671632841875 | Active | The ""-264"" indicates that this SKU comes with an Aluminum Anode Rod. | [9 empty] | No | Not Applicable | Not Applicable | Residential Water Heating | Water Heating.Electric | 6 | 6 |  |  |  | 238-44422-00 |  |  |  | 238-39699-00 | [6 empty] | Electric | Electric Resistance | 240/208 | 3 |  | Indoor |  | Floor Mounted |  | No | Not Applicable | 150 | Not Applicable |  |  |  | 0.75 | No | [7 empty] | 4.5/3.5 kW |  | 49 | 0.91 | 40 | 36 | 21/16 | On/Off | Not Applicable | [6 empty] | 114 | 23 | 23 | 52.125 | 119 | 411 | 22 | 47.625 |  |  |  |  | 48.6875 | 48.6875 | 48.6875 | 8 |  |  |  |  | 49.4375 | [8 empty] | 1 | 216 | 208 | UL174 | Yes | Yes | Yes | No | Not Applicable | [5 empty] | 10332 | RES ELEC | 200094304
RE340S6-3NCZZ | RE340S | Bradford White | 671632851676 | Active | [10 empty] | No | Not Applicable | Not Applicable | Residential Water Heating | Water Heating.Electric | 6 | 6 |  |  |  | 238-44422-00 |  |  |  | 238-39699-00 | [6 empty] | Electric | Electric Resistance | 240/208 | 3 |  | Indoor |  | Floor Mounted |  | No | Not Applicable | 150 | Not Applicable |  |  |  | 0.75 | No | [7 empty] | 6/4.5 kW |  | 49 | 0.91 | 40 | 36 | 28/21 | On/Off | Not Applicable | [6 empty] | 114 | 23 | 23 | 52.125 | 119 | 411 | 22 | 47.625 |  |  |  |  | 48.6875 | 48.6875 | 48.6875 | 8 |  |  |  |  | 49.4375 | [8 empty] | 1 | 216 | 208 | UL174 | Yes | Yes | Yes | No | Not Applicable | [5 empty] | 10332 | RES ELEC | 200094304
RE340S6-3NHTT | RE340S | Bradford White | 671632824083 | Active | [10 empty] | No | Not Applicable | Not Applicable | Residential Water Heating | Water Heating.Electric | 6 | 6 |  |  |  | 238-44422-00 |  |  |  | 238-39699-00 | [6 empty] | Electric | Electric Resistance | 480 | 3 |  | Indoor |  | Floor Mounted |  | No | Not Applicable | 150 | Not Applicable |  |  |  | 0.75 | No | [7 empty] | 4 kW |  | 49 | 0.91 | 40 | 36 | 18 | On/Off | Not Applicable | [6 empty] | 114 | 23 | 23 | 52.125 | 119 | 411 | 22 | 47.625 |  |  |  |  | 48.6875 | 48.6875 | 48.6875 | 8 |  |  |  |  | 49.4375 | [8 empty] | 1 | 216 | 208 | UL174 | Yes | Yes | Yes | No | Not Applicable | [5 empty] | 10332 | RES ELEC | 200094304
RE340S6-3NHWW | RE340S | Bradford White | 671632825189 | Active | [10 empty] | No | Not Applicable | Not Applicable | Residential Water Heating | Water Heating.Electric | 6 | 6 |  |  |  | 238-44422-00 |  |  |  | 238-39699-00 | [6 empty] | Electric | Electric Resistance | 480 | 3 |  | Indoor |  | Floor Mounted |  | No | Not Applicable | 150 | Not Applicable |  |  |  | 0.75 | No | [7 empty] | 4.5 kW |  | 49 | 0.91 | 40 | 36 | 21 | On/Off | Not Applicable | [6 empty] | 114 | 23 | 23 | 52.125 | 119 | 411 | 22 | 47.625 |  |  |  |  | 48.6875 | 48.6875 | 48.6875 | 8 |  |  |  |  | 49.4375 | [8 empty] | 1 | 216 | 208 | UL174 | Yes | Yes | Yes | No | Not Applicable | [5 empty] | 10332 | RES ELEC | 200094304
RE340S6-3NHWW-264 | RE340S | Bradford White | 671632652280 | Active | The ""-264"" indicates that this SKU comes with an Aluminum Anode Rod. | [9 empty] | No | Not Applicable | Not Applicable | Residential Water Heating | Water Heating.Electric | 6 | 6 |  |  |  | 238-44422-00 |  |  |  | 238-39699-00 | [6 empty] | Electric | Electric Resistance | 480 | 3 |  | Indoor |  | Floor Mounted |  | No | Not Applicable | 150 | Not Applicable |  |  |  | 0.75 | No | [7 empty] | 4.5 kW |  | 49 | 0.91 | 40 | 36 | 21 | On/Off | Not Applicable | [6 empty] | 114 | 23 | 23 | 52.125 | 119 | 411 | 22 | 47.625 |  |  |  |  | 48.6875 | 48.6875 | 48.6875 | 8 |  |  |  |  | 49.4375 | [8 empty] | 1 | 216 | 208 | UL1453 | Yes | Yes | Yes | No | Not Applicable | [5 empty] | 10332 | RES ELEC | 200094304
RE340S6-3NHXX | RE340S | Bradford White | 671632568901 | Active | [10 empty] | No | Not Applicable | Not Applicable | Residential Water Heating | Water Heating.Electric | 6 | 6 |  |  |  | 238-44422-00 |  |  |  | 238-39699-00 | [6 empty] | Electric | Electric Resistance | 480 | 3 |  | Indoor |  | Floor Mounted |  | No | Not Applicable | 150 | Not Applicable |  |  |  | 0.75 | No | [7 empty] | 5 kW |  | 49 | 0.91 | 40 | 36 | 23 | On/Off | Not Applicable | [6 empty] | 114 | 23 | 23 | 52.125 | 119 | 411 | 22 | 47.625 |  |  |  |  | 48.6875 | 48.6875 | 48.6875 | 8 |  |  |  |  | 49.4375 | [8 empty] | 1 | 216 | 208 | UL1453 | Yes | Yes | Yes | No | Not Applicable | [5 empty] | 10332 | RES ELEC | 200094304
RE340S6-3NHXX-506 | RE340S | Bradford White | 671632628162 | Active | The ""-506"" indicates that this SKU comes with an A420 Aluminum Anode Rod. | [9 empty] | No | Not Applicable | Not Applicable | Residential Water Heating | Water Heating.Electric | 6 | 6 |  |  |  | 238-44422-00 |  |  |  | 238-39699-00 | [6 empty] | Electric | Electric Resistance | 480 | 3 |  | Indoor |  | Floor Mounted |  | No | Not Applicable | 150 | Not Applicable |  |  |  | 0.75 | No | [7 empty] | 5 kW |  | 49 | 0.91 | 40 | 36 | 23 | On/Off | Not Applicable | [6 empty] | 114 | 23 | 23 | 52.125 | 119 | 411 | 22 | 47.625 |  |  |  |  | 48.6875 | 48.6875 | 48.6875 | 8 |  |  |  |  | 49.4375 | [8 empty] | 1 | 216 | 208 | UL1453 | Yes | Yes | Yes | No | Not Applicable | [5 empty] | 10332 | RES ELEC | 200094304
RE340S6-3NHYY | RE340S | Bradford White | 671632681518 | Active | [10 empty] | No | Not Applicable | Not Applicable | Residential Water Heating | Water Heating.Electric | 6 | 6 |  |  |  | 238-44422-00 |  |  |  | 238-39699-00 | [6 empty] | Electric | Electric Resistance | 480 | 3 |  | Indoor |  | Floor Mounted |  | No | Not Applicable | 150 | Not Applicable |  |  |  | 0.75 | No | [7 empty] | 5.5 kW |  | 49 | 0.91 | 40 | 36 | 25 | On/Off | Not Applicable | [6 empty] | 114 | 23 | 23 | 52.125 | 119 | 411 | 22 | 47.625 |  |  |  |  | 48.6875 | 48.6875 | 48.6875 | 8 |  |  |  |  | 49.4375 | [8 empty] | 1 | 216 | 208 | UL1453 | Yes | Yes | Yes | No | Not Applicable | [5 empty] | 10332 | RES ELEC | 200094304
RE340S6-3NHZZ | RE340S | Bradford White | 671632866038 | Active | [10 empty] | No | Not Applicable | Not Applicable | Residential Water Heating | Water Heating.Electric | 6 | 6 |  |  |  | 238-44422-00 |  |  |  | 238-39699-00 | [6 empty] | Electric | Electric Resistance | 480 | 3 |  | Indoor |  | Floor Mounted |  | No | Not Applicable | 150 | Not Applicable |  |  |  | 0.75 | No | [7 empty] | 6 kW |  | 49 | 0.91 | 40 | 36 | 28 | On/Off | Not Applicable | [6 empty] | 114 | 23 | 23 | 52.125 | 119 | 411 | 22 | 47.625 |  |  |  |  | 48.6875 | 48.6875 | 48.6875 | 8 |  |  |  |  | 49.4375 | [8 empty] | 1 | 216 | 208 | UL174 | Yes | Yes | Yes | No | Not Applicable | [5 empty] | 10332 | RES ELEC | 200094304
RE340S6-3NLZZ | RE340S | Bradford White | 671632857210 | Active | [10 empty] | No | Not Applicable | Not Applicable | Residential Water Heating | Water Heating.Electric | 6 | 6 |  |  |  | 238-44422-00 |  |  |  | 238-39699-00 | [6 empty] | Electric | Electric Resistance | 208 | 3 |  | Indoor |  | Floor Mounted |  | No | Not Applicable | 150 | Not Applicable |  |  |  | 0.75 | No | [7 empty] | 6 kW |  | 49 | 0.91 | 40 | 36 | 28 | On/Off | Not Applicable | [6 empty] | 114 | 23 | 23 | 52.125 | 119 | 411 | 22 | 47.625 |  |  |  |  | 48.6875 | 48.6875 | 48.6875 | 8 |  |  |  |  | 49.4375 | [8 empty] | 1 | 216 | 208 | UL174 | Yes | Yes | Yes | No | Not Applicable | [5 empty] | 10332 | RES ELEC | 200094304
RE340S6-3SHLL | RE340S | Bradford White | 671632896929 | Active | [10 empty] | No | Not Applicable | Not Applicable | Residential Water Heating | Water Heating.Electric | 6 | 6 |  |  |  | 238-44422-00 |  |  |  | 238-39699-00 | [6 empty] | Electric | Electric Resistance | 480 | 3 |  | Indoor |  | Floor Mounted |  | No | Not Applicable | 150 | Not Applicable |  |  |  | 0.75 | No | [7 empty] | 3 kW |  | 49 | 0.91 | 40 | 36 | 14 | On/Off | Not Applicable | [6 empty] | 114 | 23 | 23 | 52.125 | 119 | 411 | 22 | 47.625 |  |  |  |  | 48.6875 | 48.6875 | 48.6875 | 8 |  |  |  |  | 49.4375 | [8 empty] | 1 | 216 | 208 | UL174 | Yes | Yes | Yes | No | Not Applicable | [5 empty] | 10332 | RES ELEC | 200094304
RE340S6-3SHNN | RE340S | Bradford White | 671632879069 | Active | [10 empty] | No | Not Applicable | Not Applicable | Residential Water Heating | Water Heating.Electric | 6 | 6 |  |  |  | 238-44422-00 |  |  |  | 238-39699-00 | [6 empty] | Electric | Electric Resistance | 480 | 3 |  | Indoor |  | Floor Mounted |  | No | Not Applicable | 150 | Not Applicable |  |  |  | 0.75 | No | [7 empty] | 5 kW |  | 49 | 0.91 | 40 | 36 | 23 | On/Off | Not Applicable | [6 empty] | 114 | 23 | 23 | 52.125 | 119 | 411 | 22 | 47.625 |  |  |  |  | 48.6875 | 48.6875 | 48.6875 | 8 |  |  |  |  | 49.4375 | [8 empty] | 1 | 216 | 208 | UL174 | Yes | Yes | Yes | No | Not Applicable | [5 empty] | 10332 | RES ELEC | 200094304
RE340S6-3SHWW | RE340S | Bradford White | 671632889419 | Active | [10 empty] | No | Not Applicable | Not Applicable | Residential Water Heating | Water Heating.Electric | 6 | 6 |  |  |  | 238-44422-00 |  |  |  | 238-39699-00 | [6 empty] | Electric | Electric Resistance | 480 | 3 |  | Indoor |  | Floor Mounted |  | No | Not Applicable | 150 | Not Applicable |  |  |  | 0.75 | No | [7 empty] | 9 kW |  | 49 | 0.91 | 40 | 36 | 41 | On/Off | Not Applicable | [6 empty] | 114 | 23 | 23 | 52.125 | 119 | 411 | 22 | 47.625 |  |  |  |  | 48.6875 | 48.6875 | 48.6875 | 8 |  |  |  |  | 49.4375 | [8 empty] | 1 | 216 | 208 | UL174 | Yes | Yes | Yes | No | Not Applicable | [5 empty] | 10332 | RES ELEC | 200094304
RE340S6-3SLWW | RE340S | Bradford White | 671632823949 | Active | [10 empty] | No | Not Applicable | Not Applicable | Residential Water Heating | Water Heating.Electric | 6 | 6 |  |  |  | 238-44422-00 |  |  |  | 238-39699-00 | [6 empty] | Electric | Electric Resistance | 208 | 3 |  | Indoor |  | Floor Mounted |  | No | Not Applicable | 150 | Not Applicable |  |  |  | 0.75 | No | [7 empty] | 9 kW |  | 49 | 0.91 | 40 | 36 | 41 | On/Off | Not Applicable | [6 empty] | 114 | 23 | 23 | 52.125 | 119 | 411 | 22 | 47.625 |  |  |  |  | 48.6875 | 48.6875 | 48.6875 | 8 |  |  |  |  | 49.4375 | [8 empty] | 1 | 216 | 208 | UL174 | Yes | Yes | Yes | No | Not Applicable | [5 empty] | 10332 | RES ELEC | 200094304
RE340S6-3SLXX | RE340S | Bradford White | 671632905997 | Active | [10 empty] | No | Not Applicable | Not Applicable | Residential Water Heating | Water Heating.Electric | 6 | 6 |  |  |  | 238-44422-00 |  |  |  | 238-39699-00 | [6 empty] | Electric | Electric Resistance | 208 | 3 |  | Indoor |  | Floor Mounted |  | No | Not Applicable | 150 | Not Applicable |  |  |  | 0.75 | No | [7 empty] | 10 kW |  | 49 | 0.91 | 40 | 36 | 46 | On/Off | Not Applicable | [6 empty] | 114 | 23 | 23 | 52.125 | 119 | 411 | 22 | 47.625 |  |  |  |  | 48.6875 | 48.6875 | 48.6875 | 8 |  |  |  |  | 49.4375 | [8 empty] | 1 | 216 | 208 | UL174 | Yes | Yes | Yes | No | Not Applicable | [5 empty] | 10332 | RES ELEC | 200094304
RE340T10-1NCWW | RE340T | Bradford White | 671632847914 | Active | [10 empty] | No | Not Applicable | Not Applicable | Residential Water Heating | Water Heating.Electric | 10 | 6 |  |  |  | 238-44422-00 |  |  |  | 238-39699-00 | [6 empty] | Electric | Electric Resistance | 240/208 | 1 |  | Indoor |  | Floor Mounted |  | No | Not Applicable | 150 | Not Applicable |  |  |  | 0.75 | No | [7 empty] | 4.5/3.5 kW |  | 53 | 0.92 | 40 | 36 | 21/16 | On/Off | Not Applicable | [6 empty] | 125 | 21 | 21 | 65.25 | 130 | 422 | 20 | 60.4375 |  |  |  |  | 61.25 | 61.25 | 61.25 | 8 |  |  |  |  | 62.4375 | [8 empty] | 1 | 120 | 116 | UL174 | Yes | Yes | Yes | No | Not Applicable | [5 empty] | 10332 | RES ELEC | 200094306
RE340T10-1NCWW-264 | RE340T | Bradford White | 671632892198 | Active | The ""-264"" indicates that this SKU comes with an Aluminum Anode Rod. | [9 empty] | No | Not Applicable | Not Applicable | Residential Water Heating | Water Heating.Electric | 10 | 6 |  |  |  | 238-44422-00 |  |  |  | 238-39699-00 | [6 empty] | Electric | Electric Resistance | 240/208 | 1 |  | Indoor |  | Floor Mounted |  | No | Not Applicable | 150 | Not Applicable |  |  |  | 0.75 | No | [7 empty] | 4.5/3.5 kW |  | 53 | 0.92 | 40 | 36 | 21/16 | On/Off | Not Applicable | [6 empty] | 125 | 21 | 21 | 65.25 | 130 | 422 | 20 | 60.4375 |  |  |  |  | 61.25 | 61.25 | 61.25 | 8 |  |  |  |  | 62.4375 | [8 empty] | 1 | 120 | 116 | UL174 | Yes | Yes | Yes | No | Not Applicable | [5 empty] | 10332 | RES ELEC | 200094306
RE340T10-1NCZZ | RE340T | Bradford White | 671632625277 | Active | [10 empty] | No | Not Applicable | Not Applicable | Residential Water Heating | Water Heating.Electric | 10 | 6 |  |  |  | 238-44422-00 |  |  |  | 238-39699-00 | [6 empty] | Electric | Electric Resistance | 240/208 | 1 |  | Indoor |  | Floor Mounted |  | No | Not Applicable | 150 | Not Applicable |  |  |  | 0.75 | No | [7 empty] | 6/4.5 kW |  | 53 | 0.92 | 40 | 36 | 28/21 | On/Off | Not Applicable | [6 empty] | 125 | 21 | 21 | 65.25 | 130 | 422 | 20 | 60.4375 |  |  |  |  | 61.25 | 61.25 | 61.25 | 8 |  |  |  |  | 62.4375 | [8 empty] | 1 | 120 | 116 | UL1453 | Yes | Yes | Yes | No | Not Applicable | [5 empty] | 10332 | RES ELEC | 200094306
RE340T10-1NCZZ-264 | RE340T | Bradford White | 671632892273 | Active | The ""-264"" indicates that this SKU comes with an Aluminum Anode Rod. | [9 empty] | No | Not Applicable | Not Applicable | Residential Water Heating | Water Heating.Electric | 10 | 6 |  |  |  | 238-44422-00 |  |  |  | 238-39699-00 | [6 empty] | Electric | Electric Resistance | 240/208 | 1 |  | Indoor |  | Floor Mounted |  | No | Not Applicable | 150 | Not Applicable |  |  |  | 0.75 | No | [7 empty] | 6/4.5 kW |  | 53 | 0.92 | 40 | 36 | 28/21 | On/Off | Not Applicable | [6 empty] | 125 | 21 | 21 | 65.25 | 130 | 422 | 20 | 60.4375 |  |  |  |  | 61.25 | 61.25 | 61.25 | 8 |  |  |  |  | 62.4375 | [8 empty] | 1 | 120 | 116 | UL174 | Yes | Yes | Yes | No | Not Applicable | [5 empty] | 10332 | RES ELEC | 200094306
RE340T6-1NCPP-458 | RE340T | Bradford White | 671632875283 | Active | The ""-458"" indicates that this SKU was designed and certified for Installation in Canada. | [9 empty] | No | Not Applicable | Not Applicable | Residential Water Heating | Water Heating.Electric | 6 | 6 |  |  |  | 238-44422-00 |  |  |  | 238-39699-00 | [6 empty] | Electric | Electric Resistance | 240 | 1 |  | Indoor |  | Floor Mounted |  | No | Not Applicable | 150 | Not Applicable |  |  |  | 0.75 | No | [7 empty] | 3 kW |  |  |  | 37 |  | 14 | On/Off | Not Applicable | [6 empty] | 125 | 21 | 21 | 65.25 | 130 | 430 | 20 | 60.4375 |  |  |  |  | 61.25 | 61.25 | 61.25 | 8 |  |  |  |  | 62.4375 | [8 empty] | 1 | 120 | 116 | UL1453 | Yes | No | Yes | No | Not Applicable | 238-45688-00 |  |  |  | 238-45684-00 | 10332 | RES ELEC
RE340T6-1NCSS-458 | RE340T | Bradford White | 671632817313 | Active | The ""-458"" indicates that this SKU was designed and certified for Installation in Canada. | [9 empty] | No | Not Applicable | Not Applicable | Residential Water Heating | Water Heating.Electric | 6 | 6 |  |  |  | 238-44422-00 |  |  |  | 238-39699-00 | [6 empty] | Electric | Electric Resistance | 240 | 1 |  | Indoor |  | Floor Mounted |  | No | Not Applicable | 150 | Not Applicable |  |  |  | 0.75 | No | [7 empty] | 3.8 kW |  |  |  | 37 |  | 17 | On/Off | Not Applicable | [6 empty] | 125 | 21 | 21 | 65.25 | 130 | 430 | 20 | 60.4375 |  |  |  |  | 61.25 | 61.25 | 61.25 | 8 |  |  |  |  | 62.4375 | [8 empty] | 1 | 120 | 116 | UL1453 | Yes | No | Yes | No | Not Applicable | 238-45688-00 |  |  |  | 238-45684-00 | 10332 | RES ELEC
RE340T6-1NCTT | RE340T | Bradford White | 671632128310 | Active | [10 empty] | No | Not Applicable | Not Applicable | Residential Water Heating | Water Heating.Electric | 6 | 6 |  |  |  | 238-44422-00 |  |  |  | 238-39699-00 | [6 empty] | Electric | Electric Resistance | 240/208 | 1 |  | Indoor |  | Floor Mounted |  | No | Not Applicable | 150 | Not Applicable |  |  |  | 0.75 | No | [7 empty] | 4/3 kW |  | 53 | 0.92 | 40 | 36 | 18/14 | On/Off | Not Applicable | [6 empty] | 125 | 21 | 21 | 65.25 | 130 | 422 | 20 | 60.4375 |  |  |  |  | 61.25 | 61.25 | 61.25 | 8 |  |  |  |  | 62.4375 | [8 empty] | 1 | 120 | 116 | UL174 | Yes | Yes | Yes | No | Not Applicable | [5 empty] | 10332 | RES ELEC | 200094306
RE340T6-1NCTT-458 | RE340T | Bradford White | 671632906314 | Active | The ""-458"" indicates that this SKU was designed and certified for Installation in Canada. | [9 empty] | No | Not Applicable | Not Applicable | Residential Water Heating | Water Heating.Electric | 6 | 6 |  |  |  | 238-44422-00 |  |  |  | 238-39699-00 | [6 empty] | Electric | Electric Resistance | 240/208 | 1 |  | Indoor |  | Floor Mounted |  | No | Not Applicable | 150 | Not Applicable |  |  |  | 0.75 | No | [7 empty] | 4/3 kW |  |  |  | 37 |  | 18/14 | On/Off | Not Applicable | [6 empty] | 125 | 21 | 21 | 65.25 | 130 | 430 | 20 | 60.4375 |  |  |  |  | 61.25 | 61.25 | 61.25 | 8 |  |  |  |  | 62.4375 | [8 empty] | 1 | 120 | 116 | UL1453 | Yes | No | Yes | No | Not Applicable | 238-45688-00 |  |  |  | 238-45684-00 | 10332 | RES ELEC
RE340T6-1NCW | RE340T | Bradford White | 671632840045 | Active | [10 empty] | No | Not Applicable | Not Applicable | Residential Water Heating | Water Heating.Electric | 6 | 6 |  |  |  | 238-44422-00 |  |  |  | 238-39699-00 | [6 empty] | Electric | Electric Resistance | 240/208 | 1 |  | Indoor |  | Floor Mounted |  | No | Not Applicable | 150 | Not Applicable |  |  |  | 0.75 | No | [7 empty] | 4.5/3.5 kW |  | 53 | 0.92 | 40 | 36 | 21/16 | On/Off | Not Applicable | [6 empty] | 125 | 21 | 21 | 65.25 | 130 | 422 | 20 | 60.4375 |  |  |  |  | 61.25 | 61.25 | 61.25 | 8 |  |  |  |  | 62.4375 | [8 empty] | 1 | 120 | 116 | UL174 | Yes | Yes | Yes | No | Not Applicable | [5 empty] | 10332 | RES ELEC | 200094306
RE340T6-1NCW-264 | RE340T | Bradford White | 671632561438 | Active | The ""-264"" indicates that this SKU comes with an Aluminum Anode Rod. | [9 empty] | No | Not Applicable | Not Applicable | Residential Water Heating | Water Heating.Electric | 6 | 6 |  |  |  | 238-44422-00 |  |  |  | 238-39699-00 | [6 empty] | Electric | Electric Resistance | 240/208 | 1 |  | Indoor |  | Floor Mounted |  | No | Not Applicable | 150 | Not Applicable |  |  |  | 0.75 | No | [7 empty] | 4.5/3.5 kW |  | 53 | 0.92 | 40 | 36 | 21/16 | On/Off | Not Applicable | [6 empty] | 125 | 21 | 21 | 65.25 | 130 | 422 | 20 | 60.4375 |  |  |  |  | 61.25 | 61.25 | 61.25 | 8 |  |  |  |  | 62.4375 | [8 empty] | 1 | 120 | 116 | UL1453 | Yes | Yes | Yes | No | Not Applicable | [5 empty] | 10332 | RES ELEC | 200094306
RE340T6-1NCW-264-284 | RE340T | Bradford White | 671632815869 | Active | The ""-264"" indicates that this SKU comes with an Aluminum Anode Rod. | The ""-284"" indicates that this SKU comes with an Incoloy Element. | [8 empty] | No | Not Applicable | Not Applicable | Residential Water Heating | Water Heating.Electric | 6 | 6 |  |  |  | 238-44422-00 |  |  |  | 238-39699-00 | [6 empty] | Electric | Electric Resistance | 240/208 | 1 |  | Indoor |  | Floor Mounted |  | No | Not Applicable | 150 | Not Applicable |  |  |  | 0.75 | No | [7 empty] | 4.5/3.5 kW |  | 53 | 0.92 | 40 | 36 | 21/16 | On/Off | Not Applicable | [6 empty] | 125 | 21 | 21 | 65.25 | 130 | 422 | 20 | 60.4375 |  |  |  |  | 61.25 | 61.25 | 61.25 | 8 |  |  |  |  | 62.4375 | [8 empty] | 1 | 120 | 116 | UL174 | Yes | Yes | Yes | No | Not Applicable | [5 empty] | 10332 | RES ELEC | 200094306
RE340T6-1NCW-284 | RE340T | Bradford White | 671632815876 | Active | The ""-284"" indicates that this SKU comes with an Incoloy Element. | [9 empty] | No | Not Applicable | Not Applicable | Residential Water Heating | Water Heating.Electric | 6 | 6 |  |  |  | 238-44422-00 |  |  |  | 238-39699-00 | [6 empty] | Electric | Electric Resistance | 240/208 | 1 |  | Indoor |  | Floor Mounted |  | No | Not Applicable | 150 | Not Applicable |  |  |  | 0.75 | No | [7 empty] | 4.5/3.5 kW |  | 53 | 0.92 | 40 | 36 | 21/16 | On/Off | Not Applicable | [6 empty] | 125 | 21 | 21 | 65.25 | 130 | 422 | 20 | 60.4375 |  |  |  |  | 61.25 | 61.25 | 61.25 | 8 |  |  |  |  | 62.4375 | [8 empty] | 1 | 120 | 116 | UL174 | Yes | Yes | Yes | No | Not Applicable | [5 empty] | 10332 | RES ELEC | 200094306
RE340T6-1NCWW | RE340T | Bradford White | 671632790951 | Active | [10 empty] | No | Not Applicable | Not Applicable | Residential Water Heating | Water Heating.Electric | 6 | 6 |  |  |  | 238-44422-00 |  |  |  | 238-39699-00 | [6 empty] | Electric | Electric Resistance | 240/208 | 1 |  | Indoor |  | Floor Mounted |  | No | Not Applicable | 150 | Not Applicable |  |  |  | 0.75 | No | [7 empty] | 4.5/3.5 kW |  | 53 | 0.92 | 40 | 36 | 21/16 | On/Off | Not Applicable | [6 empty] | 125 | 21 | 21 | 65.25 | 130 | 422 | 20 | 60.4375 |  |  |  |  | 61.25 | 61.25 | 61.25 | 8 |  |  |  |  | 62.4375 | [8 empty] | 1 | 120 | 116 | UL174 | Yes | Yes | Yes | No | Not Applicable | [5 empty] | 10332 | RES ELEC | 200094306
RE340T6-1NCWW-264 | RE340T | Bradford White | 671632800117 | Active | The ""-264"" indicates that this SKU comes with an Aluminum Anode Rod. | [9 empty] | No | Not Applicable | Not Applicable | Residential Water Heating | Water Heating.Electric | 6 | 6 |  |  |  | 238-44422-00 |  |  |  | 238-39699-00 | [6 empty] | Electric | Electric Resistance | 240/208 | 1 |  | Indoor |  | Floor Mounted |  | No | Not Applicable | 150 | Not Applicable |  |  |  | 0.75 | No | [7 empty] | 4.5/3.5 kW |  | 53 | 0.92 | 40 | 36 | 21/16 | On/Off | Not Applicable | [6 empty] | 125 | 21 | 21 | 65.25 | 130 | 422 | 20 | 60.4375 |  |  |  |  | 61.25 | 61.25 | 61.25 | 8 |  |  |  |  | 62.4375 | [8 empty] | 1 | 120 | 116 | UL174 | Yes | Yes | Yes | No | Not Applicable | [5 empty] | 10332 | RES ELEC | 200094306
RE340T6-1NCWW-264-284 | RE340T | Bradford White | 671632800100 | Active | The ""-264"" indicates that this SKU comes with an Aluminum Anode Rod. | The ""-284"" indicates that this SKU comes with an Incoloy Element. | [8 empty] | No | Not Applicable | Not Applicable | Residential Water Heating | Water Heating.Electric | 6 | 6 |  |  |  | 238-44422-00 |  |  |  | 238-39699-00 | [6 empty] | Electric | Electric Resistance | 240/208 | 1 |  | Indoor |  | Floor Mounted |  | No | Not Applicable | 150 | Not Applicable |  |  |  | 0.75 | No | [7 empty] | 4.5/3.5 kW |  | 53 | 0.92 | 40 | 36 | 21/16 | On/Off | Not Applicable | [6 empty] | 125 | 21 | 21 | 65.25 | 130 | 422 | 20 | 60.4375 |  |  |  |  | 61.25 | 61.25 | 61.25 | 8 |  |  |  |  | 62.4375 | [8 empty] | 1 | 120 | 116 | UL174 | Yes | Yes | Yes | No | Not Applicable | [5 empty] | 10332 | RES ELEC | 200094306
RE340T6-1NCWW-284 | RE340T | Bradford White | 671632808083 | Active | The ""-284"" indicates that this SKU comes with an Incoloy Element. | [9 empty] | No | Not Applicable | Not Applicable | Residential Water Heating | Water Heating.Electric | 6 | 6 |  |  |  | 238-44422-00 |  |  |  | 238-39699-00 | [6 empty] | Electric | Electric Resistance | 240/208 | 1 |  | Indoor |  | Floor Mounted |  | No | Not Applicable | 150 | Not Applicable |  |  |  | 0.75 | No | [7 empty] | 4.5/3.5 kW |  | 53 | 0.92 | 40 | 36 | 21/16 | On/Off | Not Applicable | [6 empty] | 125 | 21 | 21 | 65.25 | 130 | 422 | 20 | 60.4375 |  |  |  |  | 61.25 | 61.25 | 61.25 | 8 |  |  |  |  | 62.4375 | [8 empty] | 1 | 120 | 116 | UL174 | Yes | Yes | Yes | No | Not Applicable | [5 empty] | 10332 | RES ELEC | 200094306
RE340T6-1NCWW-315 | RE340T | Bradford White | 671632828425 | Active | The ""-315"" indicates that this SKU comes with a Low Watt Density Heating Element, lower location only. | [9 empty] | No | Not Applicable | Not Applicable | Residential Water Heating | Water Heating.Electric | 6 | 6 |  |  |  | 238-44422-00 |  |  |  | 238-39699-00 | [6 empty] | Electric | Electric Resistance | 240/208 | 1 |  | Indoor |  | Floor Mounted |  | No | Not Applicable | 150 | Not Applicable |  |  |  | 0.75 | No | [7 empty] | 4.5/3.5 kW |  | 53 | 0.92 | 40 | 36 | 21/16 | On/Off | Not Applicable | [6 empty] | 125 | 21 | 21 | 65.25 | 130 | 422 | 20 | 60.4375 |  |  |  |  | 61.25 | 61.25 | 61.25 | 8 |  |  |  |  | 62.4375 | [8 empty] | 1 | 120 | 116 | UL174 | Yes | Yes | Yes | No | Not Applicable | [5 empty] | 10332 | RES ELEC | 200094306
RE340T6-1NCWW-458 | RE340T | Bradford White | 671632804382 | Active | The ""-458"" indicates that this SKU was designed and certified for Installation in Canada. | [9 empty] | No | Not Applicable | Not Applicable | Residential Water Heating | Water Heating.Electric | 6 | 6 |  |  |  | 238-44422-00 |  |  |  | 238-39699-00 | [6 empty] | Electric | Electric Resistance | 240/208 | 1 |  | Indoor |  | Floor Mounted |  | No | Not Applicable | 150 | Not Applicable |  |  |  | 0.75 | No | [7 empty] | 4.5/3.5 kW |  |  |  | 37 |  | 21/16 | On/Off | Not Applicable | [6 empty] | 125 | 21 | 21 | 65.25 | 130 | 430 | 20 | 60.4375 |  |  |  |  | 61.25 | 61.25 | 61.25 | 8 |  |  |  |  | 62.4375 | [8 empty] | 1 | 120 | 116 | UL1453 | Yes | No | Yes | No | Not Applicable | 238-45688-00 |  |  |  | 238-45684-00 | 10332 | RES ELEC
RE340T6-1NCWW-506 | RE340T | Bradford White | 671632807857 | Active | The ""-506"" indicates that this SKU comes with an A420 Aluminum Anode Rod. | [9 empty] | No | Not Applicable | Not Applicable | Residential Water Heating | Water Heating.Electric | 6 | 6 |  |  |  | 238-44422-00 |  |  |  | 238-39699-00 | [6 empty] | Electric | Electric Resistance | 240/208 | 1 |  | Indoor |  | Floor Mounted |  | No | Not Applicable | 150 | Not Applicable |  |  |  | 0.75 | No | [7 empty] | 4.5/3.5 kW |  | 53 | 0.92 | 40 | 36 | 21/16 | On/Off | Not Applicable | [6 empty] | 125 | 21 | 21 | 65.25 | 130 | 422 | 20 | 60.4375 |  |  |  |  | 61.25 | 61.25 | 61.25 | 8 |  |  |  |  | 62.4375 | [8 empty] | 1 | 120 | 116 | UL174 | Yes | Yes | Yes | No | Not Applicable | [5 empty] | 10332 | RES ELEC | 200094306
RE340T6-1NCWW-506-284 | RE340T | Bradford White | 671632808878 | Active | The ""-284"" indicates that this SKU comes with an Incoloy Element. | The ""-506"" indicates that this SKU comes with an A420 Aluminum Anode Rod. | [8 empty] | No | Not Applicable | Not Applicable | Residential Water Heating | Water Heating.Electric | 6 | 6 |  |  |  | 238-44422-00 |  |  |  | 238-39699-00 | [6 empty] | Electric | Electric Resistance | 240/208 | 1 |  | Indoor |  | Floor Mounted |  | No | Not Applicable | 150 | Not Applicable |  |  |  | 0.75 | No | [7 empty] | 4.5/3.5 kW |  | 53 | 0.92 | 40 | 36 | 21/16 | On/Off | Not Applicable | [6 empty] | 125 | 21 | 21 | 65.25 | 130 | 422 | 20 | 60.4375 |  |  |  |  | 61.25 | 61.25 | 61.25 | 8 |  |  |  |  | 62.4375 | [8 empty] | 1 | 120 | 116 | UL174 | Yes | Yes | Yes | No | Not Applicable | [5 empty] | 10332 | RES ELEC | 200094306
RE340T6-1NCY | RE340T | Bradford White | 671632806379 | Active | [10 empty] | No | Not Applicable | Not Applicable | Residential Water Heating | Water Heating.Electric | 6 | 6 |  |  |  | 238-44422-00 |  |  |  | 238-39699-00 | [6 empty] | Electric | Electric Resistance | 240/208 | 1 |  | Indoor |  | Floor Mounted |  | No | Not Applicable | 150 | Not Applicable |  |  |  | 0.75 | No | [7 empty] | 5.5/4 kW |  | 53 | 0.92 | 40 | 36 | 25/18 | On/Off | Not Applicable | [6 empty] | 125 | 21 | 21 | 65.25 | 130 | 422 | 20 | 60.4375 |  |  |  |  | 61.25 | 61.25 | 61.25 | 8 |  |  |  |  | 62.4375 | [8 empty] | 1 | 120 | 116 | UL174 | Yes | Yes | Yes | No | Not Applicable | [5 empty] | 10332 | RES ELEC | 200094306
RE340T6-1NCY-284 | RE340T | Bradford White | 671632815883 | Active | The ""-284"" indicates that this SKU comes with an Incoloy Element. | [9 empty] | No | Not Applicable | Not Applicable | Residential Water Heating | Water Heating.Electric | 6 | 6 |  |  |  | 238-44422-00 |  |  |  | 238-39699-00 | [6 empty] | Electric | Electric Resistance | 240/208 | 1 |  | Indoor |  | Floor Mounted |  | No | Not Applicable | 150 | Not Applicable |  |  |  | 0.75 | No | [7 empty] | 5.5/4 kW |  | 53 | 0.92 | 40 | 36 | 25/18 | On/Off | Not Applicable | [6 empty] | 125 | 21 | 21 | 65.25 | 130 | 422 | 20 | 60.4375 |  |  |  |  | 61.25 | 61.25 | 61.25 | 8 |  |  |  |  | 62.4375 | [8 empty] | 1 | 120 | 116 | UL174 | Yes | Yes | Yes | No | Not Applicable | [5 empty] | 10332 | RES ELEC | 200094306
RE340T6-1NCYY | RE340T | Bradford White | 671632825134 | Active | [10 empty] | No | Not Applicable | Not Applicable | Residential Water Heating | Water Heating.Electric | 6 | 6 |  |  |  | 238-44422-00 |  |  |  | 238-39699-00 | [6 empty] | Electric | Electric Resistance | 240/208 | 1 |  | Indoor |  | Floor Mounted |  | No | Not Applicable | 150 | Not Applicable |  |  |  | 0.75 | No | [7 empty] | 5.5/4 kW |  | 53 | 0.92 | 40 | 36 | 25/18 | On/Off | Not Applicable | [6 empty] | 125 | 21 | 21 | 65.25 | 130 | 422 | 20 | 60.4375 |  |  |  |  | 61.25 | 61.25 | 61.25 | 8 |  |  |  |  | 62.4375 | [8 empty] | 1 | 120 | 116 | UL174 | Yes | Yes | Yes | No | Not Applicable | [5 empty] | 10332 | RES ELEC | 200094306
RE340T6-1NCYY-264 | RE340T | Bradford White | 671632857296 | Active | The ""-264"" indicates that this SKU comes with an Aluminum Anode Rod. | [9 empty] | No | Not Applicable | Not Applicable | Residential Water Heating | Water Heating.Electric | 6 | 6 |  |  |  | 238-44422-00 |  |  |  | 238-39699-00 | [6 empty] | Electric | Electric Resistance | 240/208 | 1 |  | Indoor |  | Floor Mounted |  | No | Not Applicable | 150 | Not Applicable |  |  |  | 0.75 | No | [7 empty] | 5.5/4 kW |  | 53 | 0.92 | 40 | 36 | 25/18 | On/Off | Not Applicable | [6 empty] | 125 | 21 | 21 | 65.25 | 130 | 422 | 20 | 60.4375 |  |  |  |  | 61.25 | 61.25 | 61.25 | 8 |  |  |  |  | 62.4375 | [8 empty] | 1 | 120 | 116 | UL174 | Yes | Yes | Yes | No | Not Applicable | [5 empty] | 10332 | RES ELEC | 200094306
RE340T6-1NCYY-264-284 | RE340T | Bradford White | 671632807321 | Active | The ""-264"" indicates that this SKU comes with an Aluminum Anode Rod. | The ""-284"" indicates that this SKU comes with an Incoloy Element. | [8 empty] | No | Not Applicable | Not Applicable | Residential Water Heating | Water Heating.Electric | 6 | 6 |  |  |  | 238-44422-00 |  |  |  | 238-39699-00 | [6 empty] | Electric | Electric Resistance | 240/208 | 1 |  | Indoor |  | Floor Mounted |  | No | Not Applicable | 150 | Not Applicable |  |  |  | 0.75 | No | [7 empty] | 5.5/4 kW |  | 53 | 0.92 | 40 | 36 | 25/18 | On/Off | Not Applicable | [6 empty] | 125 | 21 | 21 | 65.25 | 130 | 422 | 20 | 60.4375 |  |  |  |  | 61.25 | 61.25 | 61.25 | 8 |  |  |  |  | 62.4375 | [8 empty] | 1 | 120 | 116 | UL174 | Yes | Yes | Yes | No | Not Applicable | [5 empty] | 10332 | RES ELEC | 200094306
RE340T6-1NCYY-506 | RE340T | Bradford White | 671632643684 | Active | The ""-506"" indicates that this SKU comes with an A420 Aluminum Anode Rod. | [9 empty] | No | Not Applicable | Not Applicable | Residential Water Heating | Water Heating.Electric | 6 | 6 |  |  |  | 238-44422-00 |  |  |  | 238-39699-00 | [6 empty] | Electric | Electric Resistance | 240/208 | 1 |  | Indoor |  | Floor Mounted |  | No | Not Applicable | 150 | Not Applicable |  |  |  | 0.75 | No | [7 empty] | 5.5/4 kW |  | 53 | 0.92 | 40 | 36 | 25/18 | On/Off | Not Applicable | [6 empty] | 125 | 21 | 21 | 65.25 | 130 | 422 | 20 | 60.4375 |  |  |  |  | 61.25 | 61.25 | 61.25 | 8 |  |  |  |  | 62.4375 | [8 empty] | 1 | 120 | 116 | UL1453 | Yes | Yes | Yes | No | Not Applicable | [5 empty] | 10332 | RES ELEC | 200094306
RE340T6-1NCYY-506-284 | RE340T | Bradford White | 671632884643 | Active | The ""-284"" indicates that this SKU comes with an Incoloy Element. | The ""-506"" indicates that this SKU comes with an A420 Aluminum Anode Rod. | [8 empty] | No | Not Applicable | Not Applicable | Residential Water Heating | Water Heating.Electric | 6 | 6 |  |  |  | 238-44422-00 |  |  |  | 238-39699-00 | [6 empty] | Electric | Electric Resistance | 240/208 | 1 |  | Indoor |  | Floor Mounted |  | No | Not Applicable | 150 | Not Applicable |  |  |  | 0.75 | No | [7 empty] | 5.5/4 kW |  | 53 | 0.92 | 40 | 36 | 25/18 | On/Off | Not Applicable | [6 empty] | 125 | 21 | 21 | 65.25 | 130 | 422 | 20 | 60.4375 |  |  |  |  | 61.25 | 61.25 | 61.25 | 8 |  |  |  |  | 62.4375 | [8 empty] | 1 | 120 | 116 | UL174 | Yes | Yes | Yes | No | Not Applicable | [5 empty] | 10332 | RES ELEC | 200094306
RE340T6-1NCZ | RE340T | Bradford White | 671632571529 | Active | [10 empty] | No | Not Applicable | Not Applicable | Residential Water Heating | Water Heating.Electric | 6 | 6 |  |  |  | 238-44422-00 |  |  |  | 238-39699-00 | [6 empty] | Electric | Electric Resistance | 240/208 | 1 |  | Indoor |  | Floor Mounted |  | No | Not Applicable | 150 | Not Applicable |  |  |  | 0.75 | No | [7 empty] | 6/4.5 kW |  | 53 | 0.92 | 40 | 36 | 28/21 | On/Off | Not Applicable | [6 empty] | 125 | 21 | 21 | 65.25 | 130 | 422 | 20 | 60.4375 |  |  |  |  | 61.25 | 61.25 | 61.25 | 8 |  |  |  |  | 62.4375 | [8 empty] | 1 | 120 | 116 | UL1453 | Yes | Yes | Yes | No | Not Applicable | [5 empty] | 10332 | RES ELEC | 200094306
RE340T6-1NCZZ | RE340T | Bradford White | 671632812516 | Active | [10 empty] | No | Not Applicable | Not Applicable | Residential Water Heating | Water Heating.Electric | 6 | 6 |  |  |  | 238-44422-00 |  |  |  | 238-39699-00 | [6 empty] | Electric | Electric Resistance | 240/208 | 1 |  | Indoor |  | Floor Mounted |  | No | Not Applicable | 150 | Not Applicable |  |  |  | 0.75 | No | [7 empty] | 6/4.5 kW |  | 53 | 0.92 | 40 | 36 | 28/21 | On/Off | Not Applicable | [6 empty] | 125 | 21 | 21 | 65.25 | 130 | 422 | 20 | 60.4375 |  |  |  |  | 61.25 | 61.25 | 61.25 | 8 |  |  |  |  | 62.4375 | [8 empty] | 1 | 120 | 116 | UL174 | Yes | Yes | Yes | No | Not Applicable | [5 empty] | 10332 | RES ELEC | 200094306
RE340T6-1NCZZ-264 | RE340T | Bradford White | 671632842490 | Active | The ""-264"" indicates that this SKU comes with an Aluminum Anode Rod. | [9 empty] | No | Not Applicable | Not Applicable | Residential Water Heating | Water Heating.Electric | 6 | 6 |  |  |  | 238-44422-00 |  |  |  | 238-39699-00 | [6 empty] | Electric | Electric Resistance | 240/208 | 1 |  | Indoor |  | Floor Mounted |  | No | Not Applicable | 150 | Not Applicable |  |  |  | 0.75 | No | [7 empty] | 6/4.5 kW |  | 53 | 0.92 | 40 | 36 | 28/21 | On/Off | Not Applicable | [6 empty] | 125 | 21 | 21 | 65.25 | 130 | 422 | 20 | 60.4375 |  |  |  |  | 61.25 | 61.25 | 61.25 | 8 |  |  |  |  | 62.4375 | [8 empty] | 1 | 120 | 116 | UL174 | Yes | Yes | Yes | No | Not Applicable | [5 empty] | 10332 | RES ELEC | 200094306
RE340T6-1NCZZ-284 | RE340T | Bradford White | 671632575619 | Active | The ""-284"" indicates that this SKU comes with an Incoloy Element. | [9 empty] | No | Not Applicable | Not Applicable | Residential Water Heating | Water Heating.Electric | 6 | 6 |  |  |  | 238-44422-00 |  |  |  | 238-39699-00 | [6 empty] | Electric | Electric Resistance | 240/208 | 1 |  | Indoor |  | Floor Mounted |  | No | Not Applicable | 150 | Not Applicable |  |  |  | 0.75 | No | [7 empty] | 6/4.5 kW |  | 53 | 0.92 | 40 | 36 | 28/21 | On/Off | Not Applicable | [6 empty] | 125 | 21 | 21 | 65.25 | 130 | 422 | 20 | 60.4375 |  |  |  |  | 61.25 | 61.25 | 61.25 | 8 |  |  |  |  | 62.4375 | [8 empty] | 1 | 120 | 116 | UL1453 | Yes | Yes | Yes | No | Not Applicable | [5 empty] | 10332 | RES ELEC | 200094306
RE340T6-1NCZZ-458 | RE340T | Bradford White | 671632897773 | Active | The ""-458"" indicates that this SKU was designed and certified for Installation in Canada. | [9 empty] | No | Not Applicable | Not Applicable | Residential Water Heating | Water Heating.Electric | 6 | 6 |  |  |  | 238-44422-00 |  |  |  | 238-39699-00 | [6 empty] | Electric | Electric Resistance | 240/208 | 1 |  | Indoor |  | Floor Mounted |  | No | Not Applicable | 150 | Not Applicable |  |  |  | 0.75 | No | [7 empty] | 6/4.5 kW |  |  |  | 37 |  | 28/21 | On/Off | Not Applicable | [6 empty] | 125 | 21 | 21 | 65.25 | 130 | 430 | 20 | 60.4375 |  |  |  |  | 61.25 | 61.25 | 61.25 | 8 |  |  |  |  | 62.4375 | [8 empty] | 1 | 120 | 116 | UL1453 | Yes | No | Yes | No | Not Applicable | 238-45688-00 |  |  |  | 238-45684-00 | 10332 | RES ELEC
RE340T6-1NCZZ-506 | RE340T | Bradford White | 671632904495 | Active | The ""-506"" indicates that this SKU comes with an A420 Aluminum Anode Rod. | [9 empty] | No | Not Applicable | Not Applicable | Residential Water Heating | Water Heating.Electric | 6 | 6 |  |  |  | 238-44422-00 |  |  |  | 238-39699-00 | [6 empty] | Electric | Electric Resistance | 240/208 | 1 |  | Indoor |  | Floor Mounted |  | No | Not Applicable | 150 | Not Applicable |  |  |  | 0.75 | No | [7 empty] | 6/4.5 kW |  | 53 | 0.92 | 40 | 36 | 28/21 | On/Off | Not Applicable | [6 empty] | 125 | 21 | 21 | 65.25 | 130 | 422 | 20 | 60.4375 |  |  |  |  | 61.25 | 61.25 | 61.25 | 8 |  |  |  |  | 62.4375 | [8 empty] | 1 | 120 | 116 | UL174 | Yes | Yes | Yes | No | Not Applicable | [5 empty] | 10332 | RES ELEC | 200094306
RE340T6-1NEWW | RE340T | Bradford White | 671632812288 | Active | [10 empty] | No | Not Applicable | Not Applicable | Residential Water Heating | Water Heating.Electric | 6 | 6 |  |  |  | 238-44422-00 |  |  |  | 238-39699-00 | [6 empty] | Electric | Electric Resistance | 277 | 1 |  | Indoor |  | Floor Mounted |  | No | Not Applicable | 150 | Not Applicable |  |  |  | 0.75 | No | [7 empty] | 4.5 kW |  | 53 | 0.92 | 40 | 36 | 21 | On/Off | Not Applicable | [6 empty] | 125 | 21 | 21 | 65.25 | 130 | 422 | 20 | 60.4375 |  |  |  |  | 61.25 | 61.25 | 61.25 | 8 |  |  |  |  | 62.4375 | [8 empty] | 1 | 120 | 116 | UL174 | Yes | Yes | Yes | No | Not Applicable | [5 empty] | 10332 | RES ELEC | 200094306
RE340T6-1NEWW-264 | RE340T | Bradford White | 671632886760 | Active | The ""-264"" indicates that this SKU comes with an Aluminum Anode Rod. | [9 empty] | No | Not Applicable | Not Applicable | Residential Water Heating | Water Heating.Electric | 6 | 6 |  |  |  | 238-44422-00 |  |  |  | 238-39699-00 | [6 empty] | Electric | Electric Resistance | 277 | 1 |  | Indoor |  | Floor Mounted |  | No | Not Applicable | 150 | Not Applicable |  |  |  | 0.75 | No | [7 empty] | 4.5 kW |  | 53 | 0.92 | 40 | 36 | 21 | On/Off | Not Applicable | [6 empty] | 125 | 21 | 21 | 65.25 | 130 | 422 | 20 | 60.4375 |  |  |  |  | 61.25 | 61.25 | 61.25 | 8 |  |  |  |  | 62.4375 | [8 empty] | 1 | 120 | 116 | UL174 | Yes | Yes | Yes | No | Not Applicable | [5 empty] | 10332 | RES ELEC | 200094306
RE340T6-1NEXX | RE340T | Bradford White | 671632920372 | Active | [10 empty] | No | Not Applicable | Not Applicable | Residential Water Heating | Water Heating.Electric | 6 | 6 |  |  |  | 238-44422-00 |  |  |  | 238-39699-00 | [6 empty] | Electric | Electric Resistance | 277 | 1 |  | Indoor |  | Floor Mounted |  | No | Not Applicable | 150 | Not Applicable |  |  |  | 0.75 | No | [7 empty] | 5 kW |  | 53 | 0.92 | 40 | 36 | 23 | On/Off | Not Applicable | [6 empty] | 125 | 21 | 21 | 65.25 | 130 | 422 | 20 | 60.4375 |  |  |  |  | 61.25 | 61.25 | 61.25 | 8 |  |  |  |  | 62.4375 | [8 empty] | 1 | 120 | 116 | UL174 | Yes | Yes | Yes | No | Not Applicable | [5 empty] | 10332 | RES ELEC | 200094306
RE340T6-1NEZZ | RE340T | Bradford White | 671632811182 | Active | [10 empty] | No | Not Applicable | Not Applicable | Residential Water Heating | Water Heating.Electric | 6 | 6 |  |  |  | 238-44422-00 |  |  |  | 238-39699-00 | [6 empty] | Electric | Electric Resistance | 277 | 1 |  | Indoor |  | Floor Mounted |  | No | Not Applicable | 150 | Not Applicable |  |  |  | 0.75 | No | [7 empty] | 6 kW |  | 53 | 0.92 | 40 | 36 | 28 | On/Off | Not Applicable | [6 empty] | 125 | 21 | 21 | 65.25 | 130 | 422 | 20 | 60.4375 |  |  |  |  | 61.25 | 61.25 | 61.25 | 8 |  |  |  |  | 62.4375 | [8 empty] | 1 | 120 | 116 | UL174 | Yes | Yes | Yes | No | Not Applicable | [5 empty] | 10332 | RES ELEC | 200094306
RE340T6-1NHWW | RE340T | Bradford White | 671632840823 | Active | [10 empty] | No | Not Applicable | Not Applicable | Residential Water Heating | Water Heating.Electric | 6 | 6 |  |  |  | 238-44422-00 |  |  |  | 238-39699-00 | [6 empty] | Electric | Electric Resistance | 480 | 1 |  | Indoor |  | Floor Mounted |  | No | Not Applicable | 150 | Not Applicable |  |  |  | 0.75 | No | [7 empty] | 4.5 kW |  | 53 | 0.92 | 40 | 36 | 21 | On/Off | Not Applicable | [6 empty] | 125 | 21 | 21 | 65.25 | 130 | 422 | 20 | 60.4375 |  |  |  |  | 61.25 | 61.25 | 61.25 | 8 |  |  |  |  | 62.4375 | [8 empty] | 1 | 120 | 116 | UL174 | Yes | Yes | Yes | No | Not Applicable | [5 empty] | 10332 | RES ELEC | 200094306
RE340T6-1NHWW-506 | RE340T | Bradford White | 671632130689 | Active | The ""-506"" indicates that this SKU comes with an A420 Aluminum Anode Rod. | [9 empty] | No | Not Applicable | Not Applicable | Residential Water Heating | Water Heating.Electric | 6 | 6 |  |  |  | 238-44422-00 |  |  |  | 238-39699-00 | [6 empty] | Electric | Electric Resistance | 480 | 1 |  | Indoor |  | Floor Mounted |  | No | Not Applicable | 150 | Not Applicable |  |  |  | 0.75 | No | [7 empty] | 4.5 kW |  | 53 | 0.92 | 40 | 36 | 21 | On/Off | Not Applicable | [6 empty] | 125 | 21 | 21 | 65.25 | 130 | 422 | 20 | 60.4375 |  |  |  |  | 61.25 | 61.25 | 61.25 | 8 |  |  |  |  | 62.4375 | [8 empty] | 1 | 120 | 116 | UL174 | Yes | Yes | Yes | No | Not Applicable | [5 empty] | 10332 | RES ELEC | 200094306
RE340T6-1NLXX | RE340T | Bradford White | 671632844623 | Active | [10 empty] | No | Not Applicable | Not Applicable | Residential Water Heating | Water Heating.Electric | 6 | 6 |  |  |  | 238-44422-00 |  |  |  | 238-39699-00 | [6 empty] | Electric | Electric Resistance | 208 | 1 |  | Indoor |  | Floor Mounted |  | No | Not Applicable | 150 | Not Applicable |  |  |  | 0.75 | No | [7 empty] | 5 kW |  | 53 | 0.92 | 40 | 36 | 23 | On/Off | Not Applicable | [6 empty] | 125 | 21 | 21 | 65.25 | 130 | 422 | 20 | 60.4375 |  |  |  |  | 61.25 | 61.25 | 61.25 | 8 |  |  |  |  | 62.4375 | [8 empty] | 1 | 120 | 116 | UL174 | Yes | Yes | Yes | No | Not Applicable | [5 empty] | 10332 | RES ELEC | 200094306
RE340T6-1NLXX-458 | RE340T | Bradford White | 671632336531 | Active | The ""-458"" indicates that this SKU was designed and certified for Installation in Canada. | [9 empty] | No | Not Applicable | Not Applicable | Residential Water Heating | Water Heating.Electric | 6 | 6 |  |  |  | 238-44422-00 |  |  |  | 238-39699-00 | [6 empty] | Electric | Electric Resistance | 208 | 1 |  | Indoor |  | Floor Mounted |  | No | Not Applicable | 150 | Not Applicable |  |  |  | 0.75 | No | [7 empty] | 5 kW |  |  |  | 37 |  | 23 | On/Off | Not Applicable | [6 empty] | 125 | 21 | 21 | 65.25 | 130 | 430 | 20 | 60.4375 |  |  |  |  | 61.25 | 61.25 | 61.25 | 8 |  |  |  |  | 62.4375 | [8 empty] | 1 | 120 | 116 | UL1453 | Yes | No | Yes | No | Not Applicable | 238-45688-00 |  |  |  | 238-45684-00 | 10332 | RES ELEC
RE340T6-1NLY | RE340T | Bradford White | 671632130986 | Active | [10 empty] | No | Not Applicable | Not Applicable | Residential Water Heating | Water Heating.Electric | 6 | 6 |  |  |  | 238-44422-00 |  |  |  | 238-39699-00 | [6 empty] | Electric | Electric Resistance | 208 | 1 |  | Indoor |  | Floor Mounted |  | No | Not Applicable | 150 | Not Applicable |  |  |  | 0.75 | No | [7 empty] | 5.5 kW |  | 53 | 0.92 | 40 | 36 | 25 | On/Off | Not Applicable | [6 empty] | 125 | 21 | 21 | 65.25 | 130 | 422 | 20 | 60.4375 |  |  |  |  | 61.25 | 61.25 | 61.25 | 8 |  |  |  |  | 62.4375 | [8 empty] | 1 | 120 | 116 | UL174 | Yes | Yes | Yes | No | Not Applicable | [5 empty] | 10332 | RES ELEC | 200094306
RE340T6-1NLYY | RE340T | Bradford White | 671632536191 | Active | [10 empty] | No | Not Applicable | Not Applicable | Residential Water Heating | Water Heating.Electric | 6 | 6 |  |  |  | 238-44422-00 |  |  |  | 238-39699-00 | [6 empty] | Electric | Electric Resistance | 208 | 1 |  | Indoor |  | Floor Mounted |  | No | Not Applicable | 150 | Not Applicable |  |  |  | 0.75 | No | [7 empty] | 5.5 kW |  | 53 | 0.92 | 40 | 36 | 25 | On/Off | Not Applicable | [6 empty] | 125 | 21 | 21 | 65.25 | 130 | 422 | 20 | 60.4375 |  |  |  |  | 61.25 | 61.25 | 61.25 | 8 |  |  |  |  | 62.4375 | [8 empty] | 1 | 120 | 116 | UL174 | Yes | Yes | Yes | No | Not Applicable | [5 empty] | 10332 | RES ELEC | 200094306
RE340T6-1NLYY-264 | RE340T | Bradford White | 671632325771 | Active | The ""-264"" indicates that this SKU comes with an Aluminum Anode Rod. | [9 empty] | No | Not Applicable | Not Applicable | Residential Water Heating | Water Heating.Electric | 6 | 6 |  |  |  | 238-44422-00 |  |  |  | 238-39699-00 | [6 empty] | Electric | Electric Resistance | 208 | 1 |  | Indoor |  | Floor Mounted |  | No | Not Applicable | 150 | Not Applicable |  |  |  | 0.75 | No | [7 empty] | 5.5 kW |  | 53 | 0.92 | 40 | 36 | 25 | On/Off | Not Applicable | [6 empty] | 125 | 21 | 21 | 65.25 | 130 | 422 | 20 | 60.4375 |  |  |  |  | 61.25 | 61.25 | 61.25 | 8 |  |  |  |  | 62.4375 | [8 empty] | 1 | 120 | 116 | UL174 | Yes | Yes | Yes | No | Not Applicable | [5 empty] | 10332 | RES ELEC | 200094306
RE340T6-1NLYY-458 | RE340T | Bradford White | 671632840878 | Active | The ""-458"" indicates that this SKU was designed and certified for Installation in Canada. | [9 empty] | No | Not Applicable | Not Applicable | Residential Water Heating | Water Heating.Electric | 6 | 6 |  |  |  | 238-44422-00 |  |  |  | 238-39699-00 | [6 empty] | Electric | Electric Resistance | 208 | 1 |  | Indoor |  | Floor Mounted |  | No | Not Applicable | 150 | Not Applicable |  |  |  | 0.75 | No | [7 empty] | 5.5 kW |  |  |  | 37 |  | 25 | On/Off | Not Applicable | [6 empty] | 125 | 21 | 21 | 65.25 | 130 | 430 | 20 | 60.4375 |  |  |  |  | 61.25 | 61.25 | 61.25 | 8 |  |  |  |  | 62.4375 | [8 empty] | 1 | 120 | 116 | UL1453 | Yes | No | Yes | No | Not Applicable | 238-45688-00 |  |  |  | 238-45684-00 | 10332 | RES ELEC
RE340T6-1NLYY-506 | RE340T | Bradford White | 671632573745 | Active | The ""-506"" indicates that this SKU comes with an A420 Aluminum Anode Rod. | [9 empty] | No | Not Applicable | Not Applicable | Residential Water Heating | Water Heating.Electric | 6 | 6 |  |  |  | 238-44422-00 |  |  |  | 238-39699-00 | [6 empty] | Electric | Electric Resistance | 208 | 1 |  | Indoor |  | Floor Mounted |  | No | Not Applicable | 150 | Not Applicable |  |  |  | 0.75 | No | [7 empty] | 5.5 kW |  | 53 | 0.92 | 40 | 36 | 25 | On/Off | Not Applicable | [6 empty] | 125 | 21 | 21 | 65.25 | 130 | 422 | 20 | 60.4375 |  |  |  |  | 61.25 | 61.25 | 61.25 | 8 |  |  |  |  | 62.4375 | [8 empty] | 1 | 120 | 116 | UL1453 | Yes | Yes | Yes | No | Not Applicable | [5 empty] | 10332 | RES ELEC | 200094306
RE340T6-1NLZZ | RE340T | Bradford White | 671632905560 | Active | [10 empty] | No | Not Applicable | Not Applicable | Residential Water Heating | Water Heating.Electric | 6 | 6 |  |  |  | 238-44422-00 |  |  |  | 238-39699-00 | [6 empty] | Electric | Electric Resistance | 208 | 1 |  | Indoor |  | Floor Mounted |  | No | Not Applicable | 150 | Not Applicable |  |  |  | 0.75 | No | [7 empty] | 6 kW |  | 53 | 0.92 | 40 | 36 | 28 | On/Off | Not Applicable | [6 empty] | 125 | 21 | 21 | 65.25 | 130 | 422 | 20 | 60.4375 |  |  |  |  | 61.25 | 61.25 | 61.25 | 8 |  |  |  |  | 62.4375 | [8 empty] | 1 | 120 | 116 | UL174 | Yes | Yes | Yes | No | Not Applicable | [5 empty] | 10332 | RES ELEC | 200094306
RE340T6-1NLZZ-264 | RE340T | Bradford White | 671632877867 | Active | The ""-264"" indicates that this SKU comes with an Aluminum Anode Rod. | [9 empty] | No | Not Applicable | Not Applicable | Residential Water Heating | Water Heating.Electric | 6 | 6 |  |  |  | 238-44422-00 |  |  |  | 238-39699-00 | [6 empty] | Electric | Electric Resistance | 208 | 1 |  | Indoor |  | Floor Mounted |  | No | Not Applicable | 150 | Not Applicable |  |  |  | 0.75 | No | [7 empty] | 6 kW |  | 53 | 0.92 | 40 | 36 | 28 | On/Off | Not Applicable | [6 empty] | 125 | 21 | 21 | 65.25 | 130 | 422 | 20 | 60.4375 |  |  |  |  | 61.25 | 61.25 | 61.25 | 8 |  |  |  |  | 62.4375 | [8 empty] | 1 | 120 | 116 | UL174 | Yes | Yes | Yes | No | Not Applicable | [5 empty] | 10332 | RES ELEC | 200094306
RE340T6-1NLZZ-264-284 | RE340T | Bradford White | 671632632350 | Active | The ""-264"" indicates that this SKU comes with an Aluminum Anode Rod. | The ""-284"" indicates that this SKU comes with an Incoloy Element. | [8 empty] | No | Not Applicable | Not Applicable | Residential Water Heating | Water Heating.Electric | 6 | 6 |  |  |  | 238-44422-00 |  |  |  | 238-39699-00 | [6 empty] | Electric | Electric Resistance | 208 | 1 |  | Indoor |  | Floor Mounted |  | No | Not Applicable | 150 | Not Applicable |  |  |  | 0.75 | No | [7 empty] | 6 kW |  | 53 | 0.92 | 40 | 36 | 28 | On/Off | Not Applicable | [6 empty] | 125 | 21 | 21 | 65.25 | 130 | 422 | 20 | 60.4375 |  |  |  |  | 61.25 | 61.25 | 61.25 | 8 |  |  |  |  | 62.4375 | [8 empty] | 1 | 120 | 116 | UL1453 | Yes | Yes | Yes | No | Not Applicable | [5 empty] | 10332 | RES ELEC | 200094306
RE340T6-1SCPP | RE340T | Bradford White | 671632321346 | Active | [10 empty] | No | Not Applicable | Not Applicable | Residential Water Heating | Water Heating.Electric | 6 | 6 |  |  |  | 238-44422-00 |  |  |  | 238-39699-00 | [6 empty] | Electric | Electric Resistance | 240 | 1 |  | Indoor |  | Floor Mounted |  | No | Not Applicable | 150 | Not Applicable |  |  |  | 0.75 | No | [7 empty] | 6 kW |  | 53 | 0.92 | 40 | 36 | 28 | On/Off | Not Applicable | [6 empty] | 125 | 21 | 21 | 65.25 | 130 | 422 | 20 | 60.4375 |  |  |  |  | 61.25 | 61.25 | 61.25 | 8 |  |  |  |  | 62.4375 | [8 empty] | 1 | 120 | 116 | UL174 | Yes | Yes | Yes | No | Not Applicable | [5 empty] | 10332 | RES ELEC | 200094306
RE340T6-1SCTT | RE340T | Bradford White | 671632558612 | Active | [10 empty] | No | Not Applicable | Not Applicable | Residential Water Heating | Water Heating.Electric | 6 | 6 |  |  |  | 238-44422-00 |  |  |  | 238-39699-00 | [6 empty] | Electric | Electric Resistance | 240/208 | 1 |  | Indoor |  | Floor Mounted |  | No | Not Applicable | 150 | Not Applicable |  |  |  | 0.75 | No | [7 empty] | 8/6 kW |  | 53 | 0.92 | 40 | 36 | 37/28 | On/Off | Not Applicable | [6 empty] | 125 | 21 | 21 | 65.25 | 130 | 422 | 20 | 60.4375 |  |  |  |  | 61.25 | 61.25 | 61.25 | 8 |  |  |  |  | 62.4375 | [8 empty] | 1 | 120 | 116 | UL1453 | Yes | Yes | Yes | No | Not Applicable | [5 empty] | 10332 | RES ELEC | 200094306
RE340T6-1SCWW | RE340T | Bradford White | 671632810536 | Active | [10 empty] | No | Not Applicable | Not Applicable | Residential Water Heating | Water Heating.Electric | 6 | 6 |  |  |  | 238-44422-00 |  |  |  | 238-39699-00 | [6 empty] | Electric | Electric Resistance | 240/208 | 1 |  | Indoor |  | Floor Mounted |  | No | Not Applicable | 150 | Not Applicable |  |  |  | 0.75 | No | [7 empty] | 9/7 kW |  | 53 | 0.92 | 40 | 36 | 41/32 | On/Off | Not Applicable | [6 empty] | 125 | 21 | 21 | 65.25 | 130 | 422 | 20 | 60.4375 |  |  |  |  | 61.25 | 61.25 | 61.25 | 8 |  |  |  |  | 62.4375 | [8 empty] | 1 | 120 | 116 | UL174 | Yes | Yes | Yes | No | Not Applicable | [5 empty] | 10332 | RES ELEC | 200094306
RE340T6-1SCWW-264 | RE340T | Bradford White | 671632636327 | Active | The ""-264"" indicates that this SKU comes with an Aluminum Anode Rod. | [9 empty] | No | Not Applicable | Not Applicable | Residential Water Heating | Water Heating.Electric | 6 | 6 |  |  |  | 238-44422-00 |  |  |  | 238-39699-00 | [6 empty] | Electric | Electric Resistance | 240/208 | 1 |  | Indoor |  | Floor Mounted |  | No | Not Applicable | 150 | Not Applicable |  |  |  | 0.75 | No | [7 empty] | 9/7 kW |  | 53 | 0.92 | 40 | 36 | 41/32 | On/Off | Not Applicable | [6 empty] | 125 | 21 | 21 | 65.25 | 130 | 422 | 20 | 60.4375 |  |  |  |  | 61.25 | 61.25 | 61.25 | 8 |  |  |  |  | 62.4375 | [8 empty] | 1 | 120 | 116 | UL1453 | Yes | Yes | Yes | No | Not Applicable | [5 empty] | 10332 | RES ELEC | 200094306
RE340T6-1SCWW-458 | RE340T | Bradford White | 671632535606 | Active | The ""-458"" indicates that this SKU was designed and certified for Installation in Canada. | [9 empty] | No | Not Applicable | Not Applicable | Residential Water Heating | Water Heating.Electric | 6 | 6 |  |  |  | 238-44422-00 |  |  |  | 238-39699-00 | [6 empty] | Electric | Electric Resistance | 240/208 | 1 |  | Indoor |  | Floor Mounted |  | No | Not Applicable | 150 | Not Applicable |  |  |  | 0.75 | No | [7 empty] | 9/7 kW |  |  |  | 37 |  | 41/32 | On/Off | Not Applicable | [6 empty] | 125 | 21 | 21 | 65.25 | 130 | 430 | 20 | 60.4375 |  |  |  |  | 61.25 | 61.25 | 61.25 | 8 |  |  |  |  | 62.4375 | [8 empty] | 1 | 120 | 116 | UL1453 | Yes | No | Yes | No | Not Applicable | 238-45688-00 |  |  |  | 238-45684-00 | 10332 | RES ELEC
RE340T6-1SCXX | RE340T | Bradford White | 671632575718 | Active | [10 empty] | No | Not Applicable | Not Applicable | Residential Water Heating | Water Heating.Electric | 6 | 6 |  |  |  | 238-44422-00 |  |  |  | 238-39699-00 | [6 empty] | Electric | Electric Resistance | 240 | 1 |  | Indoor |  | Floor Mounted |  | No | Not Applicable | 150 | Not Applicable |  |  |  | 0.75 | No | [7 empty] | 10 kW |  | 53 | 0.92 | 40 | 36 | 46 | On/Off | Not Applicable | [6 empty] | 125 | 21 | 21 | 65.25 | 130 | 422 | 20 | 60.4375 |  |  |  |  | 61.25 | 61.25 | 61.25 | 8 |  |  |  |  | 62.4375 | [8 empty] | 1 | 120 | 116 | UL1453 | Yes | Yes | Yes | No | Not Applicable | [5 empty] | 10332 | RES ELEC | 200094306
RE340T6-1SCXX-264 | RE340T | Bradford White | 671632575848 | Active | The ""-264"" indicates that this SKU comes with an Aluminum Anode Rod. | [9 empty] | No | Not Applicable | Not Applicable | Residential Water Heating | Water Heating.Electric | 6 | 6 |  |  |  | 238-44422-00 |  |  |  | 238-39699-00 | [6 empty] | Electric | Electric Resistance | 240 | 1 |  | Indoor |  | Floor Mounted |  | No | Not Applicable | 150 | Not Applicable |  |  |  | 0.75 | No | [7 empty] | 10 kW |  | 53 | 0.92 | 40 | 36 | 46 | On/Off | Not Applicable | [6 empty] | 125 | 21 | 21 | 65.25 | 130 | 422 | 20 | 60.4375 |  |  |  |  | 61.25 | 61.25 | 61.25 | 8 |  |  |  |  | 62.4375 | [8 empty] | 1 | 120 | 116 | UL1453 | Yes | Yes | Yes | No | Not Applicable | [5 empty] | 10332 | RES ELEC | 200094306
RE340T6-1SCYY | RE340T | Bradford White | 671632864973 | Active | [10 empty] | No | Not Applicable | Not Applicable | Residential Water Heating | Water Heating.Electric | 6 | 6 |  |  |  | 238-44422-00 |  |  |  | 238-39699-00 | [6 empty] | Electric | Electric Resistance | 240/208 | 1 |  | Indoor |  | Floor Mounted |  | No | Not Applicable | 150 | Not Applicable |  |  |  | 0.75 | No | [7 empty] | 11/8 kW |  | 53 | 0.92 | 40 | 36 | 51/37 | On/Off | Not Applicable | [6 empty] | 125 | 21 | 21 | 65.25 | 130 | 422 | 20 | 60.4375 |  |  |  |  | 61.25 | 61.25 | 61.25 | 8 |  |  |  |  | 62.4375 | [8 empty] | 1 | 120 | 116 | UL174 | Yes | Yes | Yes | No | Not Applicable | [5 empty] | 10332 | RES ELEC | 200094306
RE340T6-1SCYY-264 | RE340T | Bradford White | 671632579938 | Active | The ""-264"" indicates that this SKU comes with an Aluminum Anode Rod. | [9 empty] | No | Not Applicable | Not Applicable | Residential Water Heating | Water Heating.Electric | 6 | 6 |  |  |  | 238-44422-00 |  |  |  | 238-39699-00 | [6 empty] | Electric | Electric Resistance | 240/208 | 1 |  | Indoor |  | Floor Mounted |  | No | Not Applicable | 150 | Not Applicable |  |  |  | 0.75 | No | [7 empty] | 11/8 kW |  | 53 | 0.92 | 40 | 36 | 51/37 | On/Off | Not Applicable | [6 empty] | 125 | 21 | 21 | 65.25 | 130 | 422 | 20 | 60.4375 |  |  |  |  | 61.25 | 61.25 | 61.25 | 8 |  |  |  |  | 62.4375 | [8 empty] | 1 | 120 | 116 | UL1453 | Yes | Yes | Yes | No | Not Applicable | [5 empty] | 10332 | RES ELEC | 200094306
RE340T6-1SCYY-458 | RE340T | Bradford White | 671632622344 | Active | The ""-458"" indicates that this SKU was designed and certified for Installation in Canada. | [9 empty] | No | Not Applicable | Not Applicable | Residential Water Heating | Water Heating.Electric | 6 | 6 |  |  |  | 238-44422-00 |  |  |  | 238-39699-00 | [6 empty] | Electric | Electric Resistance | 240/208 | 1 |  | Indoor |  | Floor Mounted |  | No | Not Applicable | 150 | Not Applicable |  |  |  | 0.75 | No | [7 empty] | 11/8 kW |  |  |  | 37 |  | 51/37 | On/Off | Not Applicable | [6 empty] | 125 | 21 | 21 | 65.25 | 130 | 430 | 20 | 60.4375 |  |  |  |  | 61.25 | 61.25 | 61.25 | 8 |  |  |  |  | 62.4375 | [8 empty] | 1 | 120 | 116 | UL1453 | Yes | No | Yes | No | Not Applicable | 238-45688-00 |  |  |  | 238-45684-00 | 10332 | RES ELEC
RE340T6-1SEWW | RE340T | Bradford White | 671632614813 | Active | [10 empty] | No | Not Applicable | Not Applicable | Residential Water Heating | Water Heating.Electric | 6 | 6 |  |  |  | 238-44422-00 |  |  |  | 238-39699-00 | [6 empty] | Electric | Electric Resistance | 277 | 1 |  | Indoor |  | Floor Mounted |  | No | Not Applicable | 150 | Not Applicable |  |  |  | 0.75 | No | [7 empty] | 9 kW |  | 53 | 0.92 | 40 | 36 | 41 | On/Off | Not Applicable | [6 empty] | 125 | 21 | 21 | 65.25 | 130 | 422 | 20 | 60.4375 |  |  |  |  | 61.25 | 61.25 | 61.25 | 8 |  |  |  |  | 62.4375 | [8 empty] | 1 | 120 | 116 | UL1453 | Yes | Yes | Yes | No | Not Applicable | [5 empty] | 10332 | RES ELEC | 200094306
RE340T6-1SEZZ | RE340T | Bradford White | 671632674596 | Active | [10 empty] | No | Not Applicable | Not Applicable | Residential Water Heating | Water Heating.Electric | 6 | 6 |  |  |  | 238-44422-00 |  |  |  | 238-39699-00 | [6 empty] | Electric | Electric Resistance | 277 | 1 |  | Indoor |  | Floor Mounted |  | No | Not Applicable | 150 | Not Applicable |  |  |  | 0.75 | No | [7 empty] | 12 kW |  | 53 | 0.92 | 40 | 36 | 55 | On/Off | Not Applicable | [6 empty] | 125 | 21 | 21 | 65.25 | 130 | 422 | 20 | 60.4375 |  |  |  |  | 61.25 | 61.25 | 61.25 | 8 |  |  |  |  | 62.4375 | [8 empty] | 1 | 120 | 116 | UL1453 | Yes | Yes | Yes | No | Not Applicable | [5 empty] | 10332 | RES ELEC | 200094306
RE340T6-1SHTT | RE340T | Bradford White | 671632130061 | Active | [10 empty] | No | Not Applicable | Not Applicable | Residential Water Heating | Water Heating.Electric | 6 | 6 |  |  |  | 238-44422-00 |  |  |  | 238-39699-00 | [6 empty] | Electric | Electric Resistance | 480 | 1 |  | Indoor |  | Floor Mounted |  | No | Not Applicable | 150 | Not Applicable |  |  |  | 0.75 | No | [7 empty] | 8 kW |  | 53 | 0.92 | 40 | 36 | 37 | On/Off | Not Applicable | [6 empty] | 125 | 21 | 21 | 65.25 | 130 | 422 | 20 | 60.4375 |  |  |  |  | 61.25 | 61.25 | 61.25 | 8 |  |  |  |  | 62.4375 | [8 empty] | 1 | 120 | 116 | UL174 | Yes | Yes | Yes | No | Not Applicable | [5 empty] | 10332 | RES ELEC | 200094306
RE340T6-1SHZZ | RE340T | Bradford White | 671632328802 | Active | [10 empty] | No | Not Applicable | Not Applicable | Residential Water Heating | Water Heating.Electric | 6 | 6 |  |  |  | 238-44422-00 |  |  |  | 238-39699-00 | [6 empty] | Electric | Electric Resistance | 480 | 1 |  | Indoor |  | Floor Mounted |  | No | Not Applicable | 150 | Not Applicable |  |  |  | 0.75 | No | [7 empty] | 12 kW |  | 53 | 0.92 | 40 | 36 | 55 | On/Off | Not Applicable | [6 empty] | 125 | 21 | 21 | 65.25 | 130 | 422 | 20 | 60.4375 |  |  |  |  | 61.25 | 61.25 | 61.25 | 8 |  |  |  |  | 62.4375 | [8 empty] | 1 | 120 | 116 | UL174 | Yes | Yes | Yes | No | Not Applicable | [5 empty] | 10332 | RES ELEC | 200094306
RE340T6-1SLWW | RE340T | Bradford White | 671632129843 | Active | [10 empty] | No | Not Applicable | Not Applicable | Residential Water Heating | Water Heating.Electric | 6 | 6 |  |  |  | 238-44422-00 |  |  |  | 238-39699-00 | [6 empty] | Electric | Electric Resistance | 208 | 1 |  | Indoor |  | Floor Mounted |  | No | Not Applicable | 150 | Not Applicable |  |  |  | 0.75 | No | [7 empty] | 9 kW |  | 53 | 0.92 | 40 | 36 | 41 | On/Off | Not Applicable | [6 empty] | 125 | 21 | 21 | 65.25 | 130 | 422 | 20 | 60.4375 |  |  |  |  | 61.25 | 61.25 | 61.25 | 8 |  |  |  |  | 62.4375 | [8 empty] | 1 | 120 | 116 | UL174 | Yes | Yes | Yes | No | Not Applicable | [5 empty] | 10332 | RES ELEC | 200094306
RE340T6-1SLXX | RE340T | Bradford White | 671632132737 | Active | [10 empty] | No | Not Applicable | Not Applicable | Residential Water Heating | Water Heating.Electric | 6 | 6 |  |  |  | 238-44422-00 |  |  |  | 238-39699-00 | [6 empty] | Electric | Electric Resistance | 208 | 1 |  | Indoor |  | Floor Mounted |  | No | Not Applicable | 150 | Not Applicable |  |  |  | 0.75 | No | [7 empty] | 10 kW |  | 53 | 0.92 | 40 | 36 | 46 | On/Off | Not Applicable | [6 empty] | 125 | 21 | 21 | 65.25 | 130 | 422 | 20 | 60.4375 |  |  |  |  | 61.25 | 61.25 | 61.25 | 8 |  |  |  |  | 62.4375 | [8 empty] | 1 | 120 | 116 | UL174 | Yes | Yes | Yes | No | Not Applicable | [5 empty] | 10332 | RES ELEC | 200094306
RE340T6-1SLXX-264 | RE340T | Bradford White | 671632323999 | Active | The ""-264"" indicates that this SKU comes with an Aluminum Anode Rod. | [9 empty] | No | Not Applicable | Not Applicable | Residential Water Heating | Water Heating.Electric | 6 | 6 |  |  |  | 238-44422-00 |  |  |  | 238-39699-00 | [6 empty] | Electric | Electric Resistance | 208 | 1 |  | Indoor |  | Floor Mounted |  | No | Not Applicable | 150 | Not Applicable |  |  |  | 0.75 | No | [7 empty] | 10 kW |  | 53 | 0.92 | 40 | 36 | 46 | On/Off | Not Applicable | [6 empty] | 125 | 21 | 21 | 65.25 | 130 | 422 | 20 | 60.4375 |  |  |  |  | 61.25 | 61.25 | 61.25 | 8 |  |  |  |  | 62.4375 | [8 empty] | 1 | 120 | 116 | UL174 | Yes | Yes | Yes | No | Not Applicable | [5 empty] | 10332 | RES ELEC | 200094306
RE340T6-3NCWW | RE340T | Bradford White | 671632896806 | Active | [10 empty] | No | Not Applicable | Not Applicable | Residential Water Heating | Water Heating.Electric | 6 | 6 |  |  |  | 238-44422-00 |  |  |  | 238-39699-00 | [6 empty] | Electric | Electric Resistance | 240/208 | 3 |  | Indoor |  | Floor Mounted |  | No | Not Applicable | 150 | Not Applicable |  |  |  | 0.75 | No | [7 empty] | 4.5/3.5 kW |  | 53 | 0.92 | 40 | 36 | 21/16 | On/Off | Not Applicable | [6 empty] | 125 | 21 | 21 | 65.25 | 130 | 422 | 20 | 60.4375 |  |  |  |  | 61.25 | 61.25 | 61.25 | 8 |  |  |  |  | 62.4375 | [8 empty] | 1 | 120 | 116 | UL174 | Yes | Yes | Yes | No | Not Applicable | [5 empty] | 10332 | RES ELEC | 200094306
RE340T6-3NCYY | RE340T | Bradford White | 671632651115 | Active | [10 empty] | No | Not Applicable | Not Applicable | Residential Water Heating | Water Heating.Electric | 6 | 6 |  |  |  | 238-44422-00 |  |  |  | 238-39699-00 | [6 empty] | Electric | Electric Resistance | 240/208 | 3 |  | Indoor |  | Floor Mounted |  | No | Not Applicable | 150 | Not Applicable |  |  |  | 0.75 | No | [7 empty] | 5.5/4 kW |  | 53 | 0.92 | 40 | 36 | 25/18 | On/Off | Not Applicable | [6 empty] | 125 | 21 | 21 | 65.25 | 130 | 422 | 20 | 60.4375 |  |  |  |  | 61.25 | 61.25 | 61.25 | 8 |  |  |  |  | 62.4375 | [8 empty] | 1 | 120 | 116 | UL1453 | Yes | Yes | Yes | No | Not Applicable | [5 empty] | 10332 | RES ELEC | 200094306
RE340T6-3NCZZ | RE340T | Bradford White | 671632827770 | Active | [10 empty] | No | Not Applicable | Not Applicable | Residential Water Heating | Water Heating.Electric | 6 | 6 |  |  |  | 238-44422-00 |  |  |  | 238-39699-00 | [6 empty] | Electric | Electric Resistance | 240/208 | 3 |  | Indoor |  | Floor Mounted |  | No | Not Applicable | 150 | Not Applicable |  |  |  | 0.75 | No | [7 empty] | 6/4.5 kW |  | 53 | 0.92 | 40 | 36 | 28/21 | On/Off | Not Applicable | [6 empty] | 125 | 21 | 21 | 65.25 | 130 | 422 | 20 | 60.4375 |  |  |  |  | 61.25 | 61.25 | 61.25 | 8 |  |  |  |  | 62.4375 | [8 empty] | 1 | 120 | 116 | UL174 | Yes | Yes | Yes | No | Not Applicable | [5 empty] | 10332 | RES ELEC | 200094306
RE340T6-3NCZZ-264 | RE340T | Bradford White | 671632903306 | Active | The ""-264"" indicates that this SKU comes with an Aluminum Anode Rod. | [9 empty] | No | Not Applicable | Not Applicable | Residential Water Heating | Water Heating.Electric | 6 | 6 |  |  |  | 238-44422-00 |  |  |  | 238-39699-00 | [6 empty] | Electric | Electric Resistance | 240/208 | 3 |  | Indoor |  | Floor Mounted |  | No | Not Applicable | 150 | Not Applicable |  |  |  | 0.75 | No | [7 empty] | 6/4.5 kW |  | 53 | 0.92 | 40 | 36 | 28/21 | On/Off | Not Applicable | [6 empty] | 125 | 21 | 21 | 65.25 | 130 | 422 | 20 | 60.4375 |  |  |  |  | 61.25 | 61.25 | 61.25 | 8 |  |  |  |  | 62.4375 | [8 empty] | 1 | 120 | 116 | UL174 | Yes | Yes | Yes | No | Not Applicable | [5 empty] | 10332 | RES ELEC | 200094306
RE340T6-3NHWW | RE340T | Bradford White | 671632812776 | Active | [10 empty] | No | Not Applicable | Not Applicable | Residential Water Heating | Water Heating.Electric | 6 | 6 |  |  |  | 238-44422-00 |  |  |  | 238-39699-00 | [6 empty] | Electric | Electric Resistance | 480 | 3 |  | Indoor |  | Floor Mounted |  | No | Not Applicable | 150 | Not Applicable |  |  |  | 0.75 | No | [7 empty] | 4.5 kW |  | 53 | 0.92 | 40 | 36 | 21 | On/Off | Not Applicable | [6 empty] | 125 | 21 | 21 | 65.25 | 130 | 422 | 20 | 60.4375 |  |  |  |  | 61.25 | 61.25 | 61.25 | 8 |  |  |  |  | 62.4375 | [8 empty] | 1 | 120 | 116 | UL174 | Yes | Yes | Yes | No | Not Applicable | [5 empty] | 10332 | RES ELEC | 200094306
RE340T6-3NHWW-264 | RE340T | Bradford White | 671632891344 | Active | The ""-264"" indicates that this SKU comes with an Aluminum Anode Rod. | [9 empty] | No | Not Applicable | Not Applicable | Residential Water Heating | Water Heating.Electric | 6 | 6 |  |  |  | 238-44422-00 |  |  |  | 238-39699-00 | [6 empty] | Electric | Electric Resistance | 480 | 3 |  | Indoor |  | Floor Mounted |  | No | Not Applicable | 150 | Not Applicable |  |  |  | 0.75 | No | [7 empty] | 4.5 kW |  | 53 | 0.92 | 40 | 36 | 21 | On/Off | Not Applicable | [6 empty] | 125 | 21 | 21 | 65.25 | 130 | 422 | 20 | 60.4375 |  |  |  |  | 61.25 | 61.25 | 61.25 | 8 |  |  |  |  | 62.4375 | [8 empty] | 1 | 120 | 116 | UL174 | Yes | Yes | Yes | No | Not Applicable | [5 empty] | 10332 | RES ELEC | 200094306
RE340T6-3NHWW-506 | RE340T | Bradford White | 671632131082 | Active | The ""-506"" indicates that this SKU comes with an A420 Aluminum Anode Rod. | [9 empty] | No | Not Applicable | Not Applicable | Residential Water Heating | Water Heating.Electric | 6 | 6 |  |  |  | 238-44422-00 |  |  |  | 238-39699-00 | [6 empty] | Electric | Electric Resistance | 480 | 3 |  | Indoor |  | Floor Mounted |  | No | Not Applicable | 150 | Not Applicable |  |  |  | 0.75 | No | [7 empty] | 4.5 kW |  | 53 | 0.92 | 40 | 36 | 21 | On/Off | Not Applicable | [6 empty] | 125 | 21 | 21 | 65.25 | 130 | 422 | 20 | 60.4375 |  |  |  |  | 61.25 | 61.25 | 61.25 | 8 |  |  |  |  | 62.4375 | [8 empty] | 1 | 120 | 116 | UL174 | Yes | Yes | Yes | No | Not Applicable | [5 empty] | 10332 | RES ELEC | 200094306
RE340T6-3NHYY-264 | RE340T | Bradford White | 671632899364 | Active | The ""-264"" indicates that this SKU comes with an Aluminum Anode Rod. | [9 empty] | No | Not Applicable | Not Applicable | Residential Water Heating | Water Heating.Electric | 6 | 6 |  |  |  | 238-44422-00 |  |  |  | 238-39699-00 | [6 empty] | Electric | Electric Resistance | 480 | 3 |  | Indoor |  | Floor Mounted |  | No | Not Applicable | 150 | Not Applicable |  |  |  | 0.75 | No | [7 empty] | 5.5 kW |  | 53 | 0.92 | 40 | 36 | 25 | On/Off | Not Applicable | [6 empty] | 125 | 21 | 21 | 65.25 | 130 | 422 | 20 | 60.4375 |  |  |  |  | 61.25 | 61.25 | 61.25 | 8 |  |  |  |  | 62.4375 | [8 empty] | 1 | 120 | 116 | UL174 | Yes | Yes | Yes | No | Not Applicable | [5 empty] | 10332 | RES ELEC | 200094306
RE340T6-3NLXX | RE340T | Bradford White | 671632130979 | Active | [10 empty] | No | Not Applicable | Not Applicable | Residential Water Heating | Water Heating.Electric | 6 | 6 |  |  |  | 238-44422-00 |  |  |  | 238-39699-00 | [6 empty] | Electric | Electric Resistance | 208 | 3 |  | Indoor |  | Floor Mounted |  | No | Not Applicable | 150 | Not Applicable |  |  |  | 0.75 | No | [7 empty] | 5 kW |  | 53 | 0.92 | 40 | 36 | 23 | On/Off | Not Applicable | [6 empty] | 125 | 21 | 21 | 65.25 | 130 | 422 | 20 | 60.4375 |  |  |  |  | 61.25 | 61.25 | 61.25 | 8 |  |  |  |  | 62.4375 | [8 empty] | 1 | 120 | 116 | UL174 | Yes | Yes | Yes | No | Not Applicable | [5 empty] | 10332 | RES ELEC | 200094306
RE340T6-3NLZZ | RE340T | Bradford White | 671632855698 | Active | [10 empty] | No | Not Applicable | Not Applicable | Residential Water Heating | Water Heating.Electric | 6 | 6 |  |  |  | 238-44422-00 |  |  |  | 238-39699-00 | [6 empty] | Electric | Electric Resistance | 208 | 3 |  | Indoor |  | Floor Mounted |  | No | Not Applicable | 150 | Not Applicable |  |  |  | 0.75 | No | [7 empty] | 6 kW |  | 53 | 0.92 | 40 | 36 | 28 | On/Off | Not Applicable | [6 empty] | 125 | 21 | 21 | 65.25 | 130 | 422 | 20 | 60.4375 |  |  |  |  | 61.25 | 61.25 | 61.25 | 8 |  |  |  |  | 62.4375 | [8 empty] | 1 | 120 | 116 | UL174 | Yes | Yes | Yes | No | Not Applicable | [5 empty] | 10332 | RES ELEC | 200094306
RE340T6-3SCYY | RE340T | Bradford White | 671632892488 | Active | [10 empty] | No | Not Applicable | Not Applicable | Residential Water Heating | Water Heating.Electric | 6 | 6 |  |  |  | 238-44422-00 |  |  |  | 238-39699-00 | [6 empty] | Electric | Electric Resistance | 240/208 | 3 |  | Indoor |  | Floor Mounted |  | No | Not Applicable | 150 | Not Applicable |  |  |  | 0.75 | No | [7 empty] | 11/8 kW |  | 53 | 0.92 | 40 | 36 | 51/37 | On/Off | Not Applicable | [6 empty] | 125 | 21 | 21 | 65.25 | 130 | 422 | 20 | 60.4375 |  |  |  |  | 61.25 | 61.25 | 61.25 | 8 |  |  |  |  | 62.4375 | [8 empty] | 1 | 120 | 116 | UL174 | Yes | Yes | Yes | No | Not Applicable | [5 empty] | 10332 | RES ELEC | 200094306
RE340T6-3SCZZ | RE340T | Bradford White | 671632655427 | Active | [10 empty] | No | Not Applicable | Not Applicable | Residential Water Heating | Water Heating.Electric | 6 | 6 |  |  |  | 238-44422-00 |  |  |  | 238-39699-00 | [6 empty] | Electric | Electric Resistance | 240/208 | 3 |  | Indoor |  | Floor Mounted |  | No | Not Applicable | 150 | Not Applicable |  |  |  | 0.75 | No | [7 empty] | 12/9 kW |  | 53 | 0.92 | 40 | 36 | 55/41 | On/Off | Not Applicable | [6 empty] | 125 | 21 | 21 | 65.25 | 130 | 422 | 20 | 60.4375 |  |  |  |  | 61.25 | 61.25 | 61.25 | 8 |  |  |  |  | 62.4375 | [8 empty] | 1 | 120 | 116 | UL1453 | Yes | Yes | Yes | No | Not Applicable | [5 empty] | 10332 | RES ELEC | 200094306
RE340T6-3SHWW | RE340T | Bradford White | 671632819881 | Active | [10 empty] | No | Not Applicable | Not Applicable | Residential Water Heating | Water Heating.Electric | 6 | 6 |  |  |  | 238-44422-00 |  |  |  | 238-39699-00 | [6 empty] | Electric | Electric Resistance | 480 | 3 |  | Indoor |  | Floor Mounted |  | No | Not Applicable | 150 | Not Applicable |  |  |  | 0.75 | No | [7 empty] | 9 kW |  | 53 | 0.92 | 40 | 36 | 41 | On/Off | Not Applicable | [6 empty] | 125 | 21 | 21 | 65.25 | 130 | 422 | 20 | 60.4375 |  |  |  |  | 61.25 | 61.25 | 61.25 | 8 |  |  |  |  | 62.4375 | [8 empty] | 1 | 120 | 116 | UL174 | Yes | Yes | Yes | No | Not Applicable | [5 empty] | 10332 | RES ELEC | 200094306
RE350S10-1NCWW | RE350S | Bradford White | 671632811830 | Active | [10 empty] | No | Not Applicable | Not Applicable | Residential Water Heating | Water Heating.Electric | 10 | 6 |  |  |  | 238-44422-00 |  |  |  | 238-39699-00 | [6 empty] | Electric | Electric Resistance | 240/208 | 1 |  | Indoor |  | Floor Mounted |  | No | Not Applicable | 150 | Not Applicable |  |  |  | 0.75 | No | [7 empty] | 4.5/3.5 kW |  | 60 | 0.92 | 50 | 45 | 21/16 | On/Off | Not Applicable | [6 empty] | 144 | 25 | 25 | 52.125 | 150 | 515 | 24 | 47.625 |  |  |  |  | 48.5625 | 48.5625 | 48.5625 | 8 |  |  |  |  | 49.4375 | [8 empty] | 1 | 150 | 144 | UL174 | Yes | Yes | Yes | No | Not Applicable | [5 empty] | 10332 | RES ELEC | 200094308
RE350S10-1NCWW-264 | RE350S | Bradford White | 671632851768 | Active | The ""-264"" indicates that this SKU comes with an Aluminum Anode Rod. | [9 empty] | No | Not Applicable | Not Applicable | Residential Water Heating | Water Heating.Electric | 10 | 6 |  |  |  | 238-44422-00 |  |  |  | 238-39699-00 | [6 empty] | Electric | Electric Resistance | 240/208 | 1 |  | Indoor |  | Floor Mounted |  | No | Not Applicable | 150 | Not Applicable |  |  |  | 0.75 | No | [7 empty] | 4.5/3.5 kW |  | 60 | 0.92 | 50 | 45 | 21/16 | On/Off | Not Applicable | [6 empty] | 144 | 25 | 25 | 52.125 | 150 | 515 | 24 | 47.625 |  |  |  |  | 48.5625 | 48.5625 | 48.5625 | 8 |  |  |  |  | 49.4375 | [8 empty] | 1 | 150 | 144 | UL174 | Yes | Yes | Yes | No | Not Applicable | [5 empty] | 10332 | RES ELEC | 200094308
RE350S10-1NCZZ | RE350S | Bradford White | 671632578689 | Active | [10 empty] | No | Not Applicable | Not Applicable | Residential Water Heating | Water Heating.Electric | 10 | 6 |  |  |  | 238-44422-00 |  |  |  | 238-39699-00 | [6 empty] | Electric | Electric Resistance | 240/208 | 1 |  | Indoor |  | Floor Mounted |  | No | Not Applicable | 150 | Not Applicable |  |  |  | 0.75 | No | [7 empty] | 6/4.5 kW |  | 60 | 0.92 | 50 | 45 | 28/21 | On/Off | Not Applicable | [6 empty] | 144 | 25 | 25 | 52.125 | 150 | 515 | 24 | 47.625 |  |  |  |  | 48.5625 | 48.5625 | 48.5625 | 8 |  |  |  |  | 49.4375 | [8 empty] | 1 | 150 | 144 | UL1453 | Yes | Yes | Yes | No | Not Applicable | [5 empty] | 10332 | RES ELEC | 200094308
RE350S10-1NLYY | RE350S | Bradford White | 671632894482 | Active | [10 empty] | No | Not Applicable | Not Applicable | Residential Water Heating | Water Heating.Electric | 10 | 6 |  |  |  | 238-44422-00 |  |  |  | 238-39699-00 | [6 empty] | Electric | Electric Resistance | 208 | 1 |  | Indoor |  | Floor Mounted |  | No | Not Applicable | 150 | Not Applicable |  |  |  | 0.75 | No | [7 empty] | 5.5 kW |  | 60 | 0.92 | 50 | 45 | 25 | On/Off | Not Applicable | [6 empty] | 144 | 25 | 25 | 52.125 | 150 | 515 | 24 | 47.625 |  |  |  |  | 48.5625 | 48.5625 | 48.5625 | 8 |  |  |  |  | 49.4375 | [8 empty] | 1 | 150 | 144 | UL174 | Yes | Yes | Yes | No | Not Applicable | [5 empty] | 10332 | RES ELEC | 200094308
RE350S10-1NLZZ | RE350S | Bradford White | 671632572373 | Active | [10 empty] | No | Not Applicable | Not Applicable | Residential Water Heating | Water Heating.Electric | 10 | 6 |  |  |  | 238-44422-00 |  |  |  | 238-39699-00 | [6 empty] | Electric | Electric Resistance | 208 | 1 |  | Indoor |  | Floor Mounted |  | No | Not Applicable | 150 | Not Applicable |  |  |  | 0.75 | No | [7 empty] | 6 kW |  | 60 | 0.92 | 50 | 45 | 28 | On/Off | Not Applicable | [6 empty] | 144 | 25 | 25 | 52.125 | 150 | 515 | 24 | 47.625 |  |  |  |  | 48.5625 | 48.5625 | 48.5625 | 8 |  |  |  |  | 49.4375 | [8 empty] | 1 | 150 | 144 | UL1453 | Yes | Yes | Yes | No | Not Applicable | [5 empty] | 10332 | RES ELEC | 200094308
RE350S10-3NHZZ | RE350S | Bradford White | 671632336609 | Active | [10 empty] | No | Not Applicable | Not Applicable | Residential Water Heating | Water Heating.Electric | 10 | 6 |  |  |  | 238-44422-00 |  |  |  | 238-39699-00 | [6 empty] | Electric | Electric Resistance | 480 | 3 |  | Indoor |  | Floor Mounted |  | No | Not Applicable | 150 | Not Applicable |  |  |  | 0.75 | No | [7 empty] | 6 kW |  | 60 | 0.92 | 50 | 45 | 28 | On/Off | Not Applicable | [6 empty] | 144 | 25 | 25 | 52.125 | 150 | 515 | 24 | 47.625 |  |  |  |  | 48.5625 | 48.5625 | 48.5625 | 8 |  |  |  |  | 49.4375 | [8 empty] | 1 | 150 | 144 | UL174 | Yes | Yes | Yes | No | Not Applicable | [5 empty] | 10332 | RES ELEC | 200094308
RE350S10-3NHZZ-506 | RE350S | Bradford White | 671632336654 | Active | The ""-506"" indicates that this SKU comes with an A420 Aluminum Anode Rod. | [9 empty] | No | Not Applicable | Not Applicable | Residential Water Heating | Water Heating.Electric | 10 | 6 |  |  |  | 238-44422-00 |  |  |  | 238-39699-00 | [6 empty] | Electric | Electric Resistance | 480 | 3 |  | Indoor |  | Floor Mounted |  | No | Not Applicable | 150 | Not Applicable |  |  |  | 0.75 | No | [7 empty] | 6 kW |  | 60 | 0.92 | 50 | 45 | 28 | On/Off | Not Applicable | [6 empty] | 144 | 25 | 25 | 52.125 | 150 | 515 | 24 | 47.625 |  |  |  |  | 48.5625 | 48.5625 | 48.5625 | 8 |  |  |  |  | 49.4375 | [8 empty] | 1 | 150 | 144 | UL174 | Yes | Yes | Yes | No | Not Applicable | [5 empty] | 10332 | RES ELEC | 200094308
RE350S6-1NCPP-458 | RE350S | Bradford White | 671632850112 | Active | The ""-458"" indicates that this SKU was designed and certified for Installation in Canada. | [9 empty] | No | Not Applicable | Not Applicable | Residential Water Heating | Water Heating.Electric | 6 | 6 |  |  |  | 238-44422-00 |  |  |  | 238-39699-00 | [6 empty] | Electric | Electric Resistance | 240 | 1 |  | Indoor |  | Floor Mounted |  | No | Not Applicable | 150 | Not Applicable |  |  |  | 0.75 | No | [7 empty] | 3 kW |  |  |  | 47 |  | 14 | On/Off | Not Applicable | [6 empty] | 144 | 25 | 25 | 52.125 | 150 | 532 | 24 | 47.625 |  |  |  |  | 48.5625 | 48.5625 | 48.5625 | 8 |  |  |  |  | 49.4375 | [8 empty] | 1 | 150 | 144 | UL1453 | Yes | No | Yes | No | Not Applicable | 238-45688-00 |  |  |  | 238-45684-00 | 10332 | RES ELEC
RE350S6-1NCRR | RE350S | Bradford White | 671632809158 | Active | [10 empty] | No | Not Applicable | Not Applicable | Residential Water Heating | Water Heating.Electric | 6 | 6 |  |  |  | 238-44422-00 |  |  |  | 238-39699-00 | [6 empty] | Electric | Electric Resistance | 240/208 | 1 |  | Indoor |  | Floor Mounted |  | No | Not Applicable | 150 | Not Applicable |  |  |  | 0.75 | No | [7 empty] | 3.5/2.5 kW |  | 60 | 0.92 | 50 | 45 | 16/11 | On/Off | Not Applicable | [6 empty] | 144 | 25 | 25 | 52.125 | 150 | 515 | 24 | 47.625 |  |  |  |  | 48.5625 | 48.5625 | 48.5625 | 8 |  |  |  |  | 49.4375 | [8 empty] | 1 | 150 | 144 | UL174 | Yes | Yes | Yes | No | Not Applicable | [5 empty] | 10332 | RES ELEC | 200094308
RE350S6-1NCRR-458 | RE350S | Bradford White | 671632903320 | Active | The ""-458"" indicates that this SKU was designed and certified for Installation in Canada. | [9 empty] | No | Not Applicable | Not Applicable | Residential Water Heating | Water Heating.Electric | 6 | 6 |  |  |  | 238-44422-00 |  |  |  | 238-39699-00 | [6 empty] | Electric | Electric Resistance | 240/208 | 1 |  | Indoor |  | Floor Mounted |  | No | Not Applicable | 150 | Not Applicable |  |  |  | 0.75 | No | [7 empty] | 3.5/2.5 kW |  |  |  | 47 |  | 16/11 | On/Off | Not Applicable | [6 empty] | 144 | 25 | 25 | 52.125 | 150 | 532 | 24 | 47.625 |  |  |  |  | 48.5625 | 48.5625 | 48.5625 | 8 |  |  |  |  | 49.4375 | [8 empty] | 1 | 150 | 144 | UL1453 | Yes | No | Yes | No | Not Applicable | 238-45688-00 |  |  |  | 238-45684-00 | 10332 | RES ELEC
RE350S6-1NCTT | RE350S | Bradford White | 671632847921 | Active | [10 empty] | No | Not Applicable | Not Applicable | Residential Water Heating | Water Heating.Electric | 6 | 6 |  |  |  | 238-44422-00 |  |  |  | 238-39699-00 | [6 empty] | Electric | Electric Resistance | 240/208 | 1 |  | Indoor |  | Floor Mounted |  | No | Not Applicable | 150 | Not Applicable |  |  |  | 0.75 | No | [7 empty] | 4/3 kW |  | 60 | 0.92 | 50 | 45 | 18/14 | On/Off | Not Applicable | [6 empty] | 144 | 25 | 25 | 52.125 | 150 | 515 | 24 | 47.625 |  |  |  |  | 48.5625 | 48.5625 | 48.5625 | 8 |  |  |  |  | 49.4375 | [8 empty] | 1 | 150 | 144 | UL174 | Yes | Yes | Yes | No | Not Applicable | [5 empty] | 10332 | RES ELEC | 200094308
RE350S6-1NCTT-264 | RE350S | Bradford White | 671632134168 | Active | The ""-264"" indicates that this SKU comes with an Aluminum Anode Rod. | [9 empty] | No | Not Applicable | Not Applicable | Residential Water Heating | Water Heating.Electric | 6 | 6 |  |  |  | 238-44422-00 |  |  |  | 238-39699-00 | [6 empty] | Electric | Electric Resistance | 240/208 | 1 |  | Indoor |  | Floor Mounted |  | No | Not Applicable | 150 | Not Applicable |  |  |  | 0.75 | No | [7 empty] | 4/3 kW |  | 60 | 0.92 | 50 | 45 | 18/14 | On/Off | Not Applicable | [6 empty] | 144 | 25 | 25 | 52.125 | 150 | 515 | 24 | 47.625 |  |  |  |  | 48.5625 | 48.5625 | 48.5625 | 8 |  |  |  |  | 49.4375 | [8 empty] | 1 | 150 | 144 | UL174 | Yes | Yes | Yes | No | Not Applicable | [5 empty] | 10332 | RES ELEC | 200094308
RE350S6-1NCW | RE350S | Bradford White | 671632815227 | Active | [10 empty] | No | Not Applicable | Not Applicable | Residential Water Heating | Water Heating.Electric | 6 | 6 |  |  |  | 238-44422-00 |  |  |  | 238-39699-00 | [6 empty] | Electric | Electric Resistance | 240/208 | 1 |  | Indoor |  | Floor Mounted |  | No | Not Applicable | 150 | Not Applicable |  |  |  | 0.75 | No | [7 empty] | 4.5/3.5 kW |  | 60 | 0.92 | 50 | 45 | 21/16 | On/Off | Not Applicable | [6 empty] | 144 | 25 | 25 | 52.125 | 150 | 515 | 24 | 47.625 |  |  |  |  | 48.5625 | 48.5625 | 48.5625 | 8 |  |  |  |  | 49.4375 | [8 empty] | 1 | 150 | 144 | UL174 | Yes | Yes | Yes | No | Not Applicable | [5 empty] | 10332 | RES ELEC | 200094308
RE350S6-1NCW-264-284 | RE350S | Bradford White | 671632815890 | Active | The ""-264"" indicates that this SKU comes with an Aluminum Anode Rod. | The ""-284"" indicates that this SKU comes with an Incoloy Element. | [8 empty] | No | Not Applicable | Not Applicable | Residential Water Heating | Water Heating.Electric | 6 | 6 |  |  |  | 238-44422-00 |  |  |  | 238-39699-00 | [6 empty] | Electric | Electric Resistance | 240/208 | 1 |  | Indoor |  | Floor Mounted |  | No | Not Applicable | 150 | Not Applicable |  |  |  | 0.75 | No | [7 empty] | 4.5/3.5 kW |  | 60 | 0.92 | 50 | 45 | 21/16 | On/Off | Not Applicable | [6 empty] | 144 | 25 | 25 | 52.125 | 150 | 515 | 24 | 47.625 |  |  |  |  | 48.5625 | 48.5625 | 48.5625 | 8 |  |  |  |  | 49.4375 | [8 empty] | 1 | 150 | 144 | UL174 | Yes | Yes | Yes | No | Not Applicable | [5 empty] | 10332 | RES ELEC | 200094308
RE350S6-1NCW-284 | RE350S | Bradford White | 671632815906 | Active | The ""-284"" indicates that this SKU comes with an Incoloy Element. | [9 empty] | No | Not Applicable | Not Applicable | Residential Water Heating | Water Heating.Electric | 6 | 6 |  |  |  | 238-44422-00 |  |  |  | 238-39699-00 | [6 empty] | Electric | Electric Resistance | 240/208 | 1 |  | Indoor |  | Floor Mounted |  | No | Not Applicable | 150 | Not Applicable |  |  |  | 0.75 | No | [7 empty] | 4.5/3.5 kW |  | 60 | 0.92 | 50 | 45 | 21/16 | On/Off | Not Applicable | [6 empty] | 144 | 25 | 25 | 52.125 | 150 | 515 | 24 | 47.625 |  |  |  |  | 48.5625 | 48.5625 | 48.5625 | 8 |  |  |  |  | 49.4375 | [8 empty] | 1 | 150 | 144 | UL174 | Yes | Yes | Yes | No | Not Applicable | [5 empty] | 10332 | RES ELEC | 200094308
RE350S6-1NCWW | RE350S | Bradford White | 671632790920 | Active | [10 empty] | No | Not Applicable | Not Applicable | Residential Water Heating | Water Heating.Electric | 6 | 6 |  |  |  | 238-44422-00 |  |  |  | 238-39699-00 | [6 empty] | Electric | Electric Resistance | 240/208 | 1 |  | Indoor |  | Floor Mounted |  | No | Not Applicable | 150 | Not Applicable |  |  |  | 0.75 | No | [7 empty] | 4.5/3.5 kW |  | 60 | 0.92 | 50 | 45 | 21/16 | On/Off | Not Applicable | [6 empty] | 144 | 25 | 25 | 52.125 | 150 | 515 | 24 | 47.625 |  |  |  |  | 48.5625 | 48.5625 | 48.5625 | 8 |  |  |  |  | 49.4375 | [8 empty] | 1 | 150 | 144 | UL174 | Yes | Yes | Yes | No | Not Applicable | [5 empty] | 10332 | RES ELEC | 200094308
RE350S6-1NCWW-116 | RE350S | Bradford White | 671632811793 | Active | The ""-116"" indicates that this SKU comes with Low Watt Density Heating Element(s). | [9 empty] | No | Not Applicable | Not Applicable | Residential Water Heating | Water Heating.Electric | 6 | 6 |  |  |  | 238-44422-00 |  |  |  | 238-39699-00 | [6 empty] | Electric | Electric Resistance | 240/208 | 1 |  | Indoor |  | Floor Mounted |  | No | Not Applicable | 150 | Not Applicable |  |  |  | 0.75 | No | [7 empty] | 4.5/3.5 kW |  | 60 | 0.92 | 50 | 45 | 21/16 | On/Off | Not Applicable | [6 empty] | 144 | 25 | 25 | 52.125 | 150 | 515 | 24 | 47.625 |  |  |  |  | 48.5625 | 48.5625 | 48.5625 | 8 |  |  |  |  | 49.4375 | [8 empty] | 1 | 150 | 144 | UL174 | Yes | Yes | Yes | No | Not Applicable | [5 empty] | 10332 | RES ELEC | 200094308
RE350S6-1NCWW-116-264 | RE350S | Bradford White | 671632325696 | Active | The ""-116"" indicates that this SKU comes with Low Watt Density Heating Element(s). | The ""-264"" indicates that this SKU comes with an Aluminum Anode Rod. | [8 empty] | No | Not Applicable | Not Applicable | Residential Water Heating | Water Heating.Electric | 6 | 6 |  |  |  | 238-44422-00 |  |  |  | 238-39699-00 | [6 empty] | Electric | Electric Resistance | 240/208 | 1 |  | Indoor |  | Floor Mounted |  | No | Not Applicable | 150 | Not Applicable |  |  |  | 0.75 | No | [7 empty] | 4.5/3.5 kW |  | 60 | 0.92 | 50 | 45 | 21/16 | On/Off | Not Applicable | [6 empty] | 144 | 25 | 25 | 52.125 | 150 | 515 | 24 | 47.625 |  |  |  |  | 48.5625 | 48.5625 | 48.5625 | 8 |  |  |  |  | 49.4375 | [8 empty] | 1 | 150 | 144 | UL174 | Yes | Yes | Yes | No | Not Applicable | [5 empty] | 10332 | RES ELEC | 200094308
RE350S6-1NCWW-264 | RE350S | Bradford White | 671632800094 | Active | The ""-264"" indicates that this SKU comes with an Aluminum Anode Rod. | [9 empty] | No | Not Applicable | Not Applicable | Residential Water Heating | Water Heating.Electric | 6 | 6 |  |  |  | 238-44422-00 |  |  |  | 238-39699-00 | [6 empty] | Electric | Electric Resistance | 240/208 | 1 |  | Indoor |  | Floor Mounted |  | No | Not Applicable | 150 | Not Applicable |  |  |  | 0.75 | No | [7 empty] | 4.5/3.5 kW |  | 60 | 0.92 | 50 | 45 | 21/16 | On/Off | Not Applicable | [6 empty] | 144 | 25 | 25 | 52.125 | 150 | 515 | 24 | 47.625 |  |  |  |  | 48.5625 | 48.5625 | 48.5625 | 8 |  |  |  |  | 49.4375 | [8 empty] | 1 | 150 | 144 | UL174 | Yes | Yes | Yes | No | Not Applicable | [5 empty] | 10332 | RES ELEC | 200094308
RE350S6-1NCWW-264-284 | RE350S | Bradford White | 671632806119 | Active | The ""-264"" indicates that this SKU comes with an Aluminum Anode Rod. | The ""-284"" indicates that this SKU comes with an Incoloy Element. | [8 empty] | No | Not Applicable | Not Applicable | Residential Water Heating | Water Heating.Electric | 6 | 6 |  |  |  | 238-44422-00 |  |  |  | 238-39699-00 | [6 empty] | Electric | Electric Resistance | 240/208 | 1 |  | Indoor |  | Floor Mounted |  | No | Not Applicable | 150 | Not Applicable |  |  |  | 0.75 | No | [7 empty] | 4.5/3.5 kW |  | 60 | 0.92 | 50 | 45 | 21/16 | On/Off | Not Applicable | [6 empty] | 144 | 25 | 25 | 52.125 | 150 | 515 | 24 | 47.625 |  |  |  |  | 48.5625 | 48.5625 | 48.5625 | 8 |  |  |  |  | 49.4375 | [8 empty] | 1 | 150 | 144 | UL174 | Yes | Yes | Yes | No | Not Applicable | [5 empty] | 10332 | RES ELEC | 200094308
RE350S6-1NCWW-284 | RE350S | Bradford White | 671632811427 | Active | The ""-284"" indicates that this SKU comes with an Incoloy Element. | [9 empty] | No | Not Applicable | Not Applicable | Residential Water Heating | Water Heating.Electric | 6 | 6 |  |  |  | 238-44422-00 |  |  |  | 238-39699-00 | [6 empty] | Electric | Electric Resistance | 240/208 | 1 |  | Indoor |  | Floor Mounted |  | No | Not Applicable | 150 | Not Applicable |  |  |  | 0.75 | No | [7 empty] | 4.5/3.5 kW |  | 60 | 0.92 | 50 | 45 | 21/16 | On/Off | Not Applicable | [6 empty] | 144 | 25 | 25 | 52.125 | 150 | 515 | 24 | 47.625 |  |  |  |  | 48.5625 | 48.5625 | 48.5625 | 8 |  |  |  |  | 49.4375 | [8 empty] | 1 | 150 | 144 | UL174 | Yes | Yes | Yes | No | Not Applicable | [5 empty] | 10332 | RES ELEC | 200094308
RE350S6-1NCWW-315 | RE350S | Bradford White | 671632828357 | Active | The ""-315"" indicates that this SKU comes with a Low Watt Density Heating Element, lower location only. | [9 empty] | No | Not Applicable | Not Applicable | Residential Water Heating | Water Heating.Electric | 6 | 6 |  |  |  | 238-44422-00 |  |  |  | 238-39699-00 | [6 empty] | Electric | Electric Resistance | 240/208 | 1 |  | Indoor |  | Floor Mounted |  | No | Not Applicable | 150 | Not Applicable |  |  |  | 0.75 | No | [7 empty] | 4.5/3.5 kW |  | 60 | 0.92 | 50 | 45 | 21/16 | On/Off | Not Applicable | [6 empty] | 144 | 25 | 25 | 52.125 | 150 | 515 | 24 | 47.625 |  |  |  |  | 48.5625 | 48.5625 | 48.5625 | 8 |  |  |  |  | 49.4375 | [8 empty] | 1 | 150 | 144 | UL174 | Yes | Yes | Yes | No | Not Applicable | [5 empty] | 10332 | RES ELEC | 200094308
RE350S6-1NCWW-458 | RE350S | Bradford White | 671632826384 | Active | The ""-458"" indicates that this SKU was designed and certified for Installation in Canada. | [9 empty] | No | Not Applicable | Not Applicable | Residential Water Heating | Water Heating.Electric | 6 | 6 |  |  |  | 238-44422-00 |  |  |  | 238-39699-00 | [6 empty] | Electric | Electric Resistance | 240/208 | 1 |  | Indoor |  | Floor Mounted |  | No | Not Applicable | 150 | Not Applicable |  |  |  | 0.75 | No | [7 empty] | 4.5/3.5 kW |  |  |  | 47 |  | 21/16 | On/Off | Not Applicable | [6 empty] | 144 | 25 | 25 | 52.125 | 150 | 532 | 24 | 47.625 |  |  |  |  | 48.5625 | 48.5625 | 48.5625 | 8 |  |  |  |  | 49.4375 | [8 empty] | 1 | 150 | 144 | UL1453 | Yes | No | Yes | No | Not Applicable | 238-45688-00 |  |  |  | 238-45684-00 | 10332 | RES ELEC
RE350S6-1NCWW-506 | RE350S | Bradford White | 671632807864 | Active | The ""-506"" indicates that this SKU comes with an A420 Aluminum Anode Rod. | [9 empty] | No | Not Applicable | Not Applicable | Residential Water Heating | Water Heating.Electric | 6 | 6 |  |  |  | 238-44422-00 |  |  |  | 238-39699-00 | [6 empty] | Electric | Electric Resistance | 240/208 | 1 |  | Indoor |  | Floor Mounted |  | No | Not Applicable | 150 | Not Applicable |  |  |  | 0.75 | No | [7 empty] | 4.5/3.5 kW |  | 60 | 0.92 | 50 | 45 | 21/16 | On/Off | Not Applicable | [6 empty] | 144 | 25 | 25 | 52.125 | 150 | 515 | 24 | 47.625 |  |  |  |  | 48.5625 | 48.5625 | 48.5625 | 8 |  |  |  |  | 49.4375 | [8 empty] | 1 | 150 | 144 | UL174 | Yes | Yes | Yes | No | Not Applicable | [5 empty] | 10332 | RES ELEC | 200094308
RE350S6-1NCWW-506-284 | RE350S | Bradford White | 671632808885 | Active | The ""-284"" indicates that this SKU comes with an Incoloy Element. | The ""-506"" indicates that this SKU comes with an A420 Aluminum Anode Rod. | [8 empty] | No | Not Applicable | Not Applicable | Residential Water Heating | Water Heating.Electric | 6 | 6 |  |  |  | 238-44422-00 |  |  |  | 238-39699-00 | [6 empty] | Electric | Electric Resistance | 240/208 | 1 |  | Indoor |  | Floor Mounted |  | No | Not Applicable | 150 | Not Applicable |  |  |  | 0.75 | No | [7 empty] | 4.5/3.5 kW |  | 60 | 0.92 | 50 | 45 | 21/16 | On/Off | Not Applicable | [6 empty] | 144 | 25 | 25 | 52.125 | 150 | 515 | 24 | 47.625 |  |  |  |  | 48.5625 | 48.5625 | 48.5625 | 8 |  |  |  |  | 49.4375 | [8 empty] | 1 | 150 | 144 | UL174 | Yes | Yes | Yes | No | Not Applicable | [5 empty] | 10332 | RES ELEC | 200094308
RE350S6-1NCXX | RE350S | Bradford White | 671632626113 | Active | [10 empty] | No | Not Applicable | Not Applicable | Residential Water Heating | Water Heating.Electric | 6 | 6 |  |  |  | 238-44422-00 |  |  |  | 238-39699-00 | [6 empty] | Electric | Electric Resistance | 240 | 1 |  | Indoor |  | Floor Mounted |  | No | Not Applicable | 150 | Not Applicable |  |  |  | 0.75 | No | [7 empty] | 5 kW |  | 60 | 0.92 | 50 | 45 | 23 | On/Off | Not Applicable | [6 empty] | 144 | 25 | 25 | 52.125 | 150 | 515 | 24 | 47.625 |  |  |  |  | 48.5625 | 48.5625 | 48.5625 | 8 |  |  |  |  | 49.4375 | [8 empty] | 1 | 150 | 144 | UL1453 | Yes | Yes | Yes | No | Not Applicable | [5 empty] | 10332 | RES ELEC | 200094308
RE350S6-1NCY | RE350S | Bradford White | 671632806348 | Active | [10 empty] | No | Not Applicable | Not Applicable | Residential Water Heating | Water Heating.Electric | 6 | 6 |  |  |  | 238-44422-00 |  |  |  | 238-39699-00 | [6 empty] | Electric | Electric Resistance | 240/208 | 1 |  | Indoor |  | Floor Mounted |  | No | Not Applicable | 150 | Not Applicable |  |  |  | 0.75 | No | [7 empty] | 5.5/4 kW |  | 60 | 0.92 | 50 | 45 | 25/18 | On/Off | Not Applicable | [6 empty] | 144 | 25 | 25 | 52.125 | 150 | 515 | 24 | 47.625 |  |  |  |  | 48.5625 | 48.5625 | 48.5625 | 8 |  |  |  |  | 49.4375 | [8 empty] | 1 | 150 | 144 | UL174 | Yes | Yes | Yes | No | Not Applicable | [5 empty] | 10332 | RES ELEC | 200094308
RE350S6-1NCY-284 | RE350S | Bradford White | 671632815913 | Active | The ""-284"" indicates that this SKU comes with an Incoloy Element. | [9 empty] | No | Not Applicable | Not Applicable | Residential Water Heating | Water Heating.Electric | 6 | 6 |  |  |  | 238-44422-00 |  |  |  | 238-39699-00 | [6 empty] | Electric | Electric Resistance | 240/208 | 1 |  | Indoor |  | Floor Mounted |  | No | Not Applicable | 150 | Not Applicable |  |  |  | 0.75 | No | [7 empty] | 5.5/4 kW |  | 60 | 0.92 | 50 | 45 | 25/18 | On/Off | Not Applicable | [6 empty] | 144 | 25 | 25 | 52.125 | 150 | 515 | 24 | 47.625 |  |  |  |  | 48.5625 | 48.5625 | 48.5625 | 8 |  |  |  |  | 49.4375 | [8 empty] | 1 | 150 | 144 | UL174 | Yes | Yes | Yes | No | Not Applicable | [5 empty] | 10332 | RES ELEC | 200094308
RE350S6-1NCYY | RE350S | Bradford White | 671632809103 | Active | [10 empty] | No | Not Applicable | Not Applicable | Residential Water Heating | Water Heating.Electric | 6 | 6 |  |  |  | 238-44422-00 |  |  |  | 238-39699-00 | [6 empty] | Electric | Electric Resistance | 240/208 | 1 |  | Indoor |  | Floor Mounted |  | No | Not Applicable | 150 | Not Applicable |  |  |  | 0.75 | No | [7 empty] | 5.5/4 kW |  | 60 | 0.92 | 50 | 45 | 25/18 | On/Off | Not Applicable | [6 empty] | 144 | 25 | 25 | 52.125 | 150 | 515 | 24 | 47.625 |  |  |  |  | 48.5625 | 48.5625 | 48.5625 | 8 |  |  |  |  | 49.4375 | [8 empty] | 1 | 150 | 144 | UL174 | Yes | Yes | Yes | No | Not Applicable | [5 empty] | 10332 | RES ELEC | 200094308
RE350S6-1NCYY-264 | RE350S | Bradford White | 671632556199 | Active | The ""-264"" indicates that this SKU comes with an Aluminum Anode Rod. | [9 empty] | No | Not Applicable | Not Applicable | Residential Water Heating | Water Heating.Electric | 6 | 6 |  |  |  | 238-44422-00 |  |  |  | 238-39699-00 | [6 empty] | Electric | Electric Resistance | 240/208 | 1 |  | Indoor |  | Floor Mounted |  | No | Not Applicable | 150 | Not Applicable |  |  |  | 0.75 | No | [7 empty] | 5.5/4 kW |  | 60 | 0.92 | 50 | 45 | 25/18 | On/Off | Not Applicable | [6 empty] | 144 | 25 | 25 | 52.125 | 150 | 515 | 24 | 47.625 |  |  |  |  | 48.5625 | 48.5625 | 48.5625 | 8 |  |  |  |  | 49.4375 | [8 empty] | 1 | 150 | 144 | UL1453 | Yes | Yes | Yes | No | Not Applicable | [5 empty] | 10332 | RES ELEC | 200094308
RE350S6-1NCYY-458 | RE350S | Bradford White | 671632124558 | Active | The ""-458"" indicates that this SKU was designed and certified for Installation in Canada. | [9 empty] | No | Not Applicable | Not Applicable | Residential Water Heating | Water Heating.Electric | 6 | 6 |  |  |  | 238-44422-00 |  |  |  | 238-39699-00 | [6 empty] | Electric | Electric Resistance | 240/208 | 1 |  | Indoor |  | Floor Mounted |  | No | Not Applicable | 150 | Not Applicable |  |  |  | 0.75 | No | [7 empty] | 5.5/4 kW |  |  |  | 47 |  | 25/18 | On/Off | Not Applicable | [6 empty] | 144 | 25 | 25 | 52.125 | 150 | 532 | 24 | 47.625 |  |  |  |  | 48.5625 | 48.5625 | 48.5625 | 8 |  |  |  |  | 49.4375 | [8 empty] | 1 | 150 | 144 | UL1453 | Yes | No | Yes | No | Not Applicable | 238-45688-00 |  |  |  | 238-45684-00 | 10332 | RES ELEC
RE350S6-1NCYY-506-284 | RE350S | Bradford White | 671632887941 | Active | The ""-284"" indicates that this SKU comes with an Incoloy Element. | The ""-506"" indicates that this SKU comes with an A420 Aluminum Anode Rod. | [8 empty] | No | Not Applicable | Not Applicable | Residential Water Heating | Water Heating.Electric | 6 | 6 |  |  |  | 238-44422-00 |  |  |  | 238-39699-00 | [6 empty] | Electric | Electric Resistance | 240/208 | 1 |  | Indoor |  | Floor Mounted |  | No | Not Applicable | 150 | Not Applicable |  |  |  | 0.75 | No | [7 empty] | 5.5/4 kW |  | 60 | 0.92 | 50 | 45 | 25/18 | On/Off | Not Applicable | [6 empty] | 144 | 25 | 25 | 52.125 | 150 | 515 | 24 | 47.625 |  |  |  |  | 48.5625 | 48.5625 | 48.5625 | 8 |  |  |  |  | 49.4375 | [8 empty] | 1 | 150 | 144 | UL174 | Yes | Yes | Yes | No | Not Applicable | [5 empty] | 10332 | RES ELEC | 200094308
RE350S6-1NCZZ | RE350S | Bradford White | 671632816026 | Active | [10 empty] | No | Not Applicable | Not Applicable | Residential Water Heating | Water Heating.Electric | 6 | 6 |  |  |  | 238-44422-00 |  |  |  | 238-39699-00 | [6 empty] | Electric | Electric Resistance | 240/208 | 1 |  | Indoor |  | Floor Mounted |  | No | Not Applicable | 150 | Not Applicable |  |  |  | 0.75 | No | [7 empty] | 6/4.5 kW |  | 60 | 0.92 | 50 | 45 | 28/21 | On/Off | Not Applicable | [6 empty] | 144 | 25 | 25 | 52.125 | 150 | 515 | 24 | 47.625 |  |  |  |  | 48.5625 | 48.5625 | 48.5625 | 8 |  |  |  |  | 49.4375 | [8 empty] | 1 | 150 | 144 | UL174 | Yes | Yes | Yes | No | Not Applicable | [5 empty] | 10332 | RES ELEC | 200094308
RE350S6-1NCZZ-264 | RE350S | Bradford White | 671632552597 | Active | The ""-264"" indicates that this SKU comes with an Aluminum Anode Rod. | [9 empty] | No | Not Applicable | Not Applicable | Residential Water Heating | Water Heating.Electric | 6 | 6 |  |  |  | 238-44422-00 |  |  |  | 238-39699-00 | [6 empty] | Electric | Electric Resistance | 240/208 | 1 |  | Indoor |  | Floor Mounted |  | No | Not Applicable | 150 | Not Applicable |  |  |  | 0.75 | No | [7 empty] | 6/4.5 kW |  | 60 | 0.92 | 50 | 45 | 28/21 | On/Off | Not Applicable | [6 empty] | 144 | 25 | 25 | 52.125 | 150 | 515 | 24 | 47.625 |  |  |  |  | 48.5625 | 48.5625 | 48.5625 | 8 |  |  |  |  | 49.4375 | [8 empty] | 1 | 150 | 144 | UL174 | Yes | Yes | Yes | No | Not Applicable | [5 empty] | 10332 | RES ELEC | 200094308
RE350S6-1NCZZ-458 | RE350S | Bradford White | 671632826421 | Active | The ""-458"" indicates that this SKU was designed and certified for Installation in Canada. | [9 empty] | No | Not Applicable | Not Applicable | Residential Water Heating | Water Heating.Electric | 6 | 6 |  |  |  | 238-44422-00 |  |  |  | 238-39699-00 | [6 empty] | Electric | Electric Resistance | 240/208 | 1 |  | Indoor |  | Floor Mounted |  | No | Not Applicable | 150 | Not Applicable |  |  |  | 0.75 | No | [7 empty] | 6/4.5 kW |  |  |  | 47 |  | 28/21 | On/Off | Not Applicable | [6 empty] | 144 | 25 | 25 | 52.125 | 150 | 532 | 24 | 47.625 |  |  |  |  | 48.5625 | 48.5625 | 48.5625 | 8 |  |  |  |  | 49.4375 | [8 empty] | 1 | 150 | 144 | UL1453 | Yes | No | Yes | No | Not Applicable | 238-45688-00 |  |  |  | 238-45684-00 | 10332 | RES ELEC
RE350S6-1NCZZ-506 | RE350S | Bradford White | 671632895878 | Active | The ""-506"" indicates that this SKU comes with an A420 Aluminum Anode Rod. | [9 empty] | No | Not Applicable | Not Applicable | Residential Water Heating | Water Heating.Electric | 6 | 6 |  |  |  | 238-44422-00 |  |  |  | 238-39699-00 | [6 empty] | Electric | Electric Resistance | 240/208 | 1 |  | Indoor |  | Floor Mounted |  | No | Not Applicable | 150 | Not Applicable |  |  |  | 0.75 | No | [7 empty] | 6/4.5 kW |  | 60 | 0.92 | 50 | 45 | 28/21 | On/Off | Not Applicable | [6 empty] | 144 | 25 | 25 | 52.125 | 150 | 515 | 24 | 47.625 |  |  |  |  | 48.5625 | 48.5625 | 48.5625 | 8 |  |  |  |  | 49.4375 | [8 empty] | 1 | 150 | 144 | UL174 | Yes | Yes | Yes | No | Not Applicable | [5 empty] | 10332 | RES ELEC | 200094308
RE350S6-1NETT | RE350S | Bradford White | 671632580514 | Active | [10 empty] | No | Not Applicable | Not Applicable | Residential Water Heating | Water Heating.Electric | 6 | 6 |  |  |  | 238-44422-00 |  |  |  | 238-39699-00 | [6 empty] | Electric | Electric Resistance | 277 | 1 |  | Indoor |  | Floor Mounted |  | No | Not Applicable | 150 | Not Applicable |  |  |  | 0.75 | No | [7 empty] | 4 kW |  | 60 | 0.92 | 50 | 45 | 18 | On/Off | Not Applicable | [6 empty] | 144 | 25 | 25 | 52.125 | 150 | 515 | 24 | 47.625 |  |  |  |  | 48.5625 | 48.5625 | 48.5625 | 8 |  |  |  |  | 49.4375 | [8 empty] | 1 | 150 | 144 | UL1453 | Yes | Yes | Yes | No | Not Applicable | [5 empty] | 10332 | RES ELEC | 200094308
RE350S6-1NEWW | RE350S | Bradford White | 671632816910 | Active | [10 empty] | No | Not Applicable | Not Applicable | Residential Water Heating | Water Heating.Electric | 6 | 6 |  |  |  | 238-44422-00 |  |  |  | 238-39699-00 | [6 empty] | Electric | Electric Resistance | 277 | 1 |  | Indoor |  | Floor Mounted |  | No | Not Applicable | 150 | Not Applicable |  |  |  | 0.75 | No | [7 empty] | 4.5 kW |  | 60 | 0.92 | 50 | 45 | 21 | On/Off | Not Applicable | [6 empty] | 144 | 25 | 25 | 52.125 | 150 | 515 | 24 | 47.625 |  |  |  |  | 48.5625 | 48.5625 | 48.5625 | 8 |  |  |  |  | 49.4375 | [8 empty] | 1 | 150 | 144 | UL174 | Yes | Yes | Yes | No | Not Applicable | [5 empty] | 10332 | RES ELEC | 200094308
RE350S6-1NEWW-264 | RE350S | Bradford White | 671632559909 | Active | The ""-264"" indicates that this SKU comes with an Aluminum Anode Rod. | [9 empty] | No | Not Applicable | Not Applicable | Residential Water Heating | Water Heating.Electric | 6 | 6 |  |  |  | 238-44422-00 |  |  |  | 238-39699-00 | [6 empty] | Electric | Electric Resistance | 277 | 1 |  | Indoor |  | Floor Mounted |  | No | Not Applicable | 150 | Not Applicable |  |  |  | 0.75 | No | [7 empty] | 4.5 kW |  | 60 | 0.92 | 50 | 45 | 21 | On/Off | Not Applicable | [6 empty] | 144 | 25 | 25 | 52.125 | 150 | 515 | 24 | 47.625 |  |  |  |  | 48.5625 | 48.5625 | 48.5625 | 8 |  |  |  |  | 49.4375 | [8 empty] | 1 | 150 | 144 | UL1453 | Yes | Yes | Yes | No | Not Applicable | [5 empty] | 10332 | RES ELEC | 200094308
RE350S6-1NEXX | RE350S | Bradford White | 671632140343 | Active | [10 empty] | No | Not Applicable | Not Applicable | Residential Water Heating | Water Heating.Electric | 6 | 6 |  |  |  | 238-44422-00 |  |  |  | 238-39699-00 | [6 empty] | Electric | Electric Resistance | 277 | 1 |  | Indoor |  | Floor Mounted |  | No | Not Applicable | 150 | Not Applicable |  |  |  | 0.75 | No | [7 empty] | 5 kW |  | 60 | 0.92 | 50 | 45 | 23 | On/Off | Not Applicable | [6 empty] | 144 | 25 | 25 | 52.125 | 150 | 515 | 24 | 47.625 |  |  |  |  | 48.5625 | 48.5625 | 48.5625 | 8 |  |  |  |  | 49.4375 | [8 empty] | 1 | 150 | 144 | UL174 | Yes | Yes | Yes | No | Not Applicable | [5 empty] | 10332 | RES ELEC | 200094308
RE350S6-1NEYY | RE350S | Bradford White | 671632140930 | Active | [10 empty] | No | Not Applicable | Not Applicable | Residential Water Heating | Water Heating.Electric | 6 | 6 |  |  |  | 238-44422-00 |  |  |  | 238-39699-00 | [6 empty] | Electric | Electric Resistance | 277 | 1 |  | Indoor |  | Floor Mounted |  | No | Not Applicable | 150 | Not Applicable |  |  |  | 0.75 | No | [7 empty] | 5.5 kW |  | 60 | 0.92 | 50 | 45 | 25 | On/Off | Not Applicable | [6 empty] | 144 | 25 | 25 | 52.125 | 150 | 515 | 24 | 47.625 |  |  |  |  | 48.5625 | 48.5625 | 48.5625 | 8 |  |  |  |  | 49.4375 | [8 empty] | 1 | 150 | 144 | UL174 | Yes | Yes | Yes | No | Not Applicable | [5 empty] | 10332 | RES ELEC | 200094308
RE350S6-1NEZZ | RE350S | Bradford White | 671632888320 | Active | [10 empty] | No | Not Applicable | Not Applicable | Residential Water Heating | Water Heating.Electric | 6 | 6 |  |  |  | 238-44422-00 |  |  |  | 238-39699-00 | [6 empty] | Electric | Electric Resistance | 277 | 1 |  | Indoor |  | Floor Mounted |  | No | Not Applicable | 150 | Not Applicable |  |  |  | 0.75 | No | [7 empty] | 6 kW |  | 60 | 0.92 | 50 | 45 | 28 | On/Off | Not Applicable | [6 empty] | 144 | 25 | 25 | 52.125 | 150 | 515 | 24 | 47.625 |  |  |  |  | 48.5625 | 48.5625 | 48.5625 | 8 |  |  |  |  | 49.4375 | [8 empty] | 1 | 150 | 144 | UL174 | Yes | Yes | Yes | No | Not Applicable | [5 empty] | 10332 | RES ELEC | 200094308
RE350S6-1NHTT | RE350S | Bradford White | 671632815340 | Active | [10 empty] | No | Not Applicable | Not Applicable | Residential Water Heating | Water Heating.Electric | 6 | 6 |  |  |  | 238-44422-00 |  |  |  | 238-39699-00 | [6 empty] | Electric | Electric Resistance | 480 | 1 |  | Indoor |  | Floor Mounted |  | No | Not Applicable | 150 | Not Applicable |  |  |  | 0.75 | No | [7 empty] | 4 kW |  | 60 | 0.92 | 50 | 45 | 18 | On/Off | Not Applicable | [6 empty] | 144 | 25 | 25 | 52.125 | 150 | 515 | 24 | 47.625 |  |  |  |  | 48.5625 | 48.5625 | 48.5625 | 8 |  |  |  |  | 49.4375 | [8 empty] | 1 | 150 | 144 | UL174 | Yes | Yes | Yes | No | Not Applicable | [5 empty] | 10332 | RES ELEC | 200094308
RE350S6-1NHWW | RE350S | Bradford White | 671632823888 | Active | [10 empty] | No | Not Applicable | Not Applicable | Residential Water Heating | Water Heating.Electric | 6 | 6 |  |  |  | 238-44422-00 |  |  |  | 238-39699-00 | [6 empty] | Electric | Electric Resistance | 480 | 1 |  | Indoor |  | Floor Mounted |  | No | Not Applicable | 150 | Not Applicable |  |  |  | 0.75 | No | [7 empty] | 4.5 kW |  | 60 | 0.92 | 50 | 45 | 21 | On/Off | Not Applicable | [6 empty] | 144 | 25 | 25 | 52.125 | 150 | 515 | 24 | 47.625 |  |  |  |  | 48.5625 | 48.5625 | 48.5625 | 8 |  |  |  |  | 49.4375 | [8 empty] | 1 | 150 | 144 | UL174 | Yes | Yes | Yes | No | Not Applicable | [5 empty] | 10332 | RES ELEC | 200094308
RE350S6-1NHXX | RE350S | Bradford White | 671632674336 | Active | [10 empty] | No | Not Applicable | Not Applicable | Residential Water Heating | Water Heating.Electric | 6 | 6 |  |  |  | 238-44422-00 |  |  |  | 238-39699-00 | [6 empty] | Electric | Electric Resistance | 480 | 1 |  | Indoor |  | Floor Mounted |  | No | Not Applicable | 150 | Not Applicable |  |  |  | 0.75 | No | [7 empty] | 5 kW |  | 60 | 0.92 | 50 | 45 | 23 | On/Off | Not Applicable | [6 empty] | 144 | 25 | 25 | 52.125 | 150 | 515 | 24 | 47.625 |  |  |  |  | 48.5625 | 48.5625 | 48.5625 | 8 |  |  |  |  | 49.4375 | [8 empty] | 1 | 150 | 144 | UL1453 | Yes | Yes | Yes | No | Not Applicable | [5 empty] | 10332 | RES ELEC | 200094308
RE350S6-1NHZZ | RE350S | Bradford White | 671632873852 | Active | [10 empty] | No | Not Applicable | Not Applicable | Residential Water Heating | Water Heating.Electric | 6 | 6 |  |  |  | 238-44422-00 |  |  |  | 238-39699-00 | [6 empty] | Electric | Electric Resistance | 480 | 1 |  | Indoor |  | Floor Mounted |  | No | Not Applicable | 150 | Not Applicable |  |  |  | 0.75 | No | [7 empty] | 6 kW |  | 60 | 0.92 | 50 | 45 | 28 | On/Off | Not Applicable | [6 empty] | 144 | 25 | 25 | 52.125 | 150 | 515 | 24 | 47.625 |  |  |  |  | 48.5625 | 48.5625 | 48.5625 | 8 |  |  |  |  | 49.4375 | [8 empty] | 1 | 150 | 144 | UL1453 | Yes | Yes | Yes | No | Not Applicable | [5 empty] | 10332 | RES ELEC | 200094308
RE350S6-1NLXX | RE350S | Bradford White | 671632843640 | Active | [10 empty] | No | Not Applicable | Not Applicable | Residential Water Heating | Water Heating.Electric | 6 | 6 |  |  |  | 238-44422-00 |  |  |  | 238-39699-00 | [6 empty] | Electric | Electric Resistance | 208 | 1 |  | Indoor |  | Floor Mounted |  | No | Not Applicable | 150 | Not Applicable |  |  |  | 0.75 | No | [7 empty] | 5 kW |  | 60 | 0.92 | 50 | 45 | 23 | On/Off | Not Applicable | [6 empty] | 144 | 25 | 25 | 52.125 | 150 | 515 | 24 | 47.625 |  |  |  |  | 48.5625 | 48.5625 | 48.5625 | 8 |  |  |  |  | 49.4375 | [8 empty] | 1 | 150 | 144 | UL174 | Yes | Yes | Yes | No | Not Applicable | [5 empty] | 10332 | RES ELEC | 200094308
RE350S6-1NLXX-264 | RE350S | Bradford White | 671632999569 | Active | The ""-264"" indicates that this SKU comes with an Aluminum Anode Rod. | [9 empty] | No | Not Applicable | Not Applicable | Residential Water Heating | Water Heating.Electric | 6 | 6 |  |  |  | 238-44422-00 |  |  |  | 238-39699-00 | [6 empty] | Electric | Electric Resistance | 208 | 1 |  | Indoor |  | Floor Mounted |  | No | Not Applicable | 150 | Not Applicable |  |  |  | 0.75 | No | [7 empty] | 5 kW |  | 60 | 0.92 | 50 | 45 | 23 | On/Off | Not Applicable | [6 empty] | 144 | 25 | 25 | 52.125 | 150 | 515 | 24 | 47.625 |  |  |  |  | 48.5625 | 48.5625 | 48.5625 | 8 |  |  |  |  | 49.4375 | [8 empty] | 1 | 150 | 144 | UL174 | Yes | Yes | Yes | No | Not Applicable | [5 empty] | 10332 | RES ELEC | 200094308
RE350S6-1NLYY | RE350S | Bradford White | 671632894475 | Active | [10 empty] | No | Not Applicable | Not Applicable | Residential Water Heating | Water Heating.Electric | 6 | 6 |  |  |  | 238-44422-00 |  |  |  | 238-39699-00 | [6 empty] | Electric | Electric Resistance | 208 | 1 |  | Indoor |  | Floor Mounted |  | No | Not Applicable | 150 | Not Applicable |  |  |  | 0.75 | No | [7 empty] | 5.5 kW |  | 60 | 0.92 | 50 | 45 | 25 | On/Off | Not Applicable | [6 empty] | 144 | 25 | 25 | 52.125 | 150 | 515 | 24 | 47.625 |  |  |  |  | 48.5625 | 48.5625 | 48.5625 | 8 |  |  |  |  | 49.4375 | [8 empty] | 1 | 150 | 144 | UL174 | Yes | Yes | Yes | No | Not Applicable | [5 empty] | 10332 | RES ELEC | 200094308
RE350S6-1NLYY-458 | RE350S | Bradford White | 671632622764 | Active | The ""-458"" indicates that this SKU was designed and certified for Installation in Canada. | [9 empty] | No | Not Applicable | Not Applicable | Residential Water Heating | Water Heating.Electric | 6 | 6 |  |  |  | 238-44422-00 |  |  |  | 238-39699-00 | [6 empty] | Electric | Electric Resistance | 208 | 1 |  | Indoor |  | Floor Mounted |  | No | Not Applicable | 150 | Not Applicable |  |  |  | 0.75 | No | [7 empty] | 5.5 kW |  |  |  | 47 |  | 25 | On/Off | Not Applicable | [6 empty] | 144 | 25 | 25 | 52.125 | 150 | 532 | 24 | 47.625 |  |  |  |  | 48.5625 | 48.5625 | 48.5625 | 8 |  |  |  |  | 49.4375 | [8 empty] | 1 | 150 | 144 | UL1453 | Yes | No | Yes | No | Not Applicable | 238-45688-00 |  |  |  | 238-45684-00 | 10332 | RES ELEC
RE350S6-1NLZZ | RE350S | Bradford White | 671632873357 | Active | [10 empty] | No | Not Applicable | Not Applicable | Residential Water Heating | Water Heating.Electric | 6 | 6 |  |  |  | 238-44422-00 |  |  |  | 238-39699-00 | [6 empty] | Electric | Electric Resistance | 208 | 1 |  | Indoor |  | Floor Mounted |  | No | Not Applicable | 150 | Not Applicable |  |  |  | 0.75 | No | [7 empty] | 6 kW |  | 60 | 0.92 | 50 | 45 | 28 | On/Off | Not Applicable | [6 empty] | 144 | 25 | 25 | 52.125 | 150 | 515 | 24 | 47.625 |  |  |  |  | 48.5625 | 48.5625 | 48.5625 | 8 |  |  |  |  | 49.4375 | [8 empty] | 1 | 150 | 144 | UL174 | Yes | Yes | Yes | No | Not Applicable | [5 empty] | 10332 | RES ELEC | 200094308
RE350S6-1NLZZ-458 | RE350S | Bradford White | 671632864690 | Active | The ""-458"" indicates that this SKU was designed and certified for Installation in Canada. | [9 empty] | No | Not Applicable | Not Applicable | Residential Water Heating | Water Heating.Electric | 6 | 6 |  |  |  | 238-44422-00 |  |  |  | 238-39699-00 | [6 empty] | Electric | Electric Resistance | 208 | 1 |  | Indoor |  | Floor Mounted |  | No | Not Applicable | 150 | Not Applicable |  |  |  | 0.75 | No | [7 empty] | 6 kW |  |  |  | 47 |  | 28 | On/Off | Not Applicable | [6 empty] | 144 | 25 | 25 | 52.125 | 150 | 532 | 24 | 47.625 |  |  |  |  | 48.5625 | 48.5625 | 48.5625 | 8 |  |  |  |  | 49.4375 | [8 empty] | 1 | 150 | 144 | UL1453 | Yes | No | Yes | No | Not Applicable | 238-45688-00 |  |  |  | 238-45684-00 | 10332 | RES ELEC
RE350S6-1SCTT | RE350S | Bradford White | 671632855285 | Active | [10 empty] | No | Not Applicable | Not Applicable | Residential Water Heating | Water Heating.Electric | 6 | 6 |  |  |  | 238-44422-00 |  |  |  | 238-39699-00 | [6 empty] | Electric | Electric Resistance | 240/208 | 1 |  | Indoor |  | Floor Mounted |  | No | Not Applicable | 150 | Not Applicable |  |  |  | 0.75 | No | [7 empty] | 8/6 kW |  | 60 | 0.92 | 50 | 45 | 37/28 | On/Off | Not Applicable | [6 empty] | 144 | 25 | 25 | 52.125 | 150 | 515 | 24 | 47.625 |  |  |  |  | 48.5625 | 48.5625 | 48.5625 | 8 |  |  |  |  | 49.4375 | [8 empty] | 1 | 150 | 144 | UL174 | Yes | Yes | Yes | No | Not Applicable | [5 empty] | 10332 | RES ELEC | 200094308
RE350S6-1SCTT-458 | RE350S | Bradford White | 671632141067 | Active | The ""-458"" indicates that this SKU was designed and certified for Installation in Canada. | [9 empty] | No | Not Applicable | Not Applicable | Residential Water Heating | Water Heating.Electric | 6 | 6 |  |  |  | 238-44422-00 |  |  |  | 238-39699-00 | [6 empty] | Electric | Electric Resistance | 240/208 | 1 |  | Indoor |  | Floor Mounted |  | No | Not Applicable | 150 | Not Applicable |  |  |  | 0.75 | No | [7 empty] | 8/6 kW |  |  |  | 47 |  | 37/28 | On/Off | Not Applicable | [6 empty] | 144 | 25 | 25 | 52.125 | 150 | 532 | 24 | 47.625 |  |  |  |  | 48.5625 | 48.5625 | 48.5625 | 8 |  |  |  |  | 49.4375 | [8 empty] | 1 | 150 | 144 | UL1453 | Yes | No | Yes | No | Not Applicable | 238-45688-00 |  |  |  | 238-45684-00 | 10332 | RES ELEC
RE350S6-1SCWW | RE350S | Bradford White | 671632816583 | Active | [10 empty] | No | Not Applicable | Not Applicable | Residential Water Heating | Water Heating.Electric | 6 | 6 |  |  |  | 238-44422-00 |  |  |  | 238-39699-00 | [6 empty] | Electric | Electric Resistance | 240/208 | 1 |  | Indoor |  | Floor Mounted |  | No | Not Applicable | 150 | Not Applicable |  |  |  | 0.75 | No | [7 empty] | 9/7 kW |  | 60 | 0.92 | 50 | 45 | 41/32 | On/Off | Not Applicable | [6 empty] | 144 | 25 | 25 | 52.125 | 150 | 515 | 24 | 47.625 |  |  |  |  | 48.5625 | 48.5625 | 48.5625 | 8 |  |  |  |  | 49.4375 | [8 empty] | 1 | 150 | 144 | UL174 | Yes | Yes | Yes | No | Not Applicable | [5 empty] | 10332 | RES ELEC | 200094308
RE350S6-1SCWW-315 | RE350S | Bradford White | 671632828449 | Active | The ""-315"" indicates that this SKU comes with a Low Watt Density Heating Element, lower location only. | [9 empty] | No | Not Applicable | Not Applicable | Residential Water Heating | Water Heating.Electric | 6 | 6 |  |  |  | 238-44422-00 |  |  |  | 238-39699-00 | [6 empty] | Electric | Electric Resistance | 240/208 | 1 |  | Indoor |  | Floor Mounted |  | No | Not Applicable | 150 | Not Applicable |  |  |  | 0.75 | No | [7 empty] | 9/7 kW |  | 60 | 0.92 | 50 | 45 | 41/32 | On/Off | Not Applicable | [6 empty] | 144 | 25 | 25 | 52.125 | 150 | 515 | 24 | 47.625 |  |  |  |  | 48.5625 | 48.5625 | 48.5625 | 8 |  |  |  |  | 49.4375 | [8 empty] | 1 | 150 | 144 | UL174 | Yes | Yes | Yes | No | Not Applicable | [5 empty] | 10332 | RES ELEC | 200094308
RE350S6-1SCXX | RE350S | Bradford White | 671632131037 | Active | [10 empty] | No | Not Applicable | Not Applicable | Residential Water Heating | Water Heating.Electric | 6 | 6 |  |  |  | 238-44422-00 |  |  |  | 238-39699-00 | [6 empty] | Electric | Electric Resistance | 240 | 1 |  | Indoor |  | Floor Mounted |  | No | Not Applicable | 150 | Not Applicable |  |  |  | 0.75 | No | [7 empty] | 10 kW |  | 60 | 0.92 | 50 | 45 | 46 | On/Off | Not Applicable | [6 empty] | 144 | 25 | 25 | 52.125 | 150 | 515 | 24 | 47.625 |  |  |  |  | 48.5625 | 48.5625 | 48.5625 | 8 |  |  |  |  | 49.4375 | [8 empty] | 1 | 150 | 144 | UL174 | Yes | Yes | Yes | No | Not Applicable | [5 empty] | 10332 | RES ELEC | 200094308
RE350S6-1SCYY | RE350S | Bradford White | 671632820788 | Active | [10 empty] | No | Not Applicable | Not Applicable | Residential Water Heating | Water Heating.Electric | 6 | 6 |  |  |  | 238-44422-00 |  |  |  | 238-39699-00 | [6 empty] | Electric | Electric Resistance | 240/208 | 1 |  | Indoor |  | Floor Mounted |  | No | Not Applicable | 150 | Not Applicable |  |  |  | 0.75 | No | [7 empty] | 11/8 kW |  | 60 | 0.92 | 50 | 45 | 51/37 | On/Off | Not Applicable | [6 empty] | 144 | 25 | 25 | 52.125 | 150 | 515 | 24 | 47.625 |  |  |  |  | 48.5625 | 48.5625 | 48.5625 | 8 |  |  |  |  | 49.4375 | [8 empty] | 1 | 150 | 144 | UL174 | Yes | Yes | Yes | No | Not Applicable | [5 empty] | 10332 | RES ELEC | 200094308
RE350S6-1SHWW | RE350S | Bradford White | 671632878222 | Active | [10 empty] | No | Not Applicable | Not Applicable | Residential Water Heating | Water Heating.Electric | 6 | 6 |  |  |  | 238-44422-00 |  |  |  | 238-39699-00 | [6 empty] | Electric | Electric Resistance | 480 | 1 |  | Indoor |  | Floor Mounted |  | No | Not Applicable | 150 | Not Applicable |  |  |  | 0.75 | No | [7 empty] | 9 kW |  | 60 | 0.92 | 50 | 45 | 41 | On/Off | Not Applicable | [6 empty] | 144 | 25 | 25 | 52.125 | 150 | 515 | 24 | 47.625 |  |  |  |  | 48.5625 | 48.5625 | 48.5625 | 8 |  |  |  |  | 49.4375 | [8 empty] | 1 | 150 | 144 | UL174 | Yes | Yes | Yes | No | Not Applicable | [5 empty] | 10332 | RES ELEC | 200094308
RE350S6-1SLWW | RE350S | Bradford White | 671632808151 | Active | [10 empty] | No | Not Applicable | Not Applicable | Residential Water Heating | Water Heating.Electric | 6 | 6 |  |  |  | 238-44422-00 |  |  |  | 238-39699-00 | [6 empty] | Electric | Electric Resistance | 208 | 1 |  | Indoor |  | Floor Mounted |  | No | Not Applicable | 150 | Not Applicable |  |  |  | 0.75 | No | [7 empty] | 9 kW |  | 60 | 0.92 | 50 | 45 | 41 | On/Off | Not Applicable | [6 empty] | 144 | 25 | 25 | 52.125 | 150 | 515 | 24 | 47.625 |  |  |  |  | 48.5625 | 48.5625 | 48.5625 | 8 |  |  |  |  | 49.4375 | [8 empty] | 1 | 150 | 144 | UL174 | Yes | Yes | Yes | No | Not Applicable | [5 empty] | 10332 | RES ELEC | 200094308
RE350S6-1SLXX | RE350S | Bradford White | 671632808168 | Active | [10 empty] | No | Not Applicable | Not Applicable | Residential Water Heating | Water Heating.Electric | 6 | 6 |  |  |  | 238-44422-00 |  |  |  | 238-39699-00 | [6 empty] | Electric | Electric Resistance | 208 | 1 |  | Indoor |  | Floor Mounted |  | No | Not Applicable | 150 | Not Applicable |  |  |  | 0.75 | No | [7 empty] | 10 kW |  | 60 | 0.92 | 50 | 45 | 46 | On/Off | Not Applicable | [6 empty] | 144 | 25 | 25 | 52.125 | 150 | 515 | 24 | 47.625 |  |  |  |  | 48.5625 | 48.5625 | 48.5625 | 8 |  |  |  |  | 49.4375 | [8 empty] | 1 | 150 | 144 | UL174 | Yes | Yes | Yes | No | Not Applicable | [5 empty] | 10332 | RES ELEC | 200094308
RE350S6-1SLXX-264 | RE350S | Bradford White | 671632325689 | Active | The ""-264"" indicates that this SKU comes with an Aluminum Anode Rod. | [9 empty] | No | Not Applicable | Not Applicable | Residential Water Heating | Water Heating.Electric | 6 | 6 |  |  |  | 238-44422-00 |  |  |  | 238-39699-00 | [6 empty] | Electric | Electric Resistance | 208 | 1 |  | Indoor |  | Floor Mounted |  | No | Not Applicable | 150 | Not Applicable |  |  |  | 0.75 | No | [7 empty] | 10 kW |  | 60 | 0.92 | 50 | 45 | 46 | On/Off | Not Applicable | [6 empty] | 144 | 25 | 25 | 52.125 | 150 | 515 | 24 | 47.625 |  |  |  |  | 48.5625 | 48.5625 | 48.5625 | 8 |  |  |  |  | 49.4375 | [8 empty] | 1 | 150 | 144 | UL174 | Yes | Yes | Yes | No | Not Applicable | [5 empty] | 10332 | RES ELEC | 200094308
RE350S6-3NCTT | RE350S | Bradford White | 671632855223 | Active | [10 empty] | No | Not Applicable | Not Applicable | Residential Water Heating | Water Heating.Electric | 6 | 6 |  |  |  | 238-44422-00 |  |  |  | 238-39699-00 | [6 empty] | Electric | Electric Resistance | 240/208 | 3 |  | Indoor |  | Floor Mounted |  | No | Not Applicable | 150 | Not Applicable |  |  |  | 0.75 | No | [7 empty] | 4/3 kW |  | 60 | 0.92 | 50 | 45 | 18/14 | On/Off | Not Applicable | [6 empty] | 144 | 25 | 25 | 52.125 | 150 | 515 | 24 | 47.625 |  |  |  |  | 48.5625 | 48.5625 | 48.5625 | 8 |  |  |  |  | 49.4375 | [8 empty] | 1 | 150 | 144 | UL174 | Yes | Yes | Yes | No | Not Applicable | [5 empty] | 10332 | RES ELEC | 200094308
RE350S6-3NCWW | RE350S | Bradford White | 671632847662 | Active | [10 empty] | No | Not Applicable | Not Applicable | Residential Water Heating | Water Heating.Electric | 6 | 6 |  |  |  | 238-44422-00 |  |  |  | 238-39699-00 | [6 empty] | Electric | Electric Resistance | 240/208 | 3 |  | Indoor |  | Floor Mounted |  | No | Not Applicable | 150 | Not Applicable |  |  |  | 0.75 | No | [7 empty] | 4.5/3.5 kW |  | 60 | 0.92 | 50 | 45 | 21/16 | On/Off | Not Applicable | [6 empty] | 144 | 25 | 25 | 52.125 | 150 | 515 | 24 | 47.625 |  |  |  |  | 48.5625 | 48.5625 | 48.5625 | 8 |  |  |  |  | 49.4375 | [8 empty] | 1 | 150 | 144 | UL174 | Yes | Yes | Yes | No | Not Applicable | [5 empty] | 10332 | RES ELEC | 200094308
RE350S6-3NCWW-458 | RE350S | Bradford White | 671632640782 | Active | The ""-458"" indicates that this SKU was designed and certified for Installation in Canada. | [9 empty] | No | Not Applicable | Not Applicable | Residential Water Heating | Water Heating.Electric | 6 | 6 |  |  |  | 238-44422-00 |  |  |  | 238-39699-00 | [6 empty] | Electric | Electric Resistance | 240/208 | 3 |  | Indoor |  | Floor Mounted |  | No | Not Applicable | 150 | Not Applicable |  |  |  | 0.75 | No | [7 empty] | 4.5/3.5 kW |  |  |  | 47 |  | 21/16 | On/Off | Not Applicable | [6 empty] | 144 | 25 | 25 | 52.125 | 150 | 532 | 24 | 47.625 |  |  |  |  | 48.5625 | 48.5625 | 48.5625 | 8 |  |  |  |  | 49.4375 | [8 empty] | 1 | 150 | 144 | UL1453 | Yes | No | Yes | No | Not Applicable | 238-45688-00 |  |  |  | 238-45684-00 | 10332 | RES ELEC
RE350S6-3NCYY | RE350S | Bradford White | 671632856411 | Active | [10 empty] | No | Not Applicable | Not Applicable | Residential Water Heating | Water Heating.Electric | 6 | 6 |  |  |  | 238-44422-00 |  |  |  | 238-39699-00 | [6 empty] | Electric | Electric Resistance | 240/208 | 3 |  | Indoor |  | Floor Mounted |  | No | Not Applicable | 150 | Not Applicable |  |  |  | 0.75 | No | [7 empty] | 5.5/4 kW |  | 60 | 0.92 | 50 | 45 | 25/18 | On/Off | Not Applicable | [6 empty] | 144 | 25 | 25 | 52.125 | 150 | 515 | 24 | 47.625 |  |  |  |  | 48.5625 | 48.5625 | 48.5625 | 8 |  |  |  |  | 49.4375 | [8 empty] | 1 | 150 | 144 | UL174 | Yes | Yes | Yes | No | Not Applicable | [5 empty] | 10332 | RES ELEC | 200094308
RE350S6-3NCZZ | RE350S | Bradford White | 671632828920 | Active | [10 empty] | No | Not Applicable | Not Applicable | Residential Water Heating | Water Heating.Electric | 6 | 6 |  |  |  | 238-44422-00 |  |  |  | 238-39699-00 | [6 empty] | Electric | Electric Resistance | 240/208 | 3 |  | Indoor |  | Floor Mounted |  | No | Not Applicable | 150 | Not Applicable |  |  |  | 0.75 | No | [7 empty] | 6/4.5 kW |  | 60 | 0.92 | 50 | 45 | 28/21 | On/Off | Not Applicable | [6 empty] | 144 | 25 | 25 | 52.125 | 150 | 515 | 24 | 47.625 |  |  |  |  | 48.5625 | 48.5625 | 48.5625 | 8 |  |  |  |  | 49.4375 | [8 empty] | 1 | 150 | 144 | UL174 | Yes | Yes | Yes | No | Not Applicable | [5 empty] | 10332 | RES ELEC | 200094308
RE350S6-3NHTT | RE350S | Bradford White | 671632816170 | Active | [10 empty] | No | Not Applicable | Not Applicable | Residential Water Heating | Water Heating.Electric | 6 | 6 |  |  |  | 238-44422-00 |  |  |  | 238-39699-00 | [6 empty] | Electric | Electric Resistance | 480 | 3 |  | Indoor |  | Floor Mounted |  | No | Not Applicable | 150 | Not Applicable |  |  |  | 0.75 | No | [7 empty] | 4 kW |  | 60 | 0.92 | 50 | 45 | 18 | On/Off | Not Applicable | [6 empty] | 144 | 25 | 25 | 52.125 | 150 | 515 | 24 | 47.625 |  |  |  |  | 48.5625 | 48.5625 | 48.5625 | 8 |  |  |  |  | 49.4375 | [8 empty] | 1 | 150 | 144 | UL174 | Yes | Yes | Yes | No | Not Applicable | [5 empty] | 10332 | RES ELEC | 200094308
RE350S6-3NHWW | RE350S | Bradford White | 671632818914 | Active | [10 empty] | No | Not Applicable | Not Applicable | Residential Water Heating | Water Heating.Electric | 6 | 6 |  |  |  | 238-44422-00 |  |  |  | 238-39699-00 | [6 empty] | Electric | Electric Resistance | 480 | 3 |  | Indoor |  | Floor Mounted |  | No | Not Applicable | 150 | Not Applicable |  |  |  | 0.75 | No | [7 empty] | 4.5 kW |  | 60 | 0.92 | 50 | 45 | 21 | On/Off | Not Applicable | [6 empty] | 144 | 25 | 25 | 52.125 | 150 | 515 | 24 | 47.625 |  |  |  |  | 48.5625 | 48.5625 | 48.5625 | 8 |  |  |  |  | 49.4375 | [8 empty] | 1 | 150 | 144 | UL174 | Yes | Yes | Yes | No | Not Applicable | [5 empty] | 10332 | RES ELEC | 200094308
RE350S6-3NHWW-264 | RE350S | Bradford White | 671632912827 | Active | The ""-264"" indicates that this SKU comes with an Aluminum Anode Rod. | [9 empty] | No | Not Applicable | Not Applicable | Residential Water Heating | Water Heating.Electric | 6 | 6 |  |  |  | 238-44422-00 |  |  |  | 238-39699-00 | [6 empty] | Electric | Electric Resistance | 480 | 3 |  | Indoor |  | Floor Mounted |  | No | Not Applicable | 150 | Not Applicable |  |  |  | 0.75 | No | [7 empty] | 4.5 kW |  | 60 | 0.92 | 50 | 45 | 21 | On/Off | Not Applicable | [6 empty] | 144 | 25 | 25 | 52.125 | 150 | 515 | 24 | 47.625 |  |  |  |  | 48.5625 | 48.5625 | 48.5625 | 8 |  |  |  |  | 49.4375 | [8 empty] | 1 | 150 | 144 | UL174 | Yes | Yes | Yes | No | Not Applicable | [5 empty] | 10332 | RES ELEC | 200094308
RE350S6-3NHWW-506 | RE350S | Bradford White | 671632878079 | Active | The ""-506"" indicates that this SKU comes with an A420 Aluminum Anode Rod. | [9 empty] | No | Not Applicable | Not Applicable | Residential Water Heating | Water Heating.Electric | 6 | 6 |  |  |  | 238-44422-00 |  |  |  | 238-39699-00 | [6 empty] | Electric | Electric Resistance | 480 | 3 |  | Indoor |  | Floor Mounted |  | No | Not Applicable | 150 | Not Applicable |  |  |  | 0.75 | No | [7 empty] | 4.5 kW |  | 60 | 0.92 | 50 | 45 | 21 | On/Off | Not Applicable | [6 empty] | 144 | 25 | 25 | 52.125 | 150 | 515 | 24 | 47.625 |  |  |  |  | 48.5625 | 48.5625 | 48.5625 | 8 |  |  |  |  | 49.4375 | [8 empty] | 1 | 150 | 144 | UL174 | Yes | Yes | Yes | No | Not Applicable | [5 empty] | 10332 | RES ELEC | 200094308
RE350S6-3NHZZ | RE350S | Bradford White | 671632820733 | Active | [10 empty] | No | Not Applicable | Not Applicable | Residential Water Heating | Water Heating.Electric | 6 | 6 |  |  |  | 238-44422-00 |  |  |  | 238-39699-00 | [6 empty] | Electric | Electric Resistance | 480 | 3 |  | Indoor |  | Floor Mounted |  | No | Not Applicable | 150 | Not Applicable |  |  |  | 0.75 | No | [7 empty] | 6 kW |  | 60 | 0.92 | 50 | 45 | 28 | On/Off | Not Applicable | [6 empty] | 144 | 25 | 25 | 52.125 | 150 | 515 | 24 | 47.625 |  |  |  |  | 48.5625 | 48.5625 | 48.5625 | 8 |  |  |  |  | 49.4375 | [8 empty] | 1 | 150 | 144 | UL174 | Yes | Yes | Yes | No | Not Applicable | [5 empty] | 10332 | RES ELEC | 200094308
RE350S6-3NLZZ | RE350S | Bradford White | 671632143412 | Active | [10 empty] | No | Not Applicable | Not Applicable | Residential Water Heating | Water Heating.Electric | 6 | 6 |  |  |  | 238-44422-00 |  |  |  | 238-39699-00 | [6 empty] | Electric | Electric Resistance | 208 | 3 |  | Indoor |  | Floor Mounted |  | No | Not Applicable | 150 | Not Applicable |  |  |  | 0.75 | No | [7 empty] | 6 kW |  | 60 | 0.92 | 50 | 45 | 28 | On/Off | Not Applicable | [6 empty] | 144 | 25 | 25 | 52.125 | 150 | 515 | 24 | 47.625 |  |  |  |  | 48.5625 | 48.5625 | 48.5625 | 8 |  |  |  |  | 49.4375 | [8 empty] | 1 | 150 | 144 | UL174 | Yes | Yes | Yes | No | Not Applicable | [5 empty] | 10332 | RES ELEC | 200094308
RE350S6-3SCRR | RE350S | Bradford White | 671632552542 | Active | [10 empty] | No | Not Applicable | Not Applicable | Residential Water Heating | Water Heating.Electric | 6 | 6 |  |  |  | 238-44422-00 |  |  |  | 238-39699-00 | [6 empty] | Electric | Electric Resistance | 240/208 | 3 |  | Indoor |  | Floor Mounted |  | No | Not Applicable | 150 | Not Applicable |  |  |  | 0.75 | No | [7 empty] | 7/5 kW |  | 60 | 0.92 | 50 | 45 | 32/23 | On/Off | Not Applicable | [6 empty] | 144 | 25 | 25 | 52.125 | 150 | 515 | 24 | 47.625 |  |  |  |  | 48.5625 | 48.5625 | 48.5625 | 8 |  |  |  |  | 49.4375 | [8 empty] | 1 | 150 | 144 | UL174 | Yes | Yes | Yes | No | Not Applicable | [5 empty] | 10332 | RES ELEC | 200094308
RE350S6-3SCTT | RE350S | Bradford White | 671632868704 | Active | [10 empty] | No | Not Applicable | Not Applicable | Residential Water Heating | Water Heating.Electric | 6 | 6 |  |  |  | 238-44422-00 |  |  |  | 238-39699-00 | [6 empty] | Electric | Electric Resistance | 240/208 | 3 |  | Indoor |  | Floor Mounted |  | No | Not Applicable | 150 | Not Applicable |  |  |  | 0.75 | No | [7 empty] | 8/6 kW |  | 60 | 0.92 | 50 | 45 | 37/28 | On/Off | Not Applicable | [6 empty] | 144 | 25 | 25 | 52.125 | 150 | 515 | 24 | 47.625 |  |  |  |  | 48.5625 | 48.5625 | 48.5625 | 8 |  |  |  |  | 49.4375 | [8 empty] | 1 | 150 | 144 | UL174 | Yes | Yes | Yes | No | Not Applicable | [5 empty] | 10332 | RES ELEC | 200094308
RE350S6-3SCTT-284 | RE350S | Bradford White | 671632644629 | Active | The ""-284"" indicates that this SKU comes with an Incoloy Element. | [9 empty] | No | Not Applicable | Not Applicable | Residential Water Heating | Water Heating.Electric | 3 | 1 |  |  |  | 238-44422-00 |  |  |  | 238-39699-00 | [6 empty] | Electric | Electric Resistance | 240/208 | 3 |  | Indoor |  | Floor Mounted |  | No | Not Applicable | 150 | Not Applicable |  |  |  | 0.75 | No | [7 empty] | 8/6 kW |  | 60 | 0.92 | 50 | 45 | 37/28 | On/Off | Not Applicable | [6 empty] | 144 | 25 | 25 | 52.125 | 150 | 515 | 24 | 47.625 |  |  |  |  | 48.5625 | 48.5625 | 48.5625 | 8 |  |  |  |  | 49.4375 | [8 empty] | 1 | 150 | 144 | UL1453 | Yes | Yes | Yes | No | Not Applicable | [5 empty] | 10332 | RES ELEC | 200094308
RE350S6-3SCTT-458 | RE350S | Bradford White | 671632140732 | Active | The ""-458"" indicates that this SKU was designed and certified for Installation in Canada. | [9 empty] | No | Not Applicable | Not Applicable | Residential Water Heating | Water Heating.Electric | 6 | 6 |  |  |  | 238-44422-00 |  |  |  | 238-39699-00 | [6 empty] | Electric | Electric Resistance | 240/208 | 3 |  | Indoor |  | Floor Mounted |  | No | Not Applicable | 150 | Not Applicable |  |  |  | 0.75 | No | [7 empty] | 8/6 kW |  |  |  | 47 |  | 37/28 | On/Off | Not Applicable | [6 empty] | 144 | 25 | 25 | 52.125 | 150 | 532 | 24 | 47.625 |  |  |  |  | 48.5625 | 48.5625 | 48.5625 | 8 |  |  |  |  | 49.4375 | [8 empty] | 1 | 150 | 144 | UL1453 | Yes | No | Yes | No | Not Applicable | 238-45688-00 |  |  |  | 238-45684-00 | 10332 | RES ELEC
RE350S6-3SCYY | RE350S | Bradford White | 671632817962 | Active | [10 empty] | No | Not Applicable | Not Applicable | Residential Water Heating | Water Heating.Electric | 6 | 6 |  |  |  | 238-44422-00 |  |  |  | 238-39699-00 | [6 empty] | Electric | Electric Resistance | 240/208 | 3 |  | Indoor |  | Floor Mounted |  | No | Not Applicable | 150 | Not Applicable |  |  |  | 0.75 | No | [7 empty] | 11/8 kW |  | 60 | 0.92 | 50 | 45 | 51/37 | On/Off | Not Applicable | [6 empty] | 144 | 25 | 25 | 52.125 | 150 | 515 | 24 | 47.625 |  |  |  |  | 48.5625 | 48.5625 | 48.5625 | 8 |  |  |  |  | 49.4375 | [8 empty] | 1 | 150 | 144 | UL174 | Yes | Yes | Yes | No | Not Applicable | [5 empty] | 10332 | RES ELEC | 200094308
RE350S6-3SCZZ | RE350S | Bradford White | 671632621477 | Active | [10 empty] | No | Not Applicable | Not Applicable | Residential Water Heating | Water Heating.Electric | 6 | 6 |  |  |  | 238-44422-00 |  |  |  | 238-39699-00 | [6 empty] | Electric | Electric Resistance | 240/208 | 3 |  | Indoor |  | Floor Mounted |  | No | Not Applicable | 150 | Not Applicable |  |  |  | 0.75 | No | [7 empty] | 12/9 kW |  | 60 | 0.92 | 50 | 45 | 55/41 | On/Off | Not Applicable | [6 empty] | 144 | 25 | 25 | 52.125 | 150 | 515 | 24 | 47.625 |  |  |  |  | 48.5625 | 48.5625 | 48.5625 | 8 |  |  |  |  | 49.4375 | [8 empty] | 1 | 150 | 144 | UL1453 | Yes | Yes | Yes | No | Not Applicable | [5 empty] | 10332 | RES ELEC | 200094308
RE350S6-3SHWW | RE350S | Bradford White | 671632130207 | Active | [10 empty] | No | Not Applicable | Not Applicable | Residential Water Heating | Water Heating.Electric | 6 | 6 |  |  |  | 238-44422-00 |  |  |  | 238-39699-00 | [6 empty] | Electric | Electric Resistance | 480 | 3 |  | Indoor |  | Floor Mounted |  | No | Not Applicable | 150 | Not Applicable |  |  |  | 0.75 | No | [7 empty] | 9 kW |  | 60 | 0.92 | 50 | 45 | 41 | On/Off | Not Applicable | [6 empty] | 144 | 25 | 25 | 52.125 | 150 | 515 | 24 | 47.625 |  |  |  |  | 48.5625 | 48.5625 | 48.5625 | 8 |  |  |  |  | 49.4375 | [8 empty] | 1 | 150 | 144 | UL174 | Yes | Yes | Yes | No | Not Applicable | [5 empty] | 10332 | RES ELEC | 200094308
RE350S6-3SHXX | RE350S | Bradford White | 671632887866 | Active | [10 empty] | No | Not Applicable | Not Applicable | Residential Water Heating | Water Heating.Electric | 6 | 6 |  |  |  | 238-44422-00 |  |  |  | 238-39699-00 | [6 empty] | Electric | Electric Resistance | 480 | 3 |  | Indoor |  | Floor Mounted |  | No | Not Applicable | 150 | Not Applicable |  |  |  | 0.75 | No | [7 empty] | 10 kW |  | 60 | 0.92 | 50 | 45 | 46 | On/Off | Not Applicable | [6 empty] | 144 | 25 | 25 | 52.125 | 150 | 515 | 24 | 47.625 |  |  |  |  | 48.5625 | 48.5625 | 48.5625 | 8 |  |  |  |  | 49.4375 | [8 empty] | 1 | 150 | 144 | UL174 | Yes | Yes | Yes | No | Not Applicable | [5 empty] | 10332 | RES ELEC | 200094308
RE350S6-3SHZZ | RE350S | Bradford White | 671632825967 | Active | [10 empty] | No | Not Applicable | Not Applicable | Residential Water Heating | Water Heating.Electric | 6 | 6 |  |  |  | 238-44422-00 |  |  |  | 238-39699-00 | [6 empty] | Electric | Electric Resistance | 480 | 3 |  | Indoor |  | Floor Mounted |  | No | Not Applicable | 150 | Not Applicable |  |  |  | 0.75 | No | [7 empty] | 12 kW |  | 60 | 0.92 | 50 | 45 | 55 | On/Off | Not Applicable | [6 empty] | 144 | 25 | 25 | 52.125 | 150 | 515 | 24 | 47.625 |  |  |  |  | 48.5625 | 48.5625 | 48.5625 | 8 |  |  |  |  | 49.4375 | [8 empty] | 1 | 150 | 144 | UL174 | Yes | Yes | Yes | No | Not Applicable | [5 empty] | 10332 | RES ELEC | 200094308
RE350S6-3SLXX | RE350S | Bradford White | 671632823918 | Active | [10 empty] | No | Not Applicable | Not Applicable | Residential Water Heating | Water Heating.Electric | 6 | 6 |  |  |  | 238-44422-00 |  |  |  | 238-39699-00 | [6 empty] | Electric | Electric Resistance | 208 | 3 |  | Indoor |  | Floor Mounted |  | No | Not Applicable | 150 | Not Applicable |  |  |  | 0.75 | No | [7 empty] | 10 kW |  | 60 | 0.92 | 50 | 45 | 46 | On/Off | Not Applicable | [6 empty] | 144 | 25 | 25 | 52.125 | 150 | 515 | 24 | 47.625 |  |  |  |  | 48.5625 | 48.5625 | 48.5625 | 8 |  |  |  |  | 49.4375 | [8 empty] | 1 | 150 | 144 | UL174 | Yes | Yes | Yes | No | Not Applicable | [5 empty] | 10332 | RES ELEC | 200094308
RE350S6-3SLYY | RE350S | Bradford White | 671632568413 | Active | [10 empty] | No | Not Applicable | Not Applicable | Residential Water Heating | Water Heating.Electric | 6 | 6 |  |  |  | 238-44422-00 |  |  |  | 238-39699-00 | [6 empty] | Electric | Electric Resistance | 208 | 3 |  | Indoor |  | Floor Mounted |  | No | Not Applicable | 150 | Not Applicable |  |  |  | 0.75 | No | [7 empty] | 11 kW |  | 60 | 0.92 | 50 | 45 | 51 | On/Off | Not Applicable | [6 empty] | 144 | 25 | 25 | 52.125 | 150 | 515 | 24 | 47.625 |  |  |  |  | 48.5625 | 48.5625 | 48.5625 | 8 |  |  |  |  | 49.4375 | [8 empty] | 1 | 150 | 144 | UL1453 | Yes | Yes | Yes | No | Not Applicable | [5 empty] | 10332 | RES ELEC | 200094308
RE380T6-1NCWW | RE380T | Bradford White | 671632145928 | Phase Out | [10 empty] | No | Not Applicable |  | Residential Water Heating | Water Heating.Electric | 6 | 6 |  |  |  | 238-44422-00 |  |  |  | 238-39699-00 | [6 empty] | Electric | Electric Resistance | 240/208 | 1 |  | Indoor |  | Floor Mounted |  | No | Not Applicable | 150 | Not Applicable |  |  |  | 0.75 | No | [7 empty] | 4.5/3.5 kW |  | 76 | 0.92 | 79 | 73 | 21/16 | On/Off | Not Applicable | [6 empty] | 202 | 26.375 | 26.875 | 64.8125 | 210 | 804 | 26 | 60.25 |  |  |  |  | 61.5625 | 61.5625 | 61.5625 | 8 |  |  |  |  | 61 | [8 empty] | 1 | 66 | 66 | UL174 | Yes | No | Yes | No | Not Applicable
RG130T6N | RG130T | Bradford White | 671632818990 | Active | [10 empty] | No | Not Applicable | Not Applicable | Residential Water Heating | Water Heating.Gas | 6 | 6 |  |  |  | 238-51557-00 |  |  |  | 238-39699-00 | [6 empty] | Gas | Natural Gas |  |  |  | Indoor |  | Floor Mounted |  | No | Not Applicable | 150 | Category I | 3 |  | 0.5 | 0.75 | No | [7 empty] | 27000 BTU/Hr |  | 46 | 0.54 | 30 | 29 | Not Applicable | On/Off | No, it does not comply with jurisdictions having 10ng/J NOx Regulations | [6 empty] | 106 | 21 | 16.38 | 57.63 | 110 | 345 | 16 | 56.25 | 19.5 | 59.75 |  |  | 29 |  |  | 8 |  |  |  | 13 | 49.75 | [8 empty] | 1 | 145 | 250 | ANSI Z21.10.1-2019/CSA 4.1-2019 | Yes | Yes | Yes | No | Not Applicable | [5 empty] | 10131 | RES GAS ATM | 200094507
RG130T6N-220 | RG130T | Bradford White | 671632867738 | Active | The ""-220"" indicates that this SKU was designed to operate in Altitudes ranging from 0 to 4,500 feet (0-1370 meters), and are certified for Installation in Canada. | [9 empty] | No | Not Applicable | Not Applicable | Residential Water Heating | Water Heating.Gas | 6 | 6 |  |  |  | 238-51557-00 |  |  |  | 238-39699-00 | [6 empty] | Gas | Natural Gas |  |  |  | Indoor |  | Floor Mounted |  | No | Not Applicable | 150 | Category I | 3 |  | 0.5 | 0.75 | No | [7 empty] | 24300 BTU/Hr |  |  |  | 30 |  | Not Applicable | On/Off | No, it does not comply with jurisdictions having 10ng/J NOx Regulations | [6 empty] | 106 | 21 | 16.38 | 57.63 | 110 | 353 | 16 | 56.25 | 19.5 | 59.75 |  |  | 29 |  |  | 8 |  |  |  | 13 | 49.75 | [8 empty] | 1 | 145 | 250 | ANSI Z21.10.1-2019/CSA 4.1-2019 | Yes | No | Yes | No | Not Applicable | 238-51030-00 |  |  |  | 238-45684-00 | 10131 | RES GAS ATM
RG130T6N-264 | RG130T | Bradford White | 671632826537 | Active | The ""-264"" indicates that this SKU comes with an Aluminum Anode Rod. | [9 empty] | No | Not Applicable | Not Applicable | Residential Water Heating | Water Heating.Gas | 6 | 6 |  |  |  | 238-51557-00 |  |  |  | 238-39699-00 | [6 empty] | Gas | Natural Gas |  |  |  | Indoor |  | Floor Mounted |  | No | Not Applicable | 150 | Category I | 3 |  | 0.5 | 0.75 | No | [7 empty] | 27000 BTU/Hr |  | 46 | 0.54 | 30 | 29 | Not Applicable | On/Off | No, it does not comply with jurisdictions having 10ng/J NOx Regulations | [6 empty] | 106 | 21 | 16.38 | 57.63 | 110 | 345 | 16 | 56.25 | 19.5 | 59.75 |  |  | 29 |  |  | 8 |  |  |  | 13 | 49.75 | [8 empty] | 1 | 145 | 250 | ANSI Z21.10.1-2019/CSA 4.1-2019 | Yes | Yes | Yes | No | Not Applicable | [5 empty] | 10131 | RES GAS ATM | 200094507
RG130T6N-264-500 | RG130T | Bradford White | 671632870622 | Active | The ""-264"" indicates that this SKU comes with an Aluminum Anode Rod. | The ""-500"" indicates that this SKU comes with White Rodgers Mechanical Control. | [8 empty] | No | Not Applicable | Not Applicable | Residential Water Heating | Water Heating.Gas | 6 | 6 |  |  |  | 238-51557-00 |  |  |  | 238-39699-00 | [6 empty] | Gas | Natural Gas |  |  |  | Indoor |  | Floor Mounted |  | No | Not Applicable | 150 | Category I | 3 |  | 0.5 | 0.75 | No | [7 empty] | 27000 BTU/Hr |  | 46 | 0.54 | 30 | 29 | Not Applicable | On/Off | No, it does not comply with jurisdictions having 10ng/J NOx Regulations | [6 empty] | 106 | 21 | 16.38 | 57.63 | 110 | 345 | 16 | 56.25 | 19.5 | 59.75 |  |  | 29 |  |  | 8 |  |  |  | 13 | 49.75 | [8 empty] | 1 | 145 | 250 | ANSI Z21.10.1-2019/CSA 4.1-2019 | Yes | Yes | Yes | No | Not Applicable | [5 empty] | 10131 | RES GAS ATM | 200094507
RG130T6N-264-600 | RG130T | Bradford White | 671632569489 | Active | The ""-264"" indicates that this SKU comes with an Aluminum Anode Rod. | The ""-600"" indicates that this SKU comes with an SIT ICON System® gas control. | [8 empty] | No | Not Applicable | Not Applicable | Residential Water Heating | Water Heating.Gas | 6 | 6 |  |  |  | 238-51557-00 |  |  |  | 238-39699-00 | [6 empty] | Gas | Natural Gas |  |  |  | Indoor |  | Floor Mounted |  | No | Not Applicable | 150 | Category I | 3 |  | 0.5 | 0.75 | No | [7 empty] | 27000 BTU/Hr |  | 46 | 0.54 | 30 | 29 | Not Applicable | On/Off | No, it does not comply with jurisdictions having 10ng/J NOx Regulations | [6 empty] | 106 | 21 | 16.38 | 57.63 | 110 | 345 | 16 | 56.25 | 19.5 | 59.75 |  |  | 29 |  |  | 8 |  |  |  | 13 | 49.75 | [8 empty] | 1 | 145 | 250 | ANSI Z21.10.1-2019/CSA 4.1-2019 | Yes | Yes | Yes | No | Not Applicable | [5 empty] | 10131 | RES GAS ATM | 200094507
RG130T6N-394 | RG130T | Bradford White | 671632824748 | Active | The ""-394"" indicates that this SKU comes with a Top T&P Location. | [9 empty] | No | Not Applicable | Not Applicable | Residential Water Heating | Water Heating.Gas | 6 | 6 |  |  |  | 238-51557-00 |  |  |  | 238-39699-00 | [6 empty] | Gas | Natural Gas |  |  |  | Indoor |  | Floor Mounted |  | No | Not Applicable | 150 | Category I | 3 |  | 0.5 | 0.75 | No | [7 empty] | 27000 BTU/Hr |  | 46 | 0.54 | 30 | 29 | Not Applicable | On/Off | No, it does not comply with jurisdictions having 10ng/J NOx Regulations | [6 empty] | 106 | 21 | 16.38 | 57.63 | 110 | 345 | 16 | 56.25 | 19.5 | 59.75 |  |  | 29 |  |  | 8 |  |  |  | 13 | 49.75 | [8 empty] | 1 | 145 | 250 | ANSI Z21.10.1-2019/CSA 4.1-2019 | Yes | Yes | Yes | No | Not Applicable | [5 empty] | 10131 | RES GAS ATM | 200094507
RG130T6N-394-264 | RG130T | Bradford White | 671632841943 | Active | The ""-264"" indicates that this SKU comes with an Aluminum Anode Rod. | The ""-394"" indicates that this SKU comes with a Top T&P Location. | [8 empty] | No | Not Applicable | Not Applicable | Residential Water Heating | Water Heating.Gas | 6 | 6 |  |  |  | 238-51557-00 |  |  |  | 238-39699-00 | [6 empty] | Gas | Natural Gas |  |  |  | Indoor |  | Floor Mounted |  | No | Not Applicable | 150 | Category I | 3 |  | 0.5 | 0.75 | No | [7 empty] | 27000 BTU/Hr |  | 46 | 0.54 | 30 | 29 | Not Applicable | On/Off | No, it does not comply with jurisdictions having 10ng/J NOx Regulations | [6 empty] | 106 | 21 | 16.38 | 57.63 | 110 | 345 | 16 | 56.25 | 19.5 | 59.75 |  |  | 29 |  |  | 8 |  |  |  | 13 | 49.75 | [8 empty] | 1 | 145 | 250 | ANSI Z21.10.1-2019/CSA 4.1-2019 | Yes | Yes | Yes | No | Not Applicable | [5 empty] | 10131 | RES GAS ATM | 200094507
RG130T6N-394-264-500 | RG130T | Bradford White | 671632861538 | Active | The ""-264"" indicates that this SKU comes with an Aluminum Anode Rod. | The ""-394"" indicates that this SKU comes with a Top T&P Location. | The ""-500"" indicates that this SKU comes with White Rodgers Mechanical Control. | [7 empty] | No | Not Applicable | Not Applicable | Residential Water Heating | Water Heating.Gas | 6 | 6 |  |  |  | 238-51557-00 |  |  |  | 238-39699-00 | [6 empty] | Gas | Natural Gas |  |  |  | Indoor |  | Floor Mounted |  | No | Not Applicable | 150 | Category I | 3 |  | 0.5 | 0.75 | No | [7 empty] | 27000 BTU/Hr |  | 46 | 0.54 | 30 | 29 | Not Applicable | On/Off | No, it does not comply with jurisdictions having 10ng/J NOx Regulations | [6 empty] | 106 | 21 | 16.38 | 57.63 | 110 | 345 | 16 | 56.25 | 19.5 | 59.75 |  |  | 29 |  |  | 8 |  |  |  | 13 | 49.75 | [8 empty] | 1 | 145 | 250 | ANSI Z21.10.1-2019/CSA 4.1-2019 | Yes | Yes | Yes | No | Not Applicable | [5 empty] | 10131 | RES GAS ATM | 200094507
RG130T6N-394-264-600 | RG130T | Bradford White | 671632569496 | Active | The ""-264"" indicates that this SKU comes with an Aluminum Anode Rod. | The ""-394"" indicates that this SKU comes with a Top T&P Location. | The ""-600"" indicates that this SKU comes with an SIT ICON System® gas control. | [7 empty] | No | Not Applicable | Not Applicable | Residential Water Heating | Water Heating.Gas | 6 | 6 |  |  |  | 238-51557-00 |  |  |  | 238-39699-00 | [6 empty] | Gas | Natural Gas |  |  |  | Indoor |  | Floor Mounted |  | No | Not Applicable | 150 | Category I | 3 |  | 0.5 | 0.75 | No | [7 empty] | 27000 BTU/Hr |  | 46 | 0.54 | 30 | 29 | Not Applicable | On/Off | No, it does not comply with jurisdictions having 10ng/J NOx Regulations | [6 empty] | 106 | 21 | 16.38 | 57.63 | 110 | 345 | 16 | 56.25 | 19.5 | 59.75 |  |  | 29 |  |  | 8 |  |  |  | 13 | 49.75 | [8 empty] | 1 | 145 | 250 | ANSI Z21.10.1-2019/CSA 4.1-2019 | Yes | Yes | Yes | No | Not Applicable | [5 empty] | 10131 | RES GAS ATM | 200094507
RG130T6N-394-475 | RG130T | Bradford White | 671632825523 | Active | The ""-394"" indicates that this SKU comes with a Top T&P Location. | The ""-475"" indicates that this SKU was designed to operate in Altitudes between 2,001 feet and 7,000 feet. | [8 empty] | No | Not Applicable | Not Applicable | Residential Water Heating | Water Heating.Gas | 6 | 6 |  |  |  | 238-51557-00 |  |  |  | 238-39699-00 | [6 empty] | Gas | Natural Gas |  |  |  | Indoor |  | Floor Mounted |  | No | Not Applicable | 150 | Category I | 3 |  | 0.5 | 0.75 | No | [7 empty] | 27000 BTU/Hr |  | 46 | 0.54 | 30 | 29 | Not Applicable | On/Off | No, it does not comply with jurisdictions having 10ng/J NOx Regulations | [6 empty] | 106 | 21 | 16.38 | 57.63 | 110 | 345 | 16 | 56.25 | 19.5 | 59.75 |  |  | 29 |  |  | 8 |  |  |  | 13 | 49.75 | [8 empty] | 1 | 145 | 250 | ANSI Z21.10.1-2019/CSA 4.1-2019 | Yes | Yes | Yes | No | Not Applicable | [5 empty] | 10131 | RES GAS ATM | 200094507
RG130T6N-394-500 | RG130T | Bradford White | 671632854202 | Active | The ""-394"" indicates that this SKU comes with a Top T&P Location. | The ""-500"" indicates that this SKU comes with White Rodgers Mechanical Control. | [8 empty] | No | Not Applicable | Not Applicable | Residential Water Heating | Water Heating.Gas | 6 | 6 |  |  |  | 238-51557-00 |  |  |  | 238-39699-00 | [6 empty] | Gas | Natural Gas |  |  |  | Indoor |  | Floor Mounted |  | No | Not Applicable | 150 | Category I | 3 |  | 0.5 | 0.75 | No | [7 empty] | 27000 BTU/Hr |  | 46 | 0.54 | 30 | 29 | Not Applicable | On/Off | No, it does not comply with jurisdictions having 10ng/J NOx Regulations | [6 empty] | 106 | 21 | 16.38 | 57.63 | 110 | 345 | 16 | 56.25 | 19.5 | 59.75 |  |  | 29 |  |  | 8 |  |  |  | 13 | 49.75 | [8 empty] | 1 | 145 | 250 | ANSI Z21.10.1-2019/CSA 4.1-2019 | Yes | Yes | Yes | No | Not Applicable | [5 empty] | 10131 | RES GAS ATM | 200094507
RG130T6N-394-600 | RG130T | Bradford White | 671632569526 | Active | The ""-394"" indicates that this SKU comes with a Top T&P Location. | The ""-600"" indicates that this SKU comes with an SIT ICON System® gas control. | [8 empty] | No | Not Applicable | Not Applicable | Residential Water Heating | Water Heating.Gas | 6 | 6 |  |  |  | 238-51557-00 |  |  |  | 238-39699-00 | [6 empty] | Gas | Natural Gas |  |  |  | Indoor |  | Floor Mounted |  | No | Not Applicable | 150 | Category I | 3 |  | 0.5 | 0.75 | No | [7 empty] | 27000 BTU/Hr |  | 46 | 0.54 | 30 | 29 | Not Applicable | On/Off | No, it does not comply with jurisdictions having 10ng/J NOx Regulations | [6 empty] | 106 | 21 | 16.38 | 57.63 | 110 | 345 | 16 | 56.25 | 19.5 | 59.75 |  |  | 29 |  |  | 8 |  |  |  | 13 | 49.75 | [8 empty] | 1 | 145 | 250 | ANSI Z21.10.1-2019/CSA 4.1-2019 | Yes | Yes | Yes | No | Not Applicable | [5 empty] | 10131 | RES GAS ATM | 200094507
RG130T6N-457 | RG130T | Bradford White | 671632867776 | Active | The -457 indicates that this SKU was designed and certified for Installation in Canada. | [9 empty] | No | Not Applicable | Not Applicable | Residential Water Heating | Water Heating.Gas | 6 | 6 |  |  |  | 238-51557-00 |  |  |  | 238-39699-00 | [6 empty] | Gas | Natural Gas |  |  |  | Indoor |  | Floor Mounted |  | No | Not Applicable | 150 | Category I | 3 |  | 0.5 | 0.75 | No | [7 empty] | 27000 BTU/Hr |  |  |  | 30 |  | Not Applicable | On/Off | No, it does not comply with jurisdictions having 10ng/J NOx Regulations | [6 empty] | 106 | 21 | 16.38 | 57.63 | 110 | 353 | 16 | 56.25 | 19.5 | 59.75 |  |  | 29 |  |  | 8 |  |  |  | 13 | 49.75 | [8 empty] | 1 | 145 | 250 | ANSI Z21.10.1-2019/CSA 4.1-2019 | Yes | No | Yes | No | Not Applicable | 238-51030-00 |  |  |  | 238-45684-00 | 10131 | RES GAS ATM
RG130T6N-475 | RG130T | Bradford White | 671632822638 | Active | The ""-475"" indicates that this SKU was designed to operate in Altitudes between 2,001 feet and 7,000 feet. | [9 empty] | No | Not Applicable | Not Applicable | Residential Water Heating | Water Heating.Gas | 6 | 6 |  |  |  | 238-51557-00 |  |  |  | 238-39699-00 | [6 empty] | Gas | Natural Gas |  |  |  | Indoor |  | Floor Mounted |  | No | Not Applicable | 150 | Category I | 3 |  | 0.5 | 0.75 | No | [7 empty] | 27000 BTU/Hr |  | 46 | 0.54 | 30 | 29 | Not Applicable | On/Off | No, it does not comply with jurisdictions having 10ng/J NOx Regulations | [6 empty] | 106 | 21 | 16.38 | 57.63 | 110 | 345 | 16 | 56.25 | 19.5 | 59.75 |  |  | 29 |  |  | 8 |  |  |  | 13 | 49.75 | [8 empty] | 1 | 145 | 250 | ANSI Z21.10.1-2019/CSA 4.1-2019 | Yes | Yes | Yes | No | Not Applicable | [5 empty] | 10131 | RES GAS ATM | 200094507
RG130T6N-475-264 | RG130T | Bradford White | 671632841134 | Active | The ""-264"" indicates that this SKU comes with an Aluminum Anode Rod. | The ""-475"" indicates that this SKU was designed to operate in Altitudes between 2,001 feet and 7,000 feet. | [8 empty] | No | Not Applicable | Not Applicable | Residential Water Heating | Water Heating.Gas | 6 | 6 |  |  |  | 238-51557-00 |  |  |  | 238-39699-00 | [6 empty] | Gas | Natural Gas |  |  |  | Indoor |  | Floor Mounted |  | No | Not Applicable | 150 | Category I | 3 |  | 0.5 | 0.75 | No | [7 empty] | 27000 BTU/Hr |  | 46 | 0.54 | 30 | 29 | Not Applicable | On/Off | No, it does not comply with jurisdictions having 10ng/J NOx Regulations | [6 empty] | 106 | 21 | 16.38 | 57.63 | 110 | 345 | 16 | 56.25 | 19.5 | 59.75 |  |  | 29 |  |  | 8 |  |  |  | 13 | 49.75 | [8 empty] | 1 | 145 | 250 | ANSI Z21.10.1-2019/CSA 4.1-2019 | Yes | Yes | Yes | No | Not Applicable | [5 empty] | 10131 | RES GAS ATM | 200094507
RG130T6N-475-264-500 | RG130T | Bradford White | 671632323913 | Active | The ""-264"" indicates that this SKU comes with an Aluminum Anode Rod. | The ""-475"" indicates that this SKU was designed to operate in Altitudes between 2,001 feet and 7,000 feet. | The ""-500"" indicates that this SKU comes with White Rodgers Mechanical Control. | [7 empty] | No | Not Applicable | Not Applicable | Residential Water Heating | Water Heating.Gas | 6 | 6 |  |  |  | 238-51557-00 |  |  |  | 238-39699-00 | [6 empty] | Gas | Natural Gas |  |  |  | Indoor |  | Floor Mounted |  | No | Not Applicable | 150 | Category I | 3 |  | 0.5 | 0.75 | No | [7 empty] | 27000 BTU/Hr |  | 46 | 0.54 | 30 | 29 | Not Applicable | On/Off | No, it does not comply with jurisdictions having 10ng/J NOx Regulations | [6 empty] | 106 | 21 | 16.38 | 57.63 | 110 | 345 | 16 | 56.25 | 19.5 | 59.75 |  |  | 29 |  |  | 8 |  |  |  | 13 | 49.75 | [8 empty] | 1 | 145 | 250 | ANSI Z21.10.1-2019/CSA 4.1-2019 | Yes | Yes | Yes | No | Not Applicable | [5 empty] | 10131 | RES GAS ATM | 200094507
RG130T6N-475-264-600 | RG130T | Bradford White | 671632569519 | Active | The ""-264"" indicates that this SKU comes with an Aluminum Anode Rod. | The ""-475"" indicates that this SKU was designed to operate in Altitudes between 2,001 feet and 7,000 feet. | The ""-600"" indicates that this SKU comes with an SIT ICON System® gas control. | [7 empty] | No | Not Applicable | Not Applicable | Residential Water Heating | Water Heating.Gas | 6 | 6 |  |  |  | 238-51557-00 |  |  |  | 238-39699-00 | [6 empty] | Gas | Natural Gas |  |  |  | Indoor |  | Floor Mounted |  | No | Not Applicable | 150 | Category I | 3 |  | 0.5 | 0.75 | No | [7 empty] | 27000 BTU/Hr |  | 46 | 0.54 | 30 | 29 | Not Applicable | On/Off | No, it does not comply with jurisdictions having 10ng/J NOx Regulations | [6 empty] | 106 | 21 | 16.38 | 57.63 | 110 | 345 | 16 | 56.25 | 19.5 | 59.75 |  |  | 29 |  |  | 8 |  |  |  | 13 | 49.75 | [8 empty] | 1 | 145 | 250 | ANSI Z21.10.1-2019/CSA 4.1-2019 | Yes | Yes | Yes | No | Not Applicable | [5 empty] | 10131 | RES GAS ATM | 200094507
RG130T6N-500 | RG130T | Bradford White | 671632841882 | Active | The ""-500"" indicates that this SKU comes with White Rodgers Mechanical Control. | [9 empty] | No | Not Applicable | Not Applicable | Residential Water Heating | Water Heating.Gas | 6 | 6 |  |  |  | 238-51557-00 |  |  |  | 238-39699-00 | [6 empty] | Gas | Natural Gas |  |  |  | Indoor |  | Floor Mounted |  | No | Not Applicable | 150 | Category I | 3 |  | 0.5 | 0.75 | No | [7 empty] | 27000 BTU/Hr |  | 46 | 0.54 | 30 | 29 | Not Applicable | On/Off | No, it does not comply with jurisdictions having 10ng/J NOx Regulations | [6 empty] | 106 | 21 | 16.38 | 57.63 | 110 | 345 | 16 | 56.25 | 19.5 | 59.75 |  |  | 29 |  |  | 8 |  |  |  | 13 | 49.75 | [8 empty] | 1 | 145 | 250 | ANSI Z21.10.1-2019/CSA 4.1-2019 | Yes | Yes | Yes | No | Not Applicable | [5 empty] | 10131 | RES GAS ATM | 200094507
RG130T6N-500-506 | RG130T | Bradford White | 671632134571 | Active | The ""-500"" indicates that this SKU comes with White Rodgers Mechanical Control. | The ""-506"" indicates that this SKU comes with an A420 Aluminum Anode Rod. | [8 empty] | No | Not Applicable | Not Applicable | Residential Water Heating | Water Heating.Gas | 6 | 6 |  |  |  | 238-51557-00 |  |  |  | 238-39699-00 | [6 empty] | Gas | Natural Gas |  |  |  | Indoor |  | Floor Mounted |  | No | Not Applicable | 150 | Category I | 3 |  | 0.5 | 0.75 | No | [7 empty] | 27000 BTU/Hr |  | 46 | 0.54 | 30 | 29 | Not Applicable | On/Off | No, it does not comply with jurisdictions having 10ng/J NOx Regulations | [6 empty] | 106 | 21 | 16.38 | 57.63 | 110 | 345 | 16 | 56.25 | 19.5 | 59.75 |  |  | 29 |  |  | 8 |  |  |  | 13 | 49.75 | [8 empty] | 1 | 145 | 250 | ANSI Z21.10.1-2019/CSA 4.1-2019 | Yes | Yes | Yes | No | Not Applicable | [5 empty] | 10131 | RES GAS ATM | 200094507
RG130T6N-506 | RG130T | Bradford White | 671632852277 | Active | The ""-506"" indicates that this SKU comes with an A420 Aluminum Anode Rod. | [9 empty] | No | Not Applicable | Not Applicable | Residential Water Heating | Water Heating.Gas | 6 | 6 |  |  |  | 238-51557-00 |  |  |  | 238-39699-00 | [6 empty] | Gas | Natural Gas |  |  |  | Indoor |  | Floor Mounted |  | No | Not Applicable | 150 | Category I | 3 |  | 0.5 | 0.75 | No | [7 empty] | 27000 BTU/Hr |  | 46 | 0.54 | 30 | 29 | Not Applicable | On/Off | No, it does not comply with jurisdictions having 10ng/J NOx Regulations | [6 empty] | 106 | 21 | 16.38 | 57.63 | 110 | 345 | 16 | 56.25 | 19.5 | 59.75 |  |  | 29 |  |  | 8 |  |  |  | 13 | 49.75 | [8 empty] | 1 | 145 | 250 | ANSI Z21.10.1-2019/CSA 4.1-2019 | Yes | Yes | Yes | No | Not Applicable | [5 empty] | 10131 | RES GAS ATM | 200094507
RG130T6N-600 | RG130T | Bradford White | 671632560950 | Active | The ""-600"" indicates that this SKU comes with an SIT ICON System® gas control. | [9 empty] | No | Not Applicable | Not Applicable | Residential Water Heating | Water Heating.Gas | 6 | 6 |  |  |  | 238-51557-00 |  |  |  | 238-39699-00 | [6 empty] | Gas | Natural Gas |  |  |  | Indoor |  | Floor Mounted |  | No | Not Applicable | 150 | Category I | 3 |  | 0.5 | 0.75 | No | [7 empty] | 27000 BTU/Hr |  | 46 | 0.54 | 30 | 29 | Not Applicable | On/Off | No, it does not comply with jurisdictions having 10ng/J NOx Regulations | [6 empty] | 106 | 21 | 16.38 | 57.63 | 110 | 345 | 16 | 56.25 | 19.5 | 59.75 |  |  | 29 |  |  | 8 |  |  |  | 13 | 49.75 | [8 empty] | 1 | 145 | 250 | ANSI Z21.10.1-2019/CSA 4.1-2019 | Yes | Yes | Yes | No | Not Applicable | [5 empty] | 10131 | RES GAS ATM | 200094507
RG130T6N-600-506 | RG130T | Bradford White | 671632571444 | Active | The ""-506"" indicates that this SKU comes with an A420 Aluminum Anode Rod. | The ""-600"" indicates that this SKU comes with an SIT ICON System® gas control. | [8 empty] | No | Not Applicable | Not Applicable | Residential Water Heating | Water Heating.Gas | 6 | 6 |  |  |  | 238-51557-00 |  |  |  | 238-39699-00 | [6 empty] | Gas | Natural Gas |  |  |  | Indoor |  | Floor Mounted |  | No | Not Applicable | 150 | Category I | 3 |  | 0.5 | 0.75 | No | [7 empty] | 27000 BTU/Hr |  | 46 | 0.54 | 30 | 29 | Not Applicable | On/Off | No, it does not comply with jurisdictions having 10ng/J NOx Regulations | [6 empty] | 106 | 21 | 16.38 | 57.63 | 110 | 345 | 16 | 56.25 | 19.5 | 59.75 |  |  | 29 |  |  | 8 |  |  |  | 13 | 49.75 | [8 empty] | 1 | 145 | 250 | ANSI Z21.10.1-2019/CSA 4.1-2019 | Yes | Yes | Yes | No | Not Applicable | [5 empty] | 10131 | RES GAS ATM | 200094507
RG130T6X | RG130T | Bradford White | 671632819034 | Active | [10 empty] | No | Not Applicable | Not Applicable | Residential Water Heating | Water Heating.Gas | 6 | 6 |  |  |  | 238-51557-00 |  |  |  | 238-39699-00 | [6 empty] | Gas | Liquid Propane |  |  |  | Indoor |  | Floor Mounted |  | No | Not Applicable | 150 | Category I | 3 |  | 0.5 | 0.75 | No | [7 empty] | 27000 BTU/Hr |  | 46 | 0.54 | 30 | 29 | Not Applicable | On/Off | Not Applicable | [6 empty] | 106 | 21 | 16.38 | 57.63 | 110 | 345 | 16 | 56.25 | 19.5 | 59.75 |  |  | 29 |  |  | 8 |  |  |  | 13 | 49.75 | [8 empty] | 1 | 145 | 250 | ANSI Z21.10.1-2019/CSA 4.1-2019 | Yes | Yes | Yes | No | Not Applicable | [5 empty] | 10131 | RES GAS ATM | 200094509
RG130T6X-220 | RG130T | Bradford White | 671632867745 | Active | The ""-220"" indicates that this SKU was designed to operate in Altitudes ranging from 0 to 4,500 feet (0-1370 meters), and are certified for Installation in Canada. | [9 empty] | No | Not Applicable | Not Applicable | Residential Water Heating | Water Heating.Gas | 6 | 6 |  |  |  | 238-51557-00 |  |  |  | 238-39699-00 | [6 empty] | Gas | Liquid Propane |  |  |  | Indoor |  | Floor Mounted |  | No | Not Applicable | 150 | Category I | 3 |  | 0.5 | 0.75 | No | [7 empty] | 24300 BTU/Hr |  |  |  | 30 |  | Not Applicable | On/Off | Not Applicable | [6 empty] | 106 | 21 | 16.38 | 57.63 | 110 | 353 | 16 | 56.25 | 19.5 | 59.75 |  |  | 29 |  |  | 8 |  |  |  | 13 | 49.75 | [8 empty] | 1 | 145 | 250 | ANSI Z21.10.1-2019/CSA 4.1-2019 | Yes | No | Yes | No | Not Applicable | 238-51030-00 |  |  |  | 238-45684-00 | 10131 | RES GAS ATM
RG130T6X-264 | RG130T | Bradford White | 671632895021 | Active | The ""-264"" indicates that this SKU comes with an Aluminum Anode Rod. | [9 empty] | No | Not Applicable | Not Applicable | Residential Water Heating | Water Heating.Gas | 6 | 6 |  |  |  | 238-51557-00 |  |  |  | 238-39699-00 | [6 empty] | Gas | Liquid Propane |  |  |  | Indoor |  | Floor Mounted |  | No | Not Applicable | 150 | Category I | 3 |  | 0.5 | 0.75 | No | [7 empty] | 27000 BTU/Hr |  | 46 | 0.54 | 30 | 29 | Not Applicable | On/Off | Not Applicable | [6 empty] | 106 | 21 | 16.38 | 57.63 | 110 | 345 | 16 | 56.25 | 19.5 | 59.75 |  |  | 29 |  |  | 8 |  |  |  | 13 | 49.75 | [8 empty] | 1 | 145 | 250 | ANSI Z21.10.1-2019/CSA 4.1-2019 | Yes | Yes | Yes | No | Not Applicable | [5 empty] | 10131 | RES GAS ATM | 200094509
RG130T6X-264-500 | RG130T | Bradford White | 671632999231 | Active | The ""-264"" indicates that this SKU comes with an Aluminum Anode Rod. | The ""-500"" indicates that this SKU comes with White Rodgers Mechanical Control. | [8 empty] | No | Not Applicable | Not Applicable | Residential Water Heating | Water Heating.Gas | 6 | 6 |  |  |  | 238-51557-00 |  |  |  | 238-39699-00 | [6 empty] | Gas | Liquid Propane |  |  |  | Indoor |  | Floor Mounted |  | No | Not Applicable | 150 | Category I | 3 |  | 0.5 | 0.75 | No | [7 empty] | 27000 BTU/Hr |  | 46 | 0.54 | 30 | 29 | Not Applicable | On/Off | Not Applicable | [6 empty] | 106 | 21 | 16.38 | 57.63 | 110 | 345 | 16 | 56.25 | 19.5 | 59.75 |  |  | 29 |  |  | 8 |  |  |  | 13 | 49.75 | [8 empty] | 1 | 145 | 250 | ANSI Z21.10.1-2019/CSA 4.1-2019 | Yes | Yes | Yes | No | Not Applicable | [5 empty] | 10131 | RES GAS ATM | 200094509
RG130T6X-264-600 | RG130T | Bradford White | 671632569533 | Active | The ""-264"" indicates that this SKU comes with an Aluminum Anode Rod. | The ""-600"" indicates that this SKU comes with an SIT ICON System® gas control. | [8 empty] | No | Not Applicable | Not Applicable | Residential Water Heating | Water Heating.Gas | 6 | 6 |  |  |  | 238-51557-00 |  |  |  | 238-39699-00 | [6 empty] | Gas | Liquid Propane |  |  |  | Indoor |  | Floor Mounted |  | No | Not Applicable | 150 | Category I | 3 |  | 0.5 | 0.75 | No | [7 empty] | 27000 BTU/Hr |  | 46 | 0.54 | 30 | 29 | Not Applicable | On/Off | Not Applicable | [6 empty] | 106 | 21 | 16.38 | 57.63 | 110 | 345 | 16 | 56.25 | 19.5 | 59.75 |  |  | 29 |  |  | 8 |  |  |  | 13 | 49.75 | [8 empty] | 1 | 145 | 250 | ANSI Z21.10.1-2019/CSA 4.1-2019 | Yes | Yes | Yes | No | Not Applicable | [5 empty] | 10131 | RES GAS ATM | 200094509
RG130T6X-394 | RG130T | Bradford White | 671632824779 | Active | The ""-394"" indicates that this SKU comes with a Top T&P Location. | [9 empty] | No | Not Applicable | Not Applicable | Residential Water Heating | Water Heating.Gas | 6 | 6 |  |  |  | 238-51557-00 |  |  |  | 238-39699-00 | [6 empty] | Gas | Liquid Propane |  |  |  | Indoor |  | Floor Mounted |  | No | Not Applicable | 150 | Category I | 3 |  | 0.5 | 0.75 | No | [7 empty] | 27000 BTU/Hr |  | 46 | 0.54 | 30 | 29 | Not Applicable | On/Off | Not Applicable | [6 empty] | 106 | 21 | 16.38 | 57.63 | 110 | 345 | 16 | 56.25 | 19.5 | 59.75 |  |  | 29 |  |  | 8 |  |  |  | 13 | 49.75 | [8 empty] | 1 | 145 | 250 | ANSI Z21.10.1-2019/CSA 4.1-2019 | Yes | Yes | Yes | No | Not Applicable | [5 empty] | 10131 | RES GAS ATM | 200094509
RG130T6X-394-264 | RG130T | Bradford White | 671632841950 | Active | The ""-264"" indicates that this SKU comes with an Aluminum Anode Rod. | The ""-394"" indicates that this SKU comes with a Top T&P Location. | [8 empty] | No | Not Applicable | Not Applicable | Residential Water Heating | Water Heating.Gas | 6 | 6 |  |  |  | 238-51557-00 |  |  |  | 238-39699-00 | [6 empty] | Gas | Liquid Propane |  |  |  | Indoor |  | Floor Mounted |  | No | Not Applicable | 150 | Category I | 3 |  | 0.5 | 0.75 | No | [7 empty] | 27000 BTU/Hr |  | 46 | 0.54 | 30 | 29 | Not Applicable | On/Off | Not Applicable | [6 empty] | 106 | 21 | 16.38 | 57.63 | 110 | 345 | 16 | 56.25 | 19.5 | 59.75 |  |  | 29 |  |  | 8 |  |  |  | 13 | 49.75 | [8 empty] | 1 | 145 | 250 | ANSI Z21.10.1-2019/CSA 4.1-2019 | Yes | Yes | Yes | No | Not Applicable | [5 empty] | 10131 | RES GAS ATM | 200094509
RG130T6X-394-475 | RG130T | Bradford White | 671632844142 | Active | The ""-394"" indicates that this SKU comes with a Top T&P Location. | The ""-475"" indicates that this SKU was designed to operate in Altitudes between 2,001 feet and 7,000 feet. | [8 empty] | No | Not Applicable | Not Applicable | Residential Water Heating | Water Heating.Gas | 6 | 6 |  |  |  | 238-51557-00 |  |  |  | 238-39699-00 | [6 empty] | Gas | Liquid Propane |  |  |  | Indoor |  | Floor Mounted |  | No | Not Applicable | 150 | Category I | 3 |  | 0.5 | 0.75 | No | [7 empty] | 27000 BTU/Hr |  | 46 | 0.54 | 30 | 29 | Not Applicable | On/Off | Not Applicable | [6 empty] | 106 | 21 | 16.38 | 57.63 | 110 | 345 | 16 | 56.25 | 19.5 | 59.75 |  |  | 29 |  |  | 8 |  |  |  | 13 | 49.75 | [8 empty] | 1 | 145 | 250 | ANSI Z21.10.1-2019/CSA 4.1-2019 | Yes | Yes | Yes | No | Not Applicable | [5 empty] | 10131 | RES GAS ATM | 200094509
RG130T6X-457 | RG130T | Bradford White | 671632857258 | Active | The -457 indicates that this SKU was designed and certified for Installation in Canada. | [9 empty] | No | Not Applicable | Not Applicable | Residential Water Heating | Water Heating.Gas | 6 | 6 |  |  |  | 238-51557-00 |  |  |  | 238-39699-00 | [6 empty] | Gas | Liquid Propane |  |  |  | Indoor |  | Floor Mounted |  | No | Not Applicable | 150 | Category I | 3 |  | 0.5 | 0.75 | No | [7 empty] | 27000 BTU/Hr |  |  |  | 30 |  | Not Applicable | On/Off | Not Applicable | [6 empty] | 106 | 21 | 16.38 | 57.63 | 110 | 353 | 16 | 56.25 | 19.5 | 59.75 |  |  | 29 |  |  | 8 |  |  |  | 13 | 49.75 | [8 empty] | 1 | 145 | 250 | ANSI Z21.10.1-2019/CSA 4.1-2019 | Yes | No | Yes | No | Not Applicable | 238-51030-00 |  |  |  | 238-45684-00 | 10131 | RES GAS ATM
RG130T6X-457-394 | RG130T | Bradford White | 671632668786 | Active | The ""-394"" indicates that this SKU comes with a Top T&P Location. | The -457 indicates that this SKU was designed and certified for Installation in Canada. | [8 empty] | No | Not Applicable | Not Applicable | Residential Water Heating | Water Heating.Gas | 6 | 6 |  |  |  | 238-51557-00 |  |  |  | 238-39699-00 | [6 empty] | Gas | Liquid Propane |  |  |  | Indoor |  | Floor Mounted |  | No | Not Applicable | 150 | Category I | 3 |  | 0.5 | 0.75 | No | [7 empty] | 27000 BTU/Hr |  |  |  | 30 |  | Not Applicable | On/Off | Not Applicable | [6 empty] | 106 | 21 | 16.38 | 57.63 | 110 | 353 | 16 | 56.25 | 19.5 | 59.75 |  |  | 29 |  |  | 8 |  |  |  | 13 | 49.75 | [8 empty] | 1 | 145 | 250 | ANSI Z21.10.1-2019/CSA 4.1-2019 | Yes | No | Yes | No | Not Applicable | 238-51030-00 |  |  |  | 238-45684-00 | 10131 | RES GAS ATM
RG130T6X-475 | RG130T | Bradford White | 671632822935 | Active | The ""-475"" indicates that this SKU was designed to operate in Altitudes between 2,001 feet and 7,000 feet. | [9 empty] | No | Not Applicable | Not Applicable | Residential Water Heating | Water Heating.Gas | 6 | 6 |  |  |  | 238-51557-00 |  |  |  | 238-39699-00 | [6 empty] | Gas | Liquid Propane |  |  |  | Indoor |  | Floor Mounted |  | No | Not Applicable | 150 | Category I | 3 |  | 0.5 | 0.75 | No | [7 empty] | 27000 BTU/Hr |  | 46 | 0.54 | 30 | 29 | Not Applicable | On/Off | Not Applicable | [6 empty] | 106 | 21 | 16.38 | 57.63 | 110 | 345 | 16 | 56.25 | 19.5 | 59.75 |  |  | 29 |  |  | 8 |  |  |  | 13 | 49.75 | [8 empty] | 1 | 145 | 250 | ANSI Z21.10.1-2019/CSA 4.1-2019 | Yes | Yes | Yes | No | Not Applicable | [5 empty] | 10131 | RES GAS ATM | 200094509
RG130T6X-475-264 | RG130T | Bradford White | 671632324514 | Active | The ""-264"" indicates that this SKU comes with an Aluminum Anode Rod. | The ""-475"" indicates that this SKU was designed to operate in Altitudes between 2,001 feet and 7,000 feet. | [8 empty] | No | Not Applicable | Not Applicable | Residential Water Heating | Water Heating.Gas | 6 | 6 |  |  |  | 238-51557-00 |  |  |  | 238-39699-00 | [6 empty] | Gas | Liquid Propane |  |  |  | Indoor |  | Floor Mounted |  | No | Not Applicable | 150 | Category I | 3 |  | 0.5 | 0.75 | No | [7 empty] | 27000 BTU/Hr |  | 46 | 0.54 | 30 | 29 | Not Applicable | On/Off | Not Applicable | [6 empty] | 106 | 21 | 16.38 | 57.63 | 110 | 345 | 16 | 56.25 | 19.5 | 59.75 |  |  | 29 |  |  | 8 |  |  |  | 13 | 49.75 | [8 empty] | 1 | 145 | 250 | ANSI Z21.10.1-2019/CSA 4.1-2019 | Yes | Yes | Yes | No | Not Applicable | [5 empty] | 10131 | RES GAS ATM | 200094509
RG130T6X-500 | RG130T | Bradford White | 671632905614 | Active | The ""-500"" indicates that this SKU comes with White Rodgers Mechanical Control. | [9 empty] | No | Not Applicable | Not Applicable | Residential Water Heating | Water Heating.Gas | 6 | 6 |  |  |  | 238-51557-00 |  |  |  | 238-39699-00 | [6 empty] | Gas | Liquid Propane |  |  |  | Indoor |  | Floor Mounted |  | No | Not Applicable | 150 | Category I | 3 |  | 0.5 | 0.75 | No | [7 empty] | 27000 BTU/Hr |  | 46 | 0.54 | 30 | 29 | Not Applicable | On/Off | Not Applicable | [6 empty] | 106 | 21 | 16.38 | 57.63 | 110 | 345 | 16 | 56.25 | 19.5 | 59.75 |  |  | 29 |  |  | 8 |  |  |  | 13 | 49.75 | [8 empty] | 1 | 145 | 250 | ANSI Z21.10.1-2019/CSA 4.1-2019 | Yes | Yes | Yes | No | Not Applicable | [5 empty] | 10131 | RES GAS ATM | 200094509
RG130T6X-500-506 | RG130T | Bradford White | 671632619436 | Active | The ""-500"" indicates that this SKU comes with White Rodgers Mechanical Control. | The ""-506"" indicates that this SKU comes with an A420 Aluminum Anode Rod. | [8 empty] | No | Not Applicable | Not Applicable | Residential Water Heating | Water Heating.Gas | 6 | 6 |  |  |  | 238-51557-00 |  |  |  | 238-39699-00 | [6 empty] | Gas | Liquid Propane |  |  |  | Indoor |  | Floor Mounted |  | No | Not Applicable | 150 | Category I | 3 |  | 0.5 | 0.75 | No | [7 empty] | 27000 BTU/Hr |  | 46 | 0.54 | 30 | 29 | Not Applicable | On/Off | Not Applicable | [6 empty] | 106 | 21 | 16.38 | 57.63 | 110 | 345 | 16 | 56.25 | 19.5 | 59.75 |  |  | 29 |  |  | 8 |  |  |  | 13 | 49.75 | [8 empty] | 1 | 145 | 250 | ANSI Z21.10.1-2019/CSA 4.1-2019 | Yes | Yes | Yes | No | Not Applicable | [5 empty] | 10131 | RES GAS ATM | 200094509
RG130T6X-600 | RG130T | Bradford White | 671632569571 | Active | The ""-600"" indicates that this SKU comes with an SIT ICON System® gas control. | [9 empty] | No | Not Applicable | Not Applicable | Residential Water Heating | Water Heating.Gas | 6 | 6 |  |  |  | 238-51557-00 |  |  |  | 238-39699-00 | [6 empty] | Gas | Liquid Propane |  |  |  | Indoor |  | Floor Mounted |  | No | Not Applicable | 150 | Category I | 3 |  | 0.5 | 0.75 | No | [7 empty] | 27000 BTU/Hr |  | 46 | 0.54 | 30 | 29 | Not Applicable | On/Off | Not Applicable | [6 empty] | 106 | 21 | 16.38 | 57.63 | 110 | 345 | 16 | 56.25 | 19.5 | 59.75 |  |  | 29 |  |  | 8 |  |  |  | 13 | 49.75 | [8 empty] | 1 | 145 | 250 | ANSI Z21.10.1-2019/CSA 4.1-2019 | Yes | Yes | Yes | No | Not Applicable | [5 empty] | 10131 | RES GAS ATM | 200094509
RG130T8X-457 | RG130T | Bradford White | 671632854103 | Active | The -457 indicates that this SKU was designed and certified for Installation in Canada. | [9 empty] | No | Not Applicable | Not Applicable | Residential Water Heating | Water Heating.Gas | 8 | 6 |  |  |  | 238-51557-00 |  |  |  | 238-39699-00 | [6 empty] | Gas | Liquid Propane |  |  |  | Indoor |  | Floor Mounted |  | No | Not Applicable | 150 | Category I | 3 |  | 0.5 | 0.75 | No | [7 empty] | 27000 BTU/Hr |  |  |  | 30 |  | Not Applicable | On/Off | Not Applicable | [6 empty] | 106 | 21 | 16.38 | 57.63 | 110 | 353 | 16 | 56.25 | 19.5 | 59.75 |  |  | 29 |  |  | 8 |  |  |  | 13 | 49.75 | [8 empty] | 1 | 145 | 250 | ANSI Z21.10.1-2019/CSA 4.1-2019 | Yes | No | Yes | No | Not Applicable | 238-51030-00 |  |  |  | 238-45684-00 | 10131 | RES GAS ATM
RG140T6N | RG140T | Bradford White | 671632819010 | Active | [10 empty] | No | Not Applicable | Not Applicable | Residential Water Heating | Water Heating.Gas | 6 | 6 |  |  |  | 238-51557-00 |  |  |  | 238-39699-00 | [6 empty] | Gas | Natural Gas |  |  |  | Indoor |  | Floor Mounted |  | No | Not Applicable | 150 | Category I | 3 |  | 0.5 | 0.75 | No | [7 empty] | 34000 BTU/Hr |  | 64 | 0.59 | 40 | 38 | Not Applicable | On/Off | No, it does not comply with jurisdictions having 10ng/J NOx Regulations | [6 empty] | 132 | 20.375 | 19 | 59 | 137 | 445 | 18 | 57.8125 | 21.5 | 61.3125 |  |  | 37 |  |  | 8 |  |  |  | 13 | 51.625 | [8 empty] | 1 | 145 | 260 | ANSI Z21.10.1-2019/CSA 4.1-2019 | Yes | Yes | Yes | No | Not Applicable | [5 empty] | 10131 | RES GAS ATM | 200094513
RG140T6N-220 | RG140T | Bradford White | 671632857401 | Active | The ""-220"" indicates that this SKU was designed to operate in Altitudes ranging from 0 to 4,500 feet (0-1370 meters), and are certified for Installation in Canada. | [9 empty] | No | Not Applicable | Not Applicable | Residential Water Heating | Water Heating.Gas | 6 | 6 |  |  |  | 238-51557-00 |  |  |  | 238-39699-00 | [6 empty] | Gas | Natural Gas |  |  |  | Indoor |  | Floor Mounted |  | No | Not Applicable | 150 | Category I | 3 |  | 0.5 | 0.75 | No | [7 empty] | 30600 BTU/Hr |  |  |  | 40 |  | Not Applicable | On/Off | No, it does not comply with jurisdictions having 10ng/J NOx Regulations | [6 empty] | 132 | 20.375 | 19 | 59 | 137 | 462 | 18 | 57.8125 | 21.5 | 61.3125 |  |  | 37 |  |  | 8 |  |  |  | 13 | 51.625 | [8 empty] | 1 | 145 | 260 | ANSI Z21.10.1-2019/CSA 4.1-2019 | Yes | No | Yes | No | Not Applicable | 238-51030-00 |  |  |  | 238-45684-00 | 10131 | RES GAS ATM
RG140T6N-264 | RG140T | Bradford White | 671632825615 | Active | The ""-264"" indicates that this SKU comes with an Aluminum Anode Rod. | [9 empty] | No | Not Applicable | Not Applicable | Residential Water Heating | Water Heating.Gas | 6 | 6 |  |  |  | 238-51557-00 |  |  |  | 238-39699-00 | [6 empty] | Gas | Natural Gas |  |  |  | Indoor |  | Floor Mounted |  | No | Not Applicable | 150 | Category I | 3 |  | 0.5 | 0.75 | No | [7 empty] | 34000 BTU/Hr |  | 64 | 0.59 | 40 | 38 | Not Applicable | On/Off | No, it does not comply with jurisdictions having 10ng/J NOx Regulations | [6 empty] | 132 | 20.375 | 19 | 59 | 137 | 445 | 18 | 57.8125 | 21.5 | 61.3125 |  |  | 37 |  |  | 8 |  |  |  | 13 | 51.625 | [8 empty] | 1 | 145 | 260 | ANSI Z21.10.1-2019/CSA 4.1-2019 | Yes | Yes | Yes | No | Not Applicable | [5 empty] | 10131 | RES GAS ATM | 200094513
RG140T6N-264-500 | RG140T | Bradford White | 671632861651 | Active | The ""-264"" indicates that this SKU comes with an Aluminum Anode Rod. | The ""-500"" indicates that this SKU comes with White Rodgers Mechanical Control. | [8 empty] | No | Not Applicable | Not Applicable | Residential Water Heating | Water Heating.Gas | 6 | 6 |  |  |  | 238-51557-00 |  |  |  | 238-39699-00 | [6 empty] | Gas | Natural Gas |  |  |  | Indoor |  | Floor Mounted |  | No | Not Applicable | 150 | Category I | 3 |  | 0.5 | 0.75 | No | [7 empty] | 34000 BTU/Hr |  | 64 | 0.59 | 40 | 38 | Not Applicable | On/Off | No, it does not comply with jurisdictions having 10ng/J NOx Regulations | [6 empty] | 132 | 20.375 | 19 | 59 | 137 | 445 | 18 | 57.8125 | 21.5 | 61.3125 |  |  | 37 |  |  | 8 |  |  |  | 13 | 51.625 | [8 empty] | 1 | 145 | 260 | ANSI Z21.10.1-2019/CSA 4.1-2019 | Yes | Yes | Yes | No | Not Applicable | [5 empty] | 10131 | RES GAS ATM | 200094513
RG140T6N-264-600 | RG140T | Bradford White | 671632560943 | Active | The ""-264"" indicates that this SKU comes with an Aluminum Anode Rod. | The ""-600"" indicates that this SKU comes with an SIT ICON System® gas control. | [8 empty] | No | Not Applicable | Not Applicable | Residential Water Heating | Water Heating.Gas | 6 | 6 |  |  |  | 238-51557-00 |  |  |  | 238-39699-00 | [6 empty] | Gas | Natural Gas |  |  |  | Indoor |  | Floor Mounted |  | No | Not Applicable | 150 | Category I | 3 |  | 0.5 | 0.75 | No | [7 empty] | 34000 BTU/Hr |  | 64 | 0.59 | 40 | 38 | Not Applicable | On/Off | No, it does not comply with jurisdictions having 10ng/J NOx Regulations | [6 empty] | 132 | 20.375 | 19 | 59 | 137 | 445 | 18 | 57.8125 | 21.5 | 61.3125 |  |  | 37 |  |  | 8 |  |  |  | 13 | 51.625 | [8 empty] | 1 | 145 | 260 | ANSI Z21.10.1-2019/CSA 4.1-2019 | Yes | Yes | Yes | No | Not Applicable | [5 empty] | 10131 | RES GAS ATM | 200094513
RG140T6N-394 | RG140T | Bradford White | 671632824489 | Active | The ""-394"" indicates that this SKU comes with a Top T&P Location. | [9 empty] | No | Not Applicable | Not Applicable | Residential Water Heating | Water Heating.Gas | 6 | 6 |  |  |  | 238-51557-00 |  |  |  | 238-39699-00 | [6 empty] | Gas | Natural Gas |  |  |  | Indoor |  | Floor Mounted |  | No | Not Applicable | 150 | Category I | 3 |  | 0.5 | 0.75 | No | [7 empty] | 34000 BTU/Hr |  | 64 | 0.59 | 40 | 38 | Not Applicable | On/Off | No, it does not comply with jurisdictions having 10ng/J NOx Regulations | [6 empty] | 132 | 20.375 | 19 | 59 | 137 | 445 | 18 | 57.8125 | 21.5 | 61.3125 |  |  | 37 |  |  | 8 |  |  |  | 13 | 51.625 | [8 empty] | 1 | 145 | 260 | ANSI Z21.10.1-2019/CSA 4.1-2019 | Yes | Yes | Yes | No | Not Applicable | [5 empty] | 10131 | RES GAS ATM | 200094513
RG140T6N-394-264 | RG140T | Bradford White | 671632841967 | Active | The ""-264"" indicates that this SKU comes with an Aluminum Anode Rod. | The ""-394"" indicates that this SKU comes with a Top T&P Location. | [8 empty] | No | Not Applicable | Not Applicable | Residential Water Heating | Water Heating.Gas | 6 | 6 |  |  |  | 238-51557-00 |  |  |  | 238-39699-00 | [6 empty] | Gas | Natural Gas |  |  |  | Indoor |  | Floor Mounted |  | No | Not Applicable | 150 | Category I | 3 |  | 0.5 | 0.75 | No | [7 empty] | 34000 BTU/Hr |  | 64 | 0.59 | 40 | 38 | Not Applicable | On/Off | No, it does not comply with jurisdictions having 10ng/J NOx Regulations | [6 empty] | 132 | 20.375 | 19 | 59 | 137 | 445 | 18 | 57.8125 | 21.5 | 61.3125 |  |  | 37 |  |  | 8 |  |  |  | 13 | 51.625 | [8 empty] | 1 | 145 | 260 | ANSI Z21.10.1-2019/CSA 4.1-2019 | Yes | Yes | Yes | No | Not Applicable | [5 empty] | 10131 | RES GAS ATM | 200094513
RG140T6N-394-264-500 | RG140T | Bradford White | 671632852253 | Active | The ""-264"" indicates that this SKU comes with an Aluminum Anode Rod. | The ""-394"" indicates that this SKU comes with a Top T&P Location. | The ""-500"" indicates that this SKU comes with White Rodgers Mechanical Control. | [7 empty] | No | Not Applicable | Not Applicable | Residential Water Heating | Water Heating.Gas | 6 | 6 |  |  |  | 238-51557-00 |  |  |  | 238-39699-00 | [6 empty] | Gas | Natural Gas |  |  |  | Indoor |  | Floor Mounted |  | No | Not Applicable | 150 | Category I | 3 |  | 0.5 | 0.75 | No | [7 empty] | 34000 BTU/Hr |  | 64 | 0.59 | 40 | 38 | Not Applicable | On/Off | No, it does not comply with jurisdictions having 10ng/J NOx Regulations | [6 empty] | 132 | 20.375 | 19 | 59 | 137 | 445 | 18 | 57.8125 | 21.5 | 61.3125 |  |  | 37 |  |  | 8 |  |  |  | 13 | 51.625 | [8 empty] | 1 | 145 | 260 | ANSI Z21.10.1-2019/CSA 4.1-2019 | Yes | Yes | Yes | No | Not Applicable | [5 empty] | 10131 | RES GAS ATM | 200094513
RG140T6N-394-264-600 | RG140T | Bradford White | 671632569601 | Active | The ""-264"" indicates that this SKU comes with an Aluminum Anode Rod. | The ""-394"" indicates that this SKU comes with a Top T&P Location. | The ""-600"" indicates that this SKU comes with an SIT ICON System® gas control. | [7 empty] | No | Not Applicable | Not Applicable | Residential Water Heating | Water Heating.Gas | 6 | 6 |  |  |  | 238-51557-00 |  |  |  | 238-39699-00 | [6 empty] | Gas | Natural Gas |  |  |  | Indoor |  | Floor Mounted |  | No | Not Applicable | 150 | Category I | 3 |  | 0.5 | 0.75 | No | [7 empty] | 34000 BTU/Hr |  | 64 | 0.59 | 40 | 38 | Not Applicable | On/Off | No, it does not comply with jurisdictions having 10ng/J NOx Regulations | [6 empty] | 132 | 20.375 | 19 | 59 | 137 | 445 | 18 | 57.8125 | 21.5 | 61.3125 |  |  | 37 |  |  | 8 |  |  |  | 13 | 51.625 | [8 empty] | 1 | 145 | 260 | ANSI Z21.10.1-2019/CSA 4.1-2019 | Yes | Yes | Yes | No | Not Applicable | [5 empty] | 10131 | RES GAS ATM | 200094513
RG140T6N-394-475 | RG140T | Bradford White | 671632825530 | Active | The ""-394"" indicates that this SKU comes with a Top T&P Location. | The ""-475"" indicates that this SKU was designed to operate in Altitudes between 2,001 feet and 7,000 feet. | [8 empty] | No | Not Applicable | Not Applicable | Residential Water Heating | Water Heating.Gas | 6 | 6 |  |  |  | 238-51557-00 |  |  |  | 238-39699-00 | [6 empty] | Gas | Natural Gas |  |  |  | Indoor |  | Floor Mounted |  | No | Not Applicable | 150 | Category I | 3 |  | 0.5 | 0.75 | No | [7 empty] | 34000 BTU/Hr |  | 64 | 0.59 | 40 | 38 | Not Applicable | On/Off | No, it does not comply with jurisdictions having 10ng/J NOx Regulations | [6 empty] | 132 | 20.375 | 19 | 59 | 137 | 445 | 18 | 57.8125 | 21.5 | 61.3125 |  |  | 37 |  |  | 8 |  |  |  | 13 | 51.625 | [8 empty] | 1 | 145 | 260 | ANSI Z21.10.1-2019/CSA 4.1-2019 | Yes | Yes | Yes | No | Not Applicable | [5 empty] | 10131 | RES GAS ATM | 200094513
RG140T6N-394-500 | RG140T | Bradford White | 671632854219 | Active | The ""-394"" indicates that this SKU comes with a Top T&P Location. | The ""-500"" indicates that this SKU comes with White Rodgers Mechanical Control. | [8 empty] | No | Not Applicable | Not Applicable | Residential Water Heating | Water Heating.Gas | 6 | 6 |  |  |  | 238-51557-00 |  |  |  | 238-39699-00 | [6 empty] | Gas | Natural Gas |  |  |  | Indoor |  | Floor Mounted |  | No | Not Applicable | 150 | Category I | 3 |  | 0.5 | 0.75 | No | [7 empty] | 34000 BTU/Hr |  | 64 | 0.59 | 40 | 38 | Not Applicable | On/Off | No, it does not comply with jurisdictions having 10ng/J NOx Regulations | [6 empty] | 132 | 20.375 | 19 | 59 | 137 | 445 | 18 | 57.8125 | 21.5 | 61.3125 |  |  | 37 |  |  | 8 |  |  |  | 13 | 51.625 | [8 empty] | 1 | 145 | 260 | ANSI Z21.10.1-2019/CSA 4.1-2019 | Yes | Yes | Yes | No | Not Applicable | [5 empty] | 10131 | RES GAS ATM | 200094513
RG140T6N-394-500-506 | RG140T | Bradford White | 671632560561 | Active | The ""-394"" indicates that this SKU comes with a Top T&P Location. | The ""-500"" indicates that this SKU comes with White Rodgers Mechanical Control. | The ""-506"" indicates that this SKU comes with an A420 Aluminum Anode Rod. | [7 empty] | No | Not Applicable | Not Applicable | Residential Water Heating | Water Heating.Gas | 6 | 6 |  |  |  | 238-51557-00 |  |  |  | 238-39699-00 | [6 empty] | Gas | Natural Gas |  |  |  | Indoor |  | Floor Mounted |  | No | Not Applicable | 150 | Category I | 3 |  | 0.5 | 0.75 | No | [7 empty] | 34000 BTU/Hr |  | 64 | 0.59 | 40 | 38 | Not Applicable | On/Off | No, it does not comply with jurisdictions having 10ng/J NOx Regulations | [6 empty] | 132 | 20.375 | 19 | 59 | 137 | 445 | 18 | 57.8125 | 21.5 | 61.3125 |  |  | 37 |  |  | 8 |  |  |  | 13 | 51.625 | [8 empty] | 1 | 145 | 260 | ANSI Z21.10.1-2019/CSA 4.1-2019 | Yes | Yes | Yes | No | Not Applicable | [5 empty] | 10131 | RES GAS ATM | 200094513
RG140T6N-394-600 | RG140T | Bradford White | 671632313624 | Active | The ""-394"" indicates that this SKU comes with a Top T&P Location. | The ""-600"" indicates that this SKU comes with an SIT ICON System® gas control. | [8 empty] | No | Not Applicable | Not Applicable | Residential Water Heating | Water Heating.Gas | 6 | 6 |  |  |  | 238-51557-00 |  |  |  | 238-39699-00 | [6 empty] | Gas | Natural Gas |  |  |  | Indoor |  | Floor Mounted |  | No | Not Applicable | 150 | Category I | 3 |  | 0.5 | 0.75 | No | [7 empty] | 34000 BTU/Hr |  | 64 | 0.59 | 40 | 38 | Not Applicable | On/Off | No, it does not comply with jurisdictions having 10ng/J NOx Regulations | [6 empty] | 132 | 20.375 | 19 | 59 | 137 | 445 | 18 | 57.8125 | 21.5 | 61.3125 |  |  | 37 |  |  | 8 |  |  |  | 13 | 51.625 | [8 empty] | 1 | 145 | 260 | ANSI Z21.10.1-2019/CSA 4.1-2019 | Yes | Yes | Yes | No | Not Applicable | [5 empty] | 10131 | RES GAS ATM | 200094513
RG140T6N-457 | RG140T | Bradford White | 671632867813 | Active | The -457 indicates that this SKU was designed and certified for Installation in Canada. | [9 empty] | No | Not Applicable | Not Applicable | Residential Water Heating | Water Heating.Gas | 6 | 6 |  |  |  | 238-51557-00 |  |  |  | 238-39699-00 | [6 empty] | Gas | Natural Gas |  |  |  | Indoor |  | Floor Mounted |  | No | Not Applicable | 150 | Category I | 3 |  | 0.5 | 0.75 | No | [7 empty] | 34000 BTU/Hr |  |  |  | 40 |  | Not Applicable | On/Off | No, it does not comply with jurisdictions having 10ng/J NOx Regulations | [6 empty] | 132 | 20.375 | 19 | 59 | 137 | 462 | 18 | 57.8125 | 21.5 | 61.3125 |  |  | 37 |  |  | 8 |  |  |  | 13 | 51.625 | [8 empty] | 1 | 145 | 260 | ANSI Z21.10.1-2019/CSA 4.1-2019 | Yes | No | Yes | No | Not Applicable | 238-51030-00 |  |  |  | 238-45684-00 | 10131 | RES GAS ATM
RG140T6N-475 | RG140T | Bradford White | 671632822911 | Active | The ""-475"" indicates that this SKU was designed to operate in Altitudes between 2,001 feet and 7,000 feet. | [9 empty] | No | Not Applicable | Not Applicable | Residential Water Heating | Water Heating.Gas | 6 | 6 |  |  |  | 238-51557-00 |  |  |  | 238-39699-00 | [6 empty] | Gas | Natural Gas |  |  |  | Indoor |  | Floor Mounted |  | No | Not Applicable | 150 | Category I | 3 |  | 0.5 | 0.75 | No | [7 empty] | 34000 BTU/Hr |  | 64 | 0.59 | 40 | 38 | Not Applicable | On/Off | No, it does not comply with jurisdictions having 10ng/J NOx Regulations | [6 empty] | 132 | 20.375 | 19 | 59 | 137 | 445 | 18 | 57.8125 | 21.5 | 61.3125 |  |  | 37 |  |  | 8 |  |  |  | 13 | 51.625 | [8 empty] | 1 | 145 | 260 | ANSI Z21.10.1-2019/CSA 4.1-2019 | Yes | Yes | Yes | No | Not Applicable | [5 empty] | 10131 | RES GAS ATM | 200094513
RG140T6N-475-264 | RG140T | Bradford White | 671632828890 | Active | The ""-264"" indicates that this SKU comes with an Aluminum Anode Rod. | The ""-475"" indicates that this SKU was designed to operate in Altitudes between 2,001 feet and 7,000 feet. | [8 empty] | No | Not Applicable | Not Applicable | Residential Water Heating | Water Heating.Gas | 6 | 6 |  |  |  | 238-51557-00 |  |  |  | 238-39699-00 | [6 empty] | Gas | Natural Gas |  |  |  | Indoor |  | Floor Mounted |  | No | Not Applicable | 150 | Category I | 3 |  | 0.5 | 0.75 | No | [7 empty] | 34000 BTU/Hr |  | 64 | 0.59 | 40 | 38 | Not Applicable | On/Off | No, it does not comply with jurisdictions having 10ng/J NOx Regulations | [6 empty] | 132 | 20.375 | 19 | 59 | 137 | 445 | 18 | 57.8125 | 21.5 | 61.3125 |  |  | 37 |  |  | 8 |  |  |  | 13 | 51.625 | [8 empty] | 1 | 145 | 260 | ANSI Z21.10.1-2019/CSA 4.1-2019 | Yes | Yes | Yes | No | Not Applicable | [5 empty] | 10131 | RES GAS ATM | 200094513
RG140T6N-475-264-500 | RG140T | Bradford White | 671632623716 | Active | The ""-264"" indicates that this SKU comes with an Aluminum Anode Rod. | The ""-475"" indicates that this SKU was designed to operate in Altitudes between 2,001 feet and 7,000 feet. | The ""-500"" indicates that this SKU comes with White Rodgers Mechanical Control. | [7 empty] | No | Not Applicable | Not Applicable | Residential Water Heating | Water Heating.Gas | 6 | 6 |  |  |  | 238-51557-00 |  |  |  | 238-39699-00 | [6 empty] | Gas | Natural Gas |  |  |  | Indoor |  | Floor Mounted |  | No | Not Applicable | 150 | Category I | 3 |  | 0.5 | 0.75 | No | [7 empty] | 34000 BTU/Hr |  | 64 | 0.59 | 40 | 38 | Not Applicable | On/Off | No, it does not comply with jurisdictions having 10ng/J NOx Regulations | [6 empty] | 132 | 20.375 | 19 | 59 | 137 | 445 | 18 | 57.8125 | 21.5 | 61.3125 |  |  | 37 |  |  | 8 |  |  |  | 13 | 51.625 | [8 empty] | 1 | 145 | 260 | ANSI Z21.10.1-2019/CSA 4.1-2019 | Yes | Yes | Yes | No | Not Applicable | [5 empty] | 10131 | RES GAS ATM | 200094513
RG140T6N-475-506 | RG140T | Bradford White | 671632999835 | Active | The ""-475"" indicates that this SKU was designed to operate in Altitudes between 2,001 feet and 7,000 feet. | The ""-506"" indicates that this SKU comes with an A420 Aluminum Anode Rod. | [8 empty] | No | Not Applicable | Not Applicable | Residential Water Heating | Water Heating.Gas | 6 | 6 |  |  |  | 238-51557-00 |  |  |  | 238-39699-00 | [6 empty] | Gas | Natural Gas |  |  |  | Indoor |  | Floor Mounted |  | No | Not Applicable | 150 | Category I | 3 |  | 0.5 | 0.75 | No | [7 empty] | 34000 BTU/Hr |  | 64 | 0.59 | 40 | 38 | Not Applicable | On/Off | No, it does not comply with jurisdictions having 10ng/J NOx Regulations | [6 empty] | 132 | 20.375 | 19 | 59 | 137 | 445 | 18 | 57.8125 | 21.5 | 61.3125 |  |  | 37 |  |  | 8 |  |  |  | 13 | 51.625 | [8 empty] | 1 | 145 | 260 | ANSI Z21.10.1-2019/CSA 4.1-2019 | Yes | Yes | Yes | No | Not Applicable | [5 empty] | 10131 | RES GAS ATM | 200094513
RG140T6N-500 | RG140T | Bradford White | 671632841899 | Active | The ""-500"" indicates that this SKU comes with White Rodgers Mechanical Control. | [9 empty] | No | Not Applicable | Not Applicable | Residential Water Heating | Water Heating.Gas | 6 | 6 |  |  |  | 238-51557-00 |  |  |  | 238-39699-00 | [6 empty] | Gas | Natural Gas |  |  |  | Indoor |  | Floor Mounted |  | No | Not Applicable | 150 | Category I | 3 |  | 0.5 | 0.75 | No | [7 empty] | 34000 BTU/Hr |  | 64 | 0.59 | 40 | 38 | Not Applicable | On/Off | No, it does not comply with jurisdictions having 10ng/J NOx Regulations | [6 empty] | 132 | 20.375 | 19 | 59 | 137 | 445 | 18 | 57.8125 | 21.5 | 61.3125 |  |  | 37 |  |  | 8 |  |  |  | 13 | 51.625 | [8 empty] | 1 | 145 | 260 | ANSI Z21.10.1-2019/CSA 4.1-2019 | Yes | Yes | Yes | No | Not Applicable | [5 empty] | 10131 | RES GAS ATM | 200094513
RG140T6N-500-506 | RG140T | Bradford White | 671632134236 | Active | The ""-500"" indicates that this SKU comes with White Rodgers Mechanical Control. | The ""-506"" indicates that this SKU comes with an A420 Aluminum Anode Rod. | [8 empty] | No | Not Applicable | Not Applicable | Residential Water Heating | Water Heating.Gas | 6 | 6 |  |  |  | 238-51557-00 |  |  |  | 238-39699-00 | [6 empty] | Gas | Natural Gas |  |  |  | Indoor |  | Floor Mounted |  | No | Not Applicable | 150 | Category I | 3 |  | 0.5 | 0.75 | No | [7 empty] | 34000 BTU/Hr |  | 64 | 0.59 | 40 | 38 | Not Applicable | On/Off | No, it does not comply with jurisdictions having 10ng/J NOx Regulations | [6 empty] | 132 | 20.375 | 19 | 59 | 137 | 445 | 18 | 57.8125 | 21.5 | 61.3125 |  |  | 37 |  |  | 8 |  |  |  | 13 | 51.625 | [8 empty] | 1 | 145 | 260 | ANSI Z21.10.1-2019/CSA 4.1-2019 | Yes | Yes | Yes | No | Not Applicable | [5 empty] | 10131 | RES GAS ATM | 200094513
RG140T6N-506 | RG140T | Bradford White | 671632140213 | Active | The ""-506"" indicates that this SKU comes with an A420 Aluminum Anode Rod. | [9 empty] | No | Not Applicable | Not Applicable | Residential Water Heating | Water Heating.Gas | 6 | 6 |  |  |  | 238-51557-00 |  |  |  | 238-39699-00 | [6 empty] | Gas | Natural Gas |  |  |  | Indoor |  | Floor Mounted |  | No | Not Applicable | 150 | Category I | 3 |  | 0.5 | 0.75 | No | [7 empty] | 34000 BTU/Hr |  | 64 | 0.59 | 40 | 38 | Not Applicable | On/Off | No, it does not comply with jurisdictions having 10ng/J NOx Regulations | [6 empty] | 132 | 20.375 | 19 | 59 | 137 | 445 | 18 | 57.8125 | 21.5 | 61.3125 |  |  | 37 |  |  | 8 |  |  |  | 13 | 51.625 | [8 empty] | 1 | 145 | 260 | ANSI Z21.10.1-2019/CSA 4.1-2019 | Yes | Yes | Yes | No | Not Applicable | [5 empty] | 10131 | RES GAS ATM | 200094513
RG140T6N-600-506 | RG140T | Bradford White | 671632326211 | Active | The ""-506"" indicates that this SKU comes with an A420 Aluminum Anode Rod. | The ""-600"" indicates that this SKU comes with an SIT ICON System® gas control. | [8 empty] | No | Not Applicable | Not Applicable | Residential Water Heating | Water Heating.Gas | 6 | 6 |  |  |  | 238-51557-00 |  |  |  | 238-39699-00 | [6 empty] | Gas | Natural Gas |  |  |  | Indoor |  | Floor Mounted |  | No | Not Applicable | 150 | Category I | 3 |  | 0.5 | 0.75 | No | [7 empty] | 34000 BTU/Hr |  | 64 | 0.59 | 40 | 38 | Not Applicable | On/Off | No, it does not comply with jurisdictions having 10ng/J NOx Regulations | [6 empty] | 132 | 20.375 | 19 | 59 | 137 | 445 | 18 | 57.8125 | 21.5 | 61.3125 |  |  | 37 |  |  | 8 |  |  |  | 13 | 51.625 | [8 empty] | 1 | 145 | 260 | ANSI Z21.10.1-2019/CSA 4.1-2019 | Yes | Yes | Yes | No | Not Applicable | [5 empty] | 10131 | RES GAS ATM | 200094513
RG140T6X | RG140T | Bradford White | 671632819058 | Active | [10 empty] | No | Not Applicable | Not Applicable | Residential Water Heating | Water Heating.Gas | 6 | 6 |  |  |  | 238-51557-00 |  |  |  | 238-39699-00 | [6 empty] | Gas | Liquid Propane |  |  |  | Indoor |  | Floor Mounted |  | No | Not Applicable | 150 | Category I | 3 |  | 0.5 | 0.75 | No | [7 empty] | 34000 BTU/Hr |  | 64 | 0.59 | 40 | 38 | Not Applicable | On/Off | Not Applicable | [6 empty] | 132 | 20.375 | 19 | 59 | 137 | 445 | 18 | 57.8125 | 21.5 | 61.3125 |  |  | 37 |  |  | 8 |  |  |  | 13 | 51.625 | [8 empty] | 1 | 145 | 260 | ANSI Z21.10.1-2019/CSA 4.1-2019 | Yes | Yes | Yes | No | Not Applicable | [5 empty] | 10131 | RES GAS ATM | 200094517
RG140T6X-220 | RG140T | Bradford White | 671632867783 | Active | The ""-220"" indicates that this SKU was designed to operate in Altitudes ranging from 0 to 4,500 feet (0-1370 meters), and are certified for Installation in Canada. | [9 empty] | No | Not Applicable | Not Applicable | Residential Water Heating | Water Heating.Gas | 6 | 6 |  |  |  | 238-51557-00 |  |  |  | 238-39699-00 | [6 empty] | Gas | Liquid Propane |  |  |  | Indoor |  | Floor Mounted |  | No | Not Applicable | 150 | Category I | 3 |  | 0.5 | 0.75 | No | [7 empty] | 30600 BTU/Hr |  |  |  | 40 |  | Not Applicable | On/Off | Not Applicable | [6 empty] | 132 | 20.375 | 19 | 59 | 137 | 462 | 18 | 57.8125 | 21.5 | 61.3125 |  |  | 37 |  |  | 8 |  |  |  | 13 | 51.625 | [8 empty] | 1 | 145 | 260 | ANSI Z21.10.1-2019/CSA 4.1-2019 | Yes | No | Yes | No | Not Applicable | 238-51030-00 |  |  |  | 238-45684-00 | 10131 | RES GAS ATM
RG140T6X-264 | RG140T | Bradford White | 671632878185 | Active | The ""-264"" indicates that this SKU comes with an Aluminum Anode Rod. | [9 empty] | No | Not Applicable | Not Applicable | Residential Water Heating | Water Heating.Gas | 6 | 6 |  |  |  | 238-51557-00 |  |  |  | 238-39699-00 | [6 empty] | Gas | Liquid Propane |  |  |  | Indoor |  | Floor Mounted |  | No | Not Applicable | 150 | Category I | 3 |  | 0.5 | 0.75 | No | [7 empty] | 34000 BTU/Hr |  | 64 | 0.59 | 40 | 38 | Not Applicable | On/Off | Not Applicable | [6 empty] | 132 | 20.375 | 19 | 59 | 137 | 445 | 18 | 57.8125 | 21.5 | 61.3125 |  |  | 37 |  |  | 8 |  |  |  | 13 | 51.625 | [8 empty] | 1 | 145 | 260 | ANSI Z21.10.1-2019/CSA 4.1-2019 | Yes | Yes | Yes | No | Not Applicable | [5 empty] | 10131 | RES GAS ATM | 200094517
RG140T6X-264-500 | RG140T | Bradford White | 671632905577 | Active | The ""-264"" indicates that this SKU comes with an Aluminum Anode Rod. | The ""-500"" indicates that this SKU comes with White Rodgers Mechanical Control. | [8 empty] | No | Not Applicable | Not Applicable | Residential Water Heating | Water Heating.Gas | 6 | 6 |  |  |  | 238-51557-00 |  |  |  | 238-39699-00 | [6 empty] | Gas | Liquid Propane |  |  |  | Indoor |  | Floor Mounted |  | No | Not Applicable | 150 | Category I | 3 |  | 0.5 | 0.75 | No | [7 empty] | 34000 BTU/Hr |  | 64 | 0.59 | 40 | 38 | Not Applicable | On/Off | Not Applicable | [6 empty] | 132 | 20.375 | 19 | 59 | 137 | 445 | 18 | 57.8125 | 21.5 | 61.3125 |  |  | 37 |  |  | 8 |  |  |  | 13 | 51.625 | [8 empty] | 1 | 145 | 260 | ANSI Z21.10.1-2019/CSA 4.1-2019 | Yes | Yes | Yes | No | Not Applicable | [5 empty] | 10131 | RES GAS ATM | 200094517
RG140T6X-264-600 | RG140T | Bradford White | 671632569595 | Active | The ""-264"" indicates that this SKU comes with an Aluminum Anode Rod. | The ""-600"" indicates that this SKU comes with an SIT ICON System® gas control. | [8 empty] | No | Not Applicable | Not Applicable | Residential Water Heating | Water Heating.Gas | 6 | 6 |  |  |  | 238-51557-00 |  |  |  | 238-39699-00 | [6 empty] | Gas | Liquid Propane |  |  |  | Indoor |  | Floor Mounted |  | No | Not Applicable | 150 | Category I | 3 |  | 0.5 | 0.75 | No | [7 empty] | 34000 BTU/Hr |  | 64 | 0.59 | 40 | 38 | Not Applicable | On/Off | Not Applicable | [6 empty] | 132 | 20.375 | 19 | 59 | 137 | 445 | 18 | 57.8125 | 21.5 | 61.3125 |  |  | 37 |  |  | 8 |  |  |  | 13 | 51.625 | [8 empty] | 1 | 145 | 260 | ANSI Z21.10.1-2019/CSA 4.1-2019 | Yes | Yes | Yes | No | Not Applicable | [5 empty] | 10131 | RES GAS ATM | 200094517
RG140T6X-394 | RG140T | Bradford White | 671632824458 | Active | The ""-394"" indicates that this SKU comes with a Top T&P Location. | [9 empty] | No | Not Applicable | Not Applicable | Residential Water Heating | Water Heating.Gas | 6 | 6 |  |  |  | 238-51557-00 |  |  |  | 238-39699-00 | [6 empty] | Gas | Liquid Propane |  |  |  | Indoor |  | Floor Mounted |  | No | Not Applicable | 150 | Category I | 3 |  | 0.5 | 0.75 | No | [7 empty] | 34000 BTU/Hr |  | 64 | 0.59 | 40 | 38 | Not Applicable | On/Off | Not Applicable | [6 empty] | 126 | 20.375 | 19 | 59 | 131 | 439 | 18 | 57.8125 | 21.5 | 61.3125 |  |  | 37 |  |  | 8 |  |  |  | 13 | 51.625 | [8 empty] | 1 | 145 | 260 | ANSI Z21.10.1-2019/CSA 4.1-2019 | Yes | Yes | Yes | No | Not Applicable | [5 empty] | 10131 | RES GAS ATM | 200094517
RG140T6X-394-264 | RG140T | Bradford White | 671632841974 | Active | The ""-264"" indicates that this SKU comes with an Aluminum Anode Rod. | The ""-394"" indicates that this SKU comes with a Top T&P Location. | [8 empty] | No | Not Applicable | Not Applicable | Residential Water Heating | Water Heating.Gas | 6 | 6 |  |  |  | 238-51557-00 |  |  |  | 238-39699-00 | [6 empty] | Gas | Liquid Propane |  |  |  | Indoor |  | Floor Mounted |  | No | Not Applicable | 150 | Category I | 3 |  | 0.5 | 0.75 | No | [7 empty] | 34000 BTU/Hr |  | 64 | 0.59 | 40 | 38 | Not Applicable | On/Off | Not Applicable | [6 empty] | 132 | 20.375 | 19 | 59 | 137 | 445 | 18 | 57.8125 | 21.5 | 61.3125 |  |  | 37 |  |  | 8 |  |  |  | 13 | 51.625 | [8 empty] | 1 | 145 | 260 | ANSI Z21.10.1-2019/CSA 4.1-2019 | Yes | Yes | Yes | No | Not Applicable | [5 empty] | 10131 | RES GAS ATM | 200094517
RG140T6X-394-475 | RG140T | Bradford White | 671632826803 | Active | The ""-394"" indicates that this SKU comes with a Top T&P Location. | The ""-475"" indicates that this SKU was designed to operate in Altitudes between 2,001 feet and 7,000 feet. | [8 empty] | No | Not Applicable | Not Applicable | Residential Water Heating | Water Heating.Gas | 6 | 6 |  |  |  | 238-51557-00 |  |  |  | 238-39699-00 | [6 empty] | Gas | Liquid Propane |  |  |  | Indoor |  | Floor Mounted |  | No | Not Applicable | 150 | Category I | 3 |  | 0.5 | 0.75 | No | [7 empty] | 34000 BTU/Hr |  | 64 | 0.59 | 40 | 38 | Not Applicable | On/Off | Not Applicable | [6 empty] | 132 | 20.375 | 19 | 59 | 137 | 445 | 18 | 57.8125 | 21.5 | 61.3125 |  |  | 37 |  |  | 8 |  |  |  | 13 | 51.625 | [8 empty] | 1 | 145 | 260 | ANSI Z21.10.1-2019/CSA 4.1-2019 | Yes | Yes | Yes | No | Not Applicable | [5 empty] | 10131 | RES GAS ATM | 200094517
RG140T6X-457 | RG140T | Bradford White | 671632867820 | Active | The -457 indicates that this SKU was designed and certified for Installation in Canada. | [9 empty] | No | Not Applicable | Not Applicable | Residential Water Heating | Water Heating.Gas | 6 | 6 |  |  |  | 238-51557-00 |  |  |  | 238-39699-00 | [6 empty] | Gas | Liquid Propane |  |  |  | Indoor |  | Floor Mounted |  | No | Not Applicable | 150 | Category I | 3 |  | 0.5 | 0.75 | No | [7 empty] | 34000 BTU/Hr |  |  |  | 40 |  | Not Applicable | On/Off | Not Applicable | [6 empty] | 132 | 20.375 | 19 | 59 | 137 | 462 | 18 | 57.8125 | 21.5 | 61.3125 |  |  | 37 |  |  | 8 |  |  |  | 13 | 51.625 | [8 empty] | 1 | 145 | 260 | ANSI Z21.10.1-2019/CSA 4.1-2019 | Yes | No | Yes | No | Not Applicable | 238-51030-00 |  |  |  | 238-45684-00 | 10131 | RES GAS ATM
RG140T6X-475 | RG140T | Bradford White | 671632822942 | Active | The ""-475"" indicates that this SKU was designed to operate in Altitudes between 2,001 feet and 7,000 feet. | [9 empty] | No | Not Applicable | Not Applicable | Residential Water Heating | Water Heating.Gas | 6 | 6 |  |  |  | 238-51557-00 |  |  |  | 238-39699-00 | [6 empty] | Gas | Liquid Propane |  |  |  | Indoor |  | Floor Mounted |  | No | Not Applicable | 150 | Category I | 3 |  | 0.5 | 0.75 | No | [7 empty] | 34000 BTU/Hr |  | 64 | 0.59 | 40 | 38 | Not Applicable | On/Off | Not Applicable | [6 empty] | 132 | 20.375 | 19 | 59 | 137 | 445 | 18 | 57.8125 | 21.5 | 61.3125 |  |  | 37 |  |  | 8 |  |  |  | 13 | 51.625 | [8 empty] | 1 | 145 | 260 | ANSI Z21.10.1-2019/CSA 4.1-2019 | Yes | Yes | Yes | No | Not Applicable | [5 empty] | 10131 | RES GAS ATM | 200094517
RG140T6X-475-264 | RG140T | Bradford White | 671632906000 | Active | The ""-264"" indicates that this SKU comes with an Aluminum Anode Rod. | The ""-475"" indicates that this SKU was designed to operate in Altitudes between 2,001 feet and 7,000 feet. | [8 empty] | No | Not Applicable | Not Applicable | Residential Water Heating | Water Heating.Gas | 6 | 6 |  |  |  | 238-51557-00 |  |  |  | 238-39699-00 | [6 empty] | Gas | Liquid Propane |  |  |  | Indoor |  | Floor Mounted |  | No | Not Applicable | 150 | Category I | 3 |  | 0.5 | 0.75 | No | [7 empty] | 34000 BTU/Hr |  | 64 | 0.59 | 40 | 38 | Not Applicable | On/Off | Not Applicable | [6 empty] | 132 | 20.375 | 19 | 59 | 137 | 445 | 18 | 57.8125 | 21.5 | 61.3125 |  |  | 37 |  |  | 8 |  |  |  | 13 | 51.625 | [8 empty] | 1 | 145 | 260 | ANSI Z21.10.1-2019/CSA 4.1-2019 | Yes | Yes | Yes | No | Not Applicable | [5 empty] | 10131 | RES GAS ATM | 200094517
RG140T6X-500 | RG140T | Bradford White | 671632905621 | Active | The ""-500"" indicates that this SKU comes with White Rodgers Mechanical Control. | [9 empty] | No | Not Applicable | Not Applicable | Residential Water Heating | Water Heating.Gas | 6 | 6 |  |  |  | 238-51557-00 |  |  |  | 238-39699-00 | [6 empty] | Gas | Liquid Propane |  |  |  | Indoor |  | Floor Mounted |  | No | Not Applicable | 150 | Category I | 3 |  | 0.5 | 0.75 | No | [7 empty] | 34000 BTU/Hr |  | 64 | 0.59 | 40 | 38 | Not Applicable | On/Off | Not Applicable | [6 empty] | 132 | 20.375 | 19 | 59 | 137 | 445 | 18 | 57.8125 | 21.5 | 61.3125 |  |  | 37 |  |  | 8 |  |  |  | 13 | 51.625 | [8 empty] | 1 | 145 | 260 | ANSI Z21.10.1-2019/CSA 4.1-2019 | Yes | Yes | Yes | No | Not Applicable | [5 empty] | 10131 | RES GAS ATM | 200094517
RG140T6X-500-506 | RG140T | Bradford White | 671632134755 | Active | The ""-500"" indicates that this SKU comes with White Rodgers Mechanical Control. | The ""-506"" indicates that this SKU comes with an A420 Aluminum Anode Rod. | [8 empty] | No | Not Applicable | Not Applicable | Residential Water Heating | Water Heating.Gas | 6 | 6 |  |  |  | 238-51557-00 |  |  |  | 238-39699-00 | [6 empty] | Gas | Liquid Propane |  |  |  | Indoor |  | Floor Mounted |  | No | Not Applicable | 150 | Category I | 3 |  | 0.5 | 0.75 | No | [7 empty] | 34000 BTU/Hr |  | 64 | 0.59 | 40 | 38 | Not Applicable | On/Off | Not Applicable | [6 empty] | 132 | 20.375 | 19 | 59 | 137 | 445 | 18 | 57.8125 | 21.5 | 61.3125 |  |  | 37 |  |  | 8 |  |  |  | 13 | 51.625 | [8 empty] | 1 | 145 | 260 | ANSI Z21.10.1-2019/CSA 4.1-2019 | Yes | Yes | Yes | No | Not Applicable | [5 empty] | 10131 | RES GAS ATM | 200094517
RG140T6X-600 | RG140T | Bradford White | 671632569564 | Active | The ""-600"" indicates that this SKU comes with an SIT ICON System® gas control. | [9 empty] | No | Not Applicable | Not Applicable | Residential Water Heating | Water Heating.Gas | 6 | 6 |  |  |  | 238-51557-00 |  |  |  | 238-39699-00 | [6 empty] | Gas | Liquid Propane |  |  |  | Indoor |  | Floor Mounted |  | No | Not Applicable | 150 | Category I | 3 |  | 0.5 | 0.75 | No | [7 empty] | 34000 BTU/Hr |  | 64 | 0.59 | 40 | 38 | Not Applicable | On/Off | Not Applicable | [6 empty] | 132 | 20.375 | 19 | 59 | 137 | 445 | 18 | 57.8125 | 21.5 | 61.3125 |  |  | 37 |  |  | 8 |  |  |  | 13 | 51.625 | [8 empty] | 1 | 145 | 260 | ANSI Z21.10.1-2019/CSA 4.1-2019 | Yes | Yes | Yes | No | Not Applicable | [5 empty] | 10131 | RES GAS ATM | 200094517
RG140T6X-600-506 | RG140T | Bradford White | 671632560967 | Active | The ""-506"" indicates that this SKU comes with an A420 Aluminum Anode Rod. | The ""-600"" indicates that this SKU comes with an SIT ICON System® gas control. | [8 empty] | No | Not Applicable | Not Applicable | Residential Water Heating | Water Heating.Gas | 6 | 6 |  |  |  | 238-51557-00 |  |  |  | 238-39699-00 | [6 empty] | Gas | Liquid Propane |  |  |  | Indoor |  | Floor Mounted |  | No | Not Applicable | 150 | Category I | 3 |  | 0.5 | 0.75 | No | [7 empty] | 34000 BTU/Hr |  | 64 | 0.59 | 40 | 38 | Not Applicable | On/Off | Not Applicable | [6 empty] | 132 | 20.375 | 19 | 59 | 137 | 445 | 18 | 57.8125 | 21.5 | 61.3125 |  |  | 37 |  |  | 8 |  |  |  | 13 | 51.625 | [8 empty] | 1 | 145 | 260 | ANSI Z21.10.1-2019/CSA 4.1-2019 | Yes | Yes | Yes | No | Not Applicable | [5 empty] | 10131 | RES GAS ATM | 200094517
RG140T8N-220 | RG140T | Bradford White | 671632853540 | Active | The ""-220"" indicates that this SKU was designed to operate in Altitudes ranging from 0 to 4,500 feet (0-1370 meters), and are certified for Installation in Canada. | [9 empty] | No | Not Applicable | Not Applicable | Residential Water Heating | Water Heating.Gas | 8 | 6 |  |  |  | 238-51557-00 |  |  |  | 238-39699-00 | [6 empty] | Gas | Natural Gas |  |  |  | Indoor |  | Floor Mounted |  | No | Not Applicable | 150 | Category I | 3 |  | 0.5 | 0.75 | No | [7 empty] | 30600 BTU/Hr |  |  |  | 40 |  | Not Applicable | On/Off | No, it does not comply with jurisdictions having 10ng/J NOx Regulations | [6 empty] | 132 | 20.375 | 19 | 59 | 137 | 462 | 18 | 57.8125 | 21.5 | 61.3125 |  |  | 37 |  |  | 8 |  |  |  | 13 | 51.625 | [8 empty] | 1 | 145 | 260 | ANSI Z21.10.1-2019/CSA 4.1-2019 | Yes | No | Yes | No | Not Applicable | 238-51030-00 |  |  |  | 238-45684-00 | 10131 | RES GAS ATM
RG140T8N-457 | RG140T | Bradford White | 671632861545 | Active | The -457 indicates that this SKU was designed and certified for Installation in Canada. | [9 empty] | No | Not Applicable | Not Applicable | Residential Water Heating | Water Heating.Gas | 8 | 6 |  |  |  | 238-51557-00 |  |  |  | 238-39699-00 | [6 empty] | Gas | Natural Gas |  |  |  | Indoor |  | Floor Mounted |  | No | Not Applicable | 150 | Category I | 3 |  | 0.5 | 0.75 | No | [7 empty] | 34000 BTU/Hr |  |  |  | 40 |  | Not Applicable | On/Off | No, it does not comply with jurisdictions having 10ng/J NOx Regulations | [6 empty] | 132 | 20.375 | 19 | 59 | 137 | 462 | 18 | 57.8125 | 21.5 | 61.3125 |  |  | 37 |  |  | 8 |  |  |  | 13 | 51.625 | [8 empty] | 1 | 145 | 260 | ANSI Z21.10.1-2019/CSA 4.1-2019 | Yes | No | Yes | No | Not Applicable | 238-51030-00 |  |  |  | 238-45684-00 | 10131 | RES GAS ATM
RG150T10N | RG150T | Bradford White | 671632897056 | Active | [10 empty] | No | Not Applicable | Not Applicable | Residential Water Heating | Water Heating.Gas | 10 | 6 |  |  |  | 238-51557-00 |  |  |  | 238-39699-00 | [6 empty] | Gas | Natural Gas |  |  |  | Indoor |  | Floor Mounted |  | No | Not Applicable | 150 | Category I | 3 |  | 0.5 | 0.75 | No | [7 empty] | 34000 BTU/Hr |  | 75 | 0.63 | 50 | 47 | Not Applicable | On/Off | No, it does not comply with jurisdictions having 10ng/J NOx Regulations | [6 empty] | 148 | 23 | 21 | 59.375 | 154 | 536 | 20 | 56.625 | 23.5 | 60.125 |  |  | 37 |  |  | 8 |  |  |  | 13 | 49.9375 | [8 empty] | 1 | 108 | 104 | ANSI Z21.10.1-2019/CSA 4.1-2019 | Yes | Yes | Yes | No | Not Applicable | [5 empty] | 10131 | RES GAS ATM | 200094519
RG150T10X | RG150T | Bradford White | 671632334254 | Active | [10 empty] | No | Not Applicable | Not Applicable | Residential Water Heating | Water Heating.Gas | 10 | 6 |  |  |  | 238-51557-00 |  |  |  | 238-39699-00 | [6 empty] | Gas | Liquid Propane |  |  |  | Indoor |  | Floor Mounted |  | No | Not Applicable | 150 | Category I | 3 |  | 0.5 | 0.75 | No | [7 empty] | 34000 BTU/Hr |  | 75 | 0.63 | 50 | 47 | Not Applicable | On/Off | Not Applicable | [6 empty] | 148 | 23 | 21 | 59.375 | 154 | 536 | 20 | 56.625 | 23.5 | 60.125 |  |  | 37 |  |  | 8 |  |  |  | 13 | 49.9375 | [8 empty] | 1 | 108 | 104 | ANSI Z21.10.1-2019/CSA 4.1-2019 | Yes | Yes | Yes | No | Not Applicable | [5 empty] | 10131 | RES GAS ATM | 200094523
RG150T6N | RG150T | Bradford White | 671632818907 | Active | [10 empty] | No | Not Applicable | Not Applicable | Residential Water Heating | Water Heating.Gas | 6 | 6 |  |  |  | 238-51557-00 |  |  |  | 238-39699-00 | [6 empty] | Gas | Natural Gas |  |  |  | Indoor |  | Floor Mounted |  | No | Not Applicable | 150 | Category I | 3 |  | 0.5 | 0.75 | No | [7 empty] | 34000 BTU/Hr |  | 75 | 0.63 | 50 | 47 | Not Applicable | On/Off | No, it does not comply with jurisdictions having 10ng/J NOx Regulations | [6 empty] | 148 | 23 | 21 | 59.375 | 154 | 536 | 20 | 56.625 | 23.5 | 60.125 |  |  | 37 |  |  | 8 |  |  |  | 13 | 49.9375 | [8 empty] | 1 | 108 | 104 | ANSI Z21.10.1-2019/CSA 4.1-2019 | Yes | Yes | Yes | No | Not Applicable | [5 empty] | 10131 | RES GAS ATM | 200094519
RG150T6N-220 | RG150T | Bradford White | 671632867882 | Active | The ""-220"" indicates that this SKU was designed to operate in Altitudes ranging from 0 to 4,500 feet (0-1370 meters), and are certified for Installation in Canada. | [9 empty] | No | Not Applicable | Not Applicable | Residential Water Heating | Water Heating.Gas | 6 | 6 |  |  |  | 238-51557-00 |  |  |  | 238-39699-00 | [6 empty] | Gas | Natural Gas |  |  |  | Indoor |  | Floor Mounted |  | No | Not Applicable | 150 | Category I | 3 |  | 0.5 | 0.75 | No | [7 empty] | 34600 BTU/Hr |  |  |  | 50 |  | Not Applicable | On/Off | No, it does not comply with jurisdictions having 10ng/J NOx Regulations | [6 empty] | 148 | 23 | 21 | 59.375 | 154 | 560 | 20 | 56.625 | 23.5 | 60.125 |  |  | 37 |  |  | 8 |  |  |  | 13 | 49.9375 | [8 empty] | 1 | 108 | 104 | ANSI Z21.10.1-2019/CSA 4.1-2019 | Yes | No | Yes | No | Not Applicable | 238-51030-00 |  |  |  | 238-45684-00 | 10131 | RES GAS ATM
RG150T6N-264 | RG150T | Bradford White | 671632826643 | Active | The ""-264"" indicates that this SKU comes with an Aluminum Anode Rod. | [9 empty] | No | Not Applicable | Not Applicable | Residential Water Heating | Water Heating.Gas | 6 | 6 |  |  |  | 238-51557-00 |  |  |  | 238-39699-00 | [6 empty] | Gas | Natural Gas |  |  |  | Indoor |  | Floor Mounted |  | No | Not Applicable | 150 | Category I | 3 |  | 0.5 | 0.75 | No | [7 empty] | 34000 BTU/Hr |  | 75 | 0.63 | 50 | 47 | Not Applicable | On/Off | No, it does not comply with jurisdictions having 10ng/J NOx Regulations | [6 empty] | 148 | 23 | 21 | 59.375 | 154 | 536 | 20 | 56.625 | 23.5 | 60.125 |  |  | 37 |  |  | 8 |  |  |  | 13 | 49.9375 | [8 empty] | 1 | 108 | 104 | ANSI Z21.10.1-2019/CSA 4.1-2019 | Yes | Yes | Yes | No | Not Applicable | [5 empty] | 10131 | RES GAS ATM | 200094519
RG150T6N-264-500 | RG150T | Bradford White | 671632870639 | Active | The ""-264"" indicates that this SKU comes with an Aluminum Anode Rod. | The ""-500"" indicates that this SKU comes with White Rodgers Mechanical Control. | [8 empty] | No | Not Applicable | Not Applicable | Residential Water Heating | Water Heating.Gas | 6 | 6 |  |  |  | 238-51557-00 |  |  |  | 238-39699-00 | [6 empty] | Gas | Natural Gas |  |  |  | Indoor |  | Floor Mounted |  | No | Not Applicable | 150 | Category I | 3 |  | 0.5 | 0.75 | No | [7 empty] | 34000 BTU/Hr |  | 75 | 0.63 | 50 | 47 | Not Applicable | On/Off | No, it does not comply with jurisdictions having 10ng/J NOx Regulations | [6 empty] | 148 | 23 | 21 | 59.375 | 154 | 536 | 20 | 56.625 | 23.5 | 60.125 |  |  | 37 |  |  | 8 |  |  |  | 13 | 49.9375 | [8 empty] | 1 | 108 | 104 | ANSI Z21.10.1-2019/CSA 4.1-2019 | Yes | Yes | Yes | No | Not Applicable | [5 empty] | 10131 | RES GAS ATM | 200094519
RG150T6N-264-600 | RG150T | Bradford White | 671632569618 | Active | The ""-264"" indicates that this SKU comes with an Aluminum Anode Rod. | The ""-600"" indicates that this SKU comes with an SIT ICON System® gas control. | [8 empty] | No | Not Applicable | Not Applicable | Residential Water Heating | Water Heating.Gas | 6 | 6 |  |  |  | 238-51557-00 |  |  |  | 238-39699-00 | [6 empty] | Gas | Natural Gas |  |  |  | Indoor |  | Floor Mounted |  | No | Not Applicable | 150 | Category I | 3 |  | 0.5 | 0.75 | No | [7 empty] | 34000 BTU/Hr |  | 75 | 0.63 | 50 | 47 | Not Applicable | On/Off | No, it does not comply with jurisdictions having 10ng/J NOx Regulations | [6 empty] | 148 | 23 | 21 | 59.375 | 154 | 536 | 20 | 56.625 | 23.5 | 60.125 |  |  | 37 |  |  | 8 |  |  |  | 13 | 49.9375 | [8 empty] | 1 | 108 | 104 | ANSI Z21.10.1-2019/CSA 4.1-2019 | Yes | Yes | Yes | No | Not Applicable | [5 empty] | 10131 | RES GAS ATM | 200094519
RG150T6N-394 | RG150T | Bradford White | 671632824496 | Active | The ""-394"" indicates that this SKU comes with a Top T&P Location. | [9 empty] | No | Not Applicable | Not Applicable | Residential Water Heating | Water Heating.Gas | 6 | 6 |  |  |  | 238-51557-00 |  |  |  | 238-39699-00 | [6 empty] | Gas | Natural Gas |  |  |  | Indoor |  | Floor Mounted |  | No | Not Applicable | 150 | Category I | 3 |  | 0.5 | 0.75 | No | [7 empty] | 34000 BTU/Hr |  | 75 | 0.63 | 50 | 47 | Not Applicable | On/Off | No, it does not comply with jurisdictions having 10ng/J NOx Regulations | [6 empty] | 148 | 23 | 21 | 59.375 | 154 | 536 | 20 | 56.625 | 23.5 | 60.125 |  |  | 37 |  |  | 8 |  |  |  | 13 | 49.9375 | [8 empty] | 1 | 108 | 104 | ANSI Z21.10.1-2019/CSA 4.1-2019 | Yes | Yes | Yes | No | Not Applicable | [5 empty] | 10131 | RES GAS ATM | 200094519
RG150T6N-394-264 | RG150T | Bradford White | 671632840502 | Active | The ""-264"" indicates that this SKU comes with an Aluminum Anode Rod. | The ""-394"" indicates that this SKU comes with a Top T&P Location. | [8 empty] | No | Not Applicable | Not Applicable | Residential Water Heating | Water Heating.Gas | 6 | 6 |  |  |  | 238-51557-00 |  |  |  | 238-39699-00 | [6 empty] | Gas | Natural Gas |  |  |  | Indoor |  | Floor Mounted |  | No | Not Applicable | 150 | Category I | 3 |  | 0.5 | 0.75 | No | [7 empty] | 34000 BTU/Hr |  | 75 | 0.63 | 50 | 47 | Not Applicable | On/Off | No, it does not comply with jurisdictions having 10ng/J NOx Regulations | [6 empty] | 148 | 23 | 21 | 59.375 | 154 | 536 | 20 | 56.625 | 23.5 | 60.125 |  |  | 37 |  |  | 8 |  |  |  | 13 | 49.9375 | [8 empty] | 1 | 108 | 104 | ANSI Z21.10.1-2019/CSA 4.1-2019 | Yes | Yes | Yes | No | Not Applicable | [5 empty] | 10131 | RES GAS ATM | 200094519
RG150T6N-394-264-500 | RG150T | Bradford White | 671632850129 | Active | The ""-264"" indicates that this SKU comes with an Aluminum Anode Rod. | The ""-394"" indicates that this SKU comes with a Top T&P Location. | The ""-500"" indicates that this SKU comes with White Rodgers Mechanical Control. | [7 empty] | No | Not Applicable | Not Applicable | Residential Water Heating | Water Heating.Gas | 6 | 6 |  |  |  | 238-51557-00 |  |  |  | 238-39699-00 | [6 empty] | Gas | Natural Gas |  |  |  | Indoor |  | Floor Mounted |  | No | Not Applicable | 150 | Category I | 3 |  | 0.5 | 0.75 | No | [7 empty] | 34000 BTU/Hr |  | 75 | 0.63 | 50 | 47 | Not Applicable | On/Off | No, it does not comply with jurisdictions having 10ng/J NOx Regulations | [6 empty] | 148 | 23 | 21 | 59.375 | 154 | 536 | 20 | 56.625 | 23.5 | 60.125 |  |  | 37 |  |  | 8 |  |  |  | 13 | 49.9375 | [8 empty] | 1 | 108 | 104 | ANSI Z21.10.1-2019/CSA 4.1-2019 | Yes | Yes | Yes | No | Not Applicable | [5 empty] | 10131 | RES GAS ATM | 200094519
RG150T6N-394-264-600 | RG150T | Bradford White | 671632569656 | Active | The ""-264"" indicates that this SKU comes with an Aluminum Anode Rod. | The ""-394"" indicates that this SKU comes with a Top T&P Location. | The ""-600"" indicates that this SKU comes with an SIT ICON System® gas control. | [7 empty] | No | Not Applicable | Not Applicable | Residential Water Heating | Water Heating.Gas | 6 | 6 |  |  |  | 238-51557-00 |  |  |  | 238-39699-00 | [6 empty] | Gas | Natural Gas |  |  |  | Indoor |  | Floor Mounted |  | No | Not Applicable | 150 | Category I | 3 |  | 0.5 | 0.75 | No | [7 empty] | 34000 BTU/Hr |  | 75 | 0.63 | 50 | 47 | Not Applicable | On/Off | No, it does not comply with jurisdictions having 10ng/J NOx Regulations | [6 empty] | 148 | 23 | 21 | 59.375 | 154 | 536 | 20 | 56.625 | 23.5 | 60.125 |  |  | 37 |  |  | 8 |  |  |  | 13 | 49.9375 | [8 empty] | 1 | 108 | 104 | ANSI Z21.10.1-2019/CSA 4.1-2019 | Yes | Yes | Yes | No | Not Applicable | [5 empty] | 10131 | RES GAS ATM | 200094519
RG150T6N-394-475 | RG150T | Bradford White | 671632825547 | Active | The ""-394"" indicates that this SKU comes with a Top T&P Location. | The ""-475"" indicates that this SKU was designed to operate in Altitudes between 2,001 feet and 7,000 feet. | [8 empty] | No | Not Applicable | Not Applicable | Residential Water Heating | Water Heating.Gas | 6 | 6 |  |  |  | 238-51557-00 |  |  |  | 238-39699-00 | [6 empty] | Gas | Natural Gas |  |  |  | Indoor |  | Floor Mounted |  | No | Not Applicable | 150 | Category I | 3 |  | 0.5 | 0.75 | No | [7 empty] | 34000 BTU/Hr |  | 75 | 0.63 | 50 | 47 | Not Applicable | On/Off | No, it does not comply with jurisdictions having 10ng/J NOx Regulations | [6 empty] | 148 | 23 | 21 | 59.375 | 154 | 536 | 20 | 56.625 | 23.5 | 60.125 |  |  | 37 |  |  | 8 |  |  |  | 13 | 49.9375 | [8 empty] | 1 | 108 | 104 | ANSI Z21.10.1-2019/CSA 4.1-2019 | Yes | Yes | Yes | No | Not Applicable | [5 empty] | 10131 | RES GAS ATM | 200094519
RG150T6N-394-475-264 | RG150T | Bradford White | 671632656240 | Active | The ""-264"" indicates that this SKU comes with an Aluminum Anode Rod. | The ""-394"" indicates that this SKU comes with a Top T&P Location. | The ""-475"" indicates that this SKU was designed to operate in Altitudes between 2,001 feet and 7,000 feet. | [7 empty] | No | Not Applicable | Not Applicable | Residential Water Heating | Water Heating.Gas | 6 | 6 |  |  |  | 238-51557-00 |  |  |  | 238-39699-00 | [6 empty] | Gas | Natural Gas |  |  |  | Indoor |  | Floor Mounted |  | No | Not Applicable | 150 | Category I | 3 |  | 0.5 | 0.75 | No | [7 empty] | 34000 BTU/Hr |  | 75 | 0.63 | 50 | 47 | Not Applicable | On/Off | No, it does not comply with jurisdictions having 10ng/J NOx Regulations | [6 empty] | 148 | 23 | 21 | 59.375 | 154 | 536 | 20 | 56.625 | 23.5 | 60.125 |  |  | 37 |  |  | 8 |  |  |  | 13 | 49.9375 | [8 empty] | 1 | 108 | 104 | ANSI Z21.10.1-2019/CSA 4.1-2019 | Yes | Yes | Yes | No | Not Applicable | [5 empty] | 10131 | RES GAS ATM | 200094519
RG150T6N-394-500 | RG150T | Bradford White | 671632850143 | Active | The ""-394"" indicates that this SKU comes with a Top T&P Location. | The ""-500"" indicates that this SKU comes with White Rodgers Mechanical Control. | [8 empty] | No | Not Applicable | Not Applicable | Residential Water Heating | Water Heating.Gas | 6 | 6 |  |  |  | 238-51557-00 |  |  |  | 238-39699-00 | [6 empty] | Gas | Natural Gas |  |  |  | Indoor |  | Floor Mounted |  | No | Not Applicable | 150 | Category I | 3 |  | 0.5 | 0.75 | No | [7 empty] | 34000 BTU/Hr |  | 75 | 0.63 | 50 | 47 | Not Applicable | On/Off | No, it does not comply with jurisdictions having 10ng/J NOx Regulations | [6 empty] | 148 | 23 | 21 | 59.375 | 154 | 536 | 20 | 56.625 | 23.5 | 60.125 |  |  | 37 |  |  | 8 |  |  |  | 13 | 49.9375 | [8 empty] | 1 | 108 | 104 | ANSI Z21.10.1-2019/CSA 4.1-2019 | Yes | Yes | Yes | No | Not Applicable | [5 empty] | 10131 | RES GAS ATM | 200094519
RG150T6N-394-500-506 | RG150T | Bradford White | 671632318124 | Active | The ""-394"" indicates that this SKU comes with a Top T&P Location. | The ""-500"" indicates that this SKU comes with White Rodgers Mechanical Control. | The ""-506"" indicates that this SKU comes with an A420 Aluminum Anode Rod. | [7 empty] | No | Not Applicable | Not Applicable | Residential Water Heating | Water Heating.Gas | 6 | 6 |  |  |  | 238-51557-00 |  |  |  | 238-39699-00 | [6 empty] | Gas | Natural Gas |  |  |  | Indoor |  | Floor Mounted |  | No | Not Applicable | 150 | Category I | 3 |  | 0.5 | 0.75 | No | [7 empty] | 34000 BTU/Hr |  | 75 | 0.63 | 50 | 47 | Not Applicable | On/Off | No, it does not comply with jurisdictions having 10ng/J NOx Regulations | [6 empty] | 148 | 23 | 21 | 59.375 | 154 | 536 | 20 | 56.625 | 23.5 | 60.125 |  |  | 37 |  |  | 8 |  |  |  | 13 | 49.9375 | [8 empty] | 1 | 108 | 104 | ANSI Z21.10.1-2019/CSA 4.1-2019 | Yes | Yes | Yes | No | Not Applicable | [5 empty] | 10131 | RES GAS ATM | 200094519
RG150T6N-394-600 | RG150T | Bradford White | 671632313662 | Active | The ""-394"" indicates that this SKU comes with a Top T&P Location. | The ""-600"" indicates that this SKU comes with an SIT ICON System® gas control. | [8 empty] | No | Not Applicable | Not Applicable | Residential Water Heating | Water Heating.Gas | 6 | 6 |  |  |  | 238-51557-00 |  |  |  | 238-39699-00 | [6 empty] | Gas | Natural Gas |  |  |  | Indoor |  | Floor Mounted |  | No | Not Applicable | 150 | Category I | 3 |  | 0.5 | 0.75 | No | [7 empty] | 34000 BTU/Hr |  | 75 | 0.63 | 50 | 47 | Not Applicable | On/Off | No, it does not comply with jurisdictions having 10ng/J NOx Regulations | [6 empty] | 148 | 23 | 21 | 59.375 | 154 | 536 | 20 | 56.625 | 23.5 | 60.125 |  |  | 37 |  |  | 8 |  |  |  | 13 | 49.9375 | [8 empty] | 1 | 108 | 104 | ANSI Z21.10.1-2019/CSA 4.1-2019 | Yes | Yes | Yes | No | Not Applicable | [5 empty] | 10131 | RES GAS ATM | 200094519
RG150T6N-394-600-506 | RG150T | Bradford White | 671632569663 | Active | The ""-394"" indicates that this SKU comes with a Top T&P Location. | The ""-506"" indicates that this SKU comes with an A420 Aluminum Anode Rod. | The ""-600"" indicates that this SKU comes with an SIT ICON System® gas control. | [7 empty] | No | Not Applicable | Not Applicable | Residential Water Heating | Water Heating.Gas | 6 | 6 |  |  |  | 238-51557-00 |  |  |  | 238-39699-00 | [6 empty] | Gas | Natural Gas |  |  |  | Indoor |  | Floor Mounted |  | No | Not Applicable | 150 | Category I | 3 |  | 0.5 | 0.75 | No | [7 empty] | 34000 BTU/Hr |  | 75 | 0.63 | 50 | 47 | Not Applicable | On/Off | No, it does not comply with jurisdictions having 10ng/J NOx Regulations | [6 empty] | 148 | 23 | 21 | 59.375 | 154 | 536 | 20 | 56.625 | 23.5 | 60.125 |  |  | 37 |  |  | 8 |  |  |  | 13 | 49.9375 | [8 empty] | 1 | 108 | 104 | ANSI Z21.10.1-2019/CSA 4.1-2019 | Yes | Yes | Yes | No | Not Applicable | [5 empty] | 10131 | RES GAS ATM | 200094519
RG150T6N-457 | RG150T | Bradford White | 671632858347 | Active | The -457 indicates that this SKU was designed and certified for Installation in Canada. | [9 empty] | No | Not Applicable | Not Applicable | Residential Water Heating | Water Heating.Gas | 6 | 6 |  |  |  | 238-51557-00 |  |  |  | 238-39699-00 | [6 empty] | Gas | Natural Gas |  |  |  | Indoor |  | Floor Mounted |  | No | Not Applicable | 150 | Category I | 3 |  | 0.5 | 0.75 | No | [7 empty] | 34000 BTU/Hr |  |  |  | 50 |  | Not Applicable | On/Off | No, it does not comply with jurisdictions having 10ng/J NOx Regulations | [6 empty] | 148 | 23 | 21 | 59.375 | 154 | 560 | 20 | 56.625 | 23.5 | 60.125 |  |  | 37 |  |  | 8 |  |  |  | 13 | 49.9375 | [8 empty] | 1 | 108 | 104 | ANSI Z21.10.1-2019/CSA 4.1-2019 | Yes | No | Yes | No | Not Applicable | 238-51030-00 |  |  |  | 238-45684-00 | 10131 | RES GAS ATM
RG150T6N-475 | RG150T | Bradford White | 671632822928 | Active | The ""-475"" indicates that this SKU was designed to operate in Altitudes between 2,001 feet and 7,000 feet. | [9 empty] | No | Not Applicable | Not Applicable | Residential Water Heating | Water Heating.Gas | 6 | 6 |  |  |  | 238-51557-00 |  |  |  | 238-39699-00 | [6 empty] | Gas | Natural Gas |  |  |  | Indoor |  | Floor Mounted |  | No | Not Applicable | 150 | Category I | 3 |  | 0.5 | 0.75 | No | [7 empty] | 34000 BTU/Hr |  | 75 | 0.63 | 50 | 47 | Not Applicable | On/Off | No, it does not comply with jurisdictions having 10ng/J NOx Regulations | [6 empty] | 148 | 23 | 21 | 59.375 | 154 | 536 | 20 | 56.625 | 23.5 | 60.125 |  |  | 37 |  |  | 8 |  |  |  | 13 | 49.9375 | [8 empty] | 1 | 108 | 104 | ANSI Z21.10.1-2019/CSA 4.1-2019 | Yes | Yes | Yes | No | Not Applicable | [5 empty] | 10131 | RES GAS ATM | 200094519
RG150T6N-475-264 | RG150T | Bradford White | 671632856176 | Active | The ""-264"" indicates that this SKU comes with an Aluminum Anode Rod. | The ""-475"" indicates that this SKU was designed to operate in Altitudes between 2,001 feet and 7,000 feet. | [8 empty] | No | Not Applicable | Not Applicable | Residential Water Heating | Water Heating.Gas | 6 | 6 |  |  |  | 238-51557-00 |  |  |  | 238-39699-00 | [6 empty] | Gas | Natural Gas |  |  |  | Indoor |  | Floor Mounted |  | No | Not Applicable | 150 | Category I | 3 |  | 0.5 | 0.75 | No | [7 empty] | 34000 BTU/Hr |  | 75 | 0.63 | 50 | 47 | Not Applicable | On/Off | No, it does not comply with jurisdictions having 10ng/J NOx Regulations | [6 empty] | 148 | 23 | 21 | 59.375 | 154 | 536 | 20 | 56.625 | 23.5 | 60.125 |  |  | 37 |  |  | 8 |  |  |  | 13 | 49.9375 | [8 empty] | 1 | 108 | 104 | ANSI Z21.10.1-2019/CSA 4.1-2019 | Yes | Yes | Yes | No | Not Applicable | [5 empty] | 10131 | RES GAS ATM | 200094519
RG150T6N-475-506 | RG150T | Bradford White | 671632129171 | Active | The ""-475"" indicates that this SKU was designed to operate in Altitudes between 2,001 feet and 7,000 feet. | The ""-506"" indicates that this SKU comes with an A420 Aluminum Anode Rod. | [8 empty] | No | Not Applicable | Not Applicable | Residential Water Heating | Water Heating.Gas | 6 | 6 |  |  |  | 238-51557-00 |  |  |  | 238-39699-00 | [6 empty] | Gas | Natural Gas |  |  |  | Indoor |  | Floor Mounted |  | No | Not Applicable | 150 | Category I | 3 |  | 0.5 | 0.75 | No | [7 empty] | 34000 BTU/Hr |  | 75 | 0.63 | 50 | 47 | Not Applicable | On/Off | No, it does not comply with jurisdictions having 10ng/J NOx Regulations | [6 empty] | 148 | 23 | 21 | 59.375 | 154 | 536 | 20 | 56.625 | 23.5 | 60.125 |  |  | 37 |  |  | 8 |  |  |  | 13 | 49.9375 | [8 empty] | 1 | 108 | 104 | ANSI Z21.10.1-2019/CSA 4.1-2019 | Yes | Yes | Yes | No | Not Applicable | [5 empty] | 10131 | RES GAS ATM | 200094519
RG150T6N-500 | RG150T | Bradford White | 671632841905 | Active | The ""-500"" indicates that this SKU comes with White Rodgers Mechanical Control. | [9 empty] | No | Not Applicable | Not Applicable | Residential Water Heating | Water Heating.Gas | 6 | 6 |  |  |  | 238-51557-00 |  |  |  | 238-39699-00 | [6 empty] | Gas | Natural Gas |  |  |  | Indoor |  | Floor Mounted |  | No | Not Applicable | 150 | Category I | 3 |  | 0.5 | 0.75 | No | [7 empty] | 34000 BTU/Hr |  | 75 | 0.63 | 50 | 47 | Not Applicable | On/Off | No, it does not comply with jurisdictions having 10ng/J NOx Regulations | [6 empty] | 148 | 23 | 21 | 59.375 | 154 | 536 | 20 | 56.625 | 23.5 | 60.125 |  |  | 37 |  |  | 8 |  |  |  | 13 | 49.9375 | [8 empty] | 1 | 108 | 104 | ANSI Z21.10.1-2019/CSA 4.1-2019 | Yes | Yes | Yes | No | Not Applicable | [5 empty] | 10131 | RES GAS ATM | 200094519
RG150T6N-500-506 | RG150T | Bradford White | 671632920310 | Active | The ""-500"" indicates that this SKU comes with White Rodgers Mechanical Control. | The ""-506"" indicates that this SKU comes with an A420 Aluminum Anode Rod. | [8 empty] | No | Not Applicable | Not Applicable | Residential Water Heating | Water Heating.Gas | 6 | 6 |  |  |  | 238-51557-00 |  |  |  | 238-39699-00 | [6 empty] | Gas | Natural Gas |  |  |  | Indoor |  | Floor Mounted |  | No | Not Applicable | 150 | Category I | 3 |  | 0.5 | 0.75 | No | [7 empty] | 34000 BTU/Hr |  | 75 | 0.63 | 50 | 47 | Not Applicable | On/Off | No, it does not comply with jurisdictions having 10ng/J NOx Regulations | [6 empty] | 148 | 23 | 21 | 59.375 | 154 | 536 | 20 | 56.625 | 23.5 | 60.125 |  |  | 37 |  |  | 8 |  |  |  | 13 | 49.9375 | [8 empty] | 1 | 108 | 104 | ANSI Z21.10.1-2019/CSA 4.1-2019 | Yes | Yes | Yes | No | Not Applicable | [5 empty] | 10131 | RES GAS ATM | 200094519
RG150T6N-506 | RG150T | Bradford White | 671632996902 | Active | The ""-506"" indicates that this SKU comes with an A420 Aluminum Anode Rod. | [9 empty] | No | Not Applicable | Not Applicable | Residential Water Heating | Water Heating.Gas | 6 | 6 |  |  |  | 238-51557-00 |  |  |  | 238-39699-00 | [6 empty] | Gas | Natural Gas |  |  |  | Indoor |  | Floor Mounted |  | No | Not Applicable | 150 | Category I | 3 |  | 0.5 | 0.75 | No | [7 empty] | 34000 BTU/Hr |  | 75 | 0.63 | 50 | 47 | Not Applicable | On/Off | No, it does not comply with jurisdictions having 10ng/J NOx Regulations | [6 empty] | 148 | 23 | 21 | 59.375 | 154 | 536 | 20 | 56.625 | 23.5 | 60.125 |  |  | 37 |  |  | 8 |  |  |  | 13 | 49.9375 | [8 empty] | 1 | 108 | 104 | ANSI Z21.10.1-2019/CSA 4.1-2019 | Yes | Yes | Yes | No | Not Applicable | [5 empty] | 10131 | RES GAS ATM | 200094519
RG150T6N-600 | RG150T | Bradford White | 671632313655 | Active | The ""-600"" indicates that this SKU comes with an SIT ICON System® gas control. | [9 empty] | No | Not Applicable | Not Applicable | Residential Water Heating | Water Heating.Gas | 6 | 6 |  |  |  | 238-51557-00 |  |  |  | 238-39699-00 | [6 empty] | Gas | Natural Gas |  |  |  | Indoor |  | Floor Mounted |  | No | Not Applicable | 150 | Category I | 3 |  | 0.5 | 0.75 | No | [7 empty] | 34000 BTU/Hr |  | 75 | 0.63 | 50 | 47 | Not Applicable | On/Off | No, it does not comply with jurisdictions having 10ng/J NOx Regulations | [6 empty] | 148 | 23 | 21 | 59.375 | 154 | 536 | 20 | 56.625 | 23.5 | 60.125 |  |  | 37 |  |  | 8 |  |  |  | 13 | 49.9375 | [8 empty] | 1 | 108 | 104 | ANSI Z21.10.1-2019/CSA 4.1-2019 | Yes | Yes | Yes | No | Not Applicable | [5 empty] | 10131 | RES GAS ATM | 200094519
RG150T6N-600-506 | RG150T | Bradford White | 671632560974 | Active | The ""-506"" indicates that this SKU comes with an A420 Aluminum Anode Rod. | The ""-600"" indicates that this SKU comes with an SIT ICON System® gas control. | [8 empty] | No | Not Applicable | Not Applicable | Residential Water Heating | Water Heating.Gas | 6 | 6 |  |  |  | 238-51557-00 |  |  |  | 238-39699-00 | [6 empty] | Gas | Natural Gas |  |  |  | Indoor |  | Floor Mounted |  | No | Not Applicable | 150 | Category I | 3 |  | 0.5 | 0.75 | No | [7 empty] | 34000 BTU/Hr |  | 75 | 0.63 | 50 | 47 | Not Applicable | On/Off | No, it does not comply with jurisdictions having 10ng/J NOx Regulations | [6 empty] | 148 | 23 | 21 | 59.375 | 154 | 536 | 20 | 56.625 | 23.5 | 60.125 |  |  | 37 |  |  | 8 |  |  |  | 13 | 49.9375 | [8 empty] | 1 | 108 | 104 | ANSI Z21.10.1-2019/CSA 4.1-2019 | Yes | Yes | Yes | No | Not Applicable | [5 empty] | 10131 | RES GAS ATM | 200094519
RG150T6X | RG150T | Bradford White | 671632819041 | Active | [10 empty] | No | Not Applicable | Not Applicable | Residential Water Heating | Water Heating.Gas | 6 | 6 |  |  |  | 238-51557-00 |  |  |  | 238-39699-00 | [6 empty] | Gas | Liquid Propane |  |  |  | Indoor |  | Floor Mounted |  | No | Not Applicable | 150 | Category I | 3 |  | 0.5 | 0.75 | No | [7 empty] | 34000 BTU/Hr |  | 75 | 0.63 | 50 | 47 | Not Applicable | On/Off | Not Applicable | [6 empty] | 148 | 23 | 21 | 59.375 | 154 | 536 | 20 | 56.625 | 23.5 | 60.125 |  |  | 37 |  |  | 8 |  |  |  | 13 | 49.9375 | [8 empty] | 1 | 108 | 104 | ANSI Z21.10.1-2019/CSA 4.1-2019 | Yes | Yes | Yes | No | Not Applicable | [5 empty] | 10131 | RES GAS ATM | 200094523
RG150T6X-264 | RG150T | Bradford White | 671632132782 | Active | The ""-264"" indicates that this SKU comes with an Aluminum Anode Rod. | [9 empty] | No | Not Applicable | Not Applicable | Residential Water Heating | Water Heating.Gas | 6 | 6 |  |  |  | 238-51557-00 |  |  |  | 238-39699-00 | [6 empty] | Gas | Liquid Propane |  |  |  | Indoor |  | Floor Mounted |  | No | Not Applicable | 150 | Category I | 3 |  | 0.5 | 0.75 | No | [7 empty] | 34000 BTU/Hr |  | 75 | 0.63 | 50 | 47 | Not Applicable | On/Off | Not Applicable | [6 empty] | 148 | 23 | 21 | 59.375 | 154 | 536 | 20 | 56.625 | 23.5 | 60.125 |  |  | 37 |  |  | 8 |  |  |  | 13 | 49.9375 | [8 empty] | 1 | 108 | 104 | ANSI Z21.10.1-2019/CSA 4.1-2019 | Yes | Yes | Yes | No | Not Applicable | [5 empty] | 10131 | RES GAS ATM | 200094523
RG150T6X-394 | RG150T | Bradford White | 671632824465 | Active | The ""-394"" indicates that this SKU comes with a Top T&P Location. | [9 empty] | No | Not Applicable | Not Applicable | Residential Water Heating | Water Heating.Gas | 6 | 6 |  |  |  | 238-51557-00 |  |  |  | 238-39699-00 | [6 empty] | Gas | Liquid Propane |  |  |  | Indoor |  | Floor Mounted |  | No | Not Applicable | 150 | Category I | 3 |  | 0.5 | 0.75 | No | [7 empty] | 34000 BTU/Hr |  | 75 | 0.63 | 50 | 47 | Not Applicable | On/Off | Not Applicable | [6 empty] | 148 | 23 | 21 | 59.375 | 154 | 536 | 20 | 56.625 | 23.5 | 60.125 |  |  | 37 |  |  | 8 |  |  |  | 13 | 49.9375 | [8 empty] | 1 | 108 | 104 | ANSI Z21.10.1-2019/CSA 4.1-2019 | Yes | Yes | Yes | No | Not Applicable | [5 empty] | 10131 | RES GAS ATM | 200094523
RG150T6X-394-264 | RG150T | Bradford White | 671632841981 | Active | The ""-264"" indicates that this SKU comes with an Aluminum Anode Rod. | The ""-394"" indicates that this SKU comes with a Top T&P Location. | [8 empty] | No | Not Applicable | Not Applicable | Residential Water Heating | Water Heating.Gas | 6 | 6 |  |  |  | 238-51557-00 |  |  |  | 238-39699-00 | [6 empty] | Gas | Liquid Propane |  |  |  | Indoor |  | Floor Mounted |  | No | Not Applicable | 150 | Category I | 3 |  | 0.5 | 0.75 | No | [7 empty] | 34000 BTU/Hr |  | 75 | 0.63 | 50 | 47 | Not Applicable | On/Off | Not Applicable | [6 empty] | 148 | 23 | 21 | 59.375 | 154 | 536 | 20 | 56.625 | 23.5 | 60.125 |  |  | 37 |  |  | 8 |  |  |  | 13 | 49.9375 | [8 empty] | 1 | 108 | 104 | ANSI Z21.10.1-2019/CSA 4.1-2019 | Yes | Yes | Yes | No | Not Applicable | [5 empty] | 10131 | RES GAS ATM | 200094523
RG150T6X-394-475 | RG150T | Bradford White | 671632826810 | Active | The ""-394"" indicates that this SKU comes with a Top T&P Location. | The ""-475"" indicates that this SKU was designed to operate in Altitudes between 2,001 feet and 7,000 feet. | [8 empty] | No | Not Applicable | Not Applicable | Residential Water Heating | Water Heating.Gas | 6 | 6 |  |  |  | 238-51557-00 |  |  |  | 238-39699-00 | [6 empty] | Gas | Liquid Propane |  |  |  | Indoor |  | Floor Mounted |  | No | Not Applicable | 150 | Category I | 3 |  | 0.5 | 0.75 | No | [7 empty] | 34000 BTU/Hr |  | 75 | 0.63 | 50 | 47 | Not Applicable | On/Off | Not Applicable | [6 empty] | 148 | 23 | 21 | 59.375 | 154 | 536 | 20 | 56.625 | 23.5 | 60.125 |  |  | 37 |  |  | 8 |  |  |  | 13 | 49.9375 | [8 empty] | 1 | 108 | 104 | ANSI Z21.10.1-2019/CSA 4.1-2019 | Yes | Yes | Yes | No | Not Applicable | [5 empty] | 10131 | RES GAS ATM | 200094523
RG150T6X-394-500 | RG150T | Bradford White | 671632335909 | Active | The ""-394"" indicates that this SKU comes with a Top T&P Location. | The ""-500"" indicates that this SKU comes with White Rodgers Mechanical Control. | [8 empty] | No | Not Applicable | Not Applicable | Residential Water Heating | Water Heating.Gas | 6 | 6 |  |  |  | 238-51557-00 |  |  |  | 238-39699-00 | [6 empty] | Gas | Liquid Propane |  |  |  | Indoor |  | Floor Mounted |  | No | Not Applicable | 150 | Category I | 3 |  | 0.5 | 0.75 | No | [7 empty] | 34000 BTU/Hr |  | 75 | 0.63 | 50 | 47 | Not Applicable | On/Off | Not Applicable | [6 empty] | 148 | 23 | 21 | 59.375 | 154 | 536 | 20 | 56.625 | 23.5 | 60.125 |  |  | 37 |  |  | 8 |  |  |  | 13 | 49.9375 | [8 empty] | 1 | 108 | 104 | ANSI Z21.10.1-2019/CSA 4.1-2019 | Yes | Yes | Yes | No | Not Applicable | [5 empty] | 10131 | RES GAS ATM | 200094523
RG150T6X-394-500-506 | RG150T | Bradford White | 671632656561 | Active | The ""-394"" indicates that this SKU comes with a Top T&P Location. | The ""-500"" indicates that this SKU comes with White Rodgers Mechanical Control. | The ""-506"" indicates that this SKU comes with an A420 Aluminum Anode Rod. | [7 empty] | No | Not Applicable | Not Applicable | Residential Water Heating | Water Heating.Gas | 6 | 6 |  |  |  | 238-51557-00 |  |  |  | 238-39699-00 | [6 empty] | Gas | Liquid Propane |  |  |  | Indoor |  | Floor Mounted |  | No | Not Applicable | 150 | Category I | 3 |  | 0.5 | 0.75 | No | [7 empty] | 34000 BTU/Hr |  | 75 | 0.63 | 50 | 47 | Not Applicable | On/Off | Not Applicable | [6 empty] | 148 | 23 | 21 | 59.375 | 154 | 536 | 20 | 56.625 | 23.5 | 60.125 |  |  | 37 |  |  | 8 |  |  |  | 13 | 49.9375 | [8 empty] | 1 | 108 | 104 | ANSI Z21.10.1-2019/CSA 4.1-2019 | Yes | Yes | Yes | No | Not Applicable | [5 empty] | 10131 | RES GAS ATM | 200094523
RG150T6X-394-600 | RG150T | Bradford White | 671632571451 | Active | The ""-394"" indicates that this SKU comes with a Top T&P Location. | The ""-600"" indicates that this SKU comes with an SIT ICON System® gas control. | [8 empty] | No | Not Applicable | Not Applicable | Residential Water Heating | Water Heating.Gas | 6 | 6 |  |  |  | 238-51557-00 |  |  |  | 238-39699-00 | [6 empty] | Gas | Liquid Propane |  |  |  | Indoor |  | Floor Mounted |  | No | Not Applicable | 150 | Category I | 3 |  | 0.5 | 0.75 | No | [7 empty] | 34000 BTU/Hr |  | 75 | 0.63 | 50 | 47 | Not Applicable | On/Off | Not Applicable | [6 empty] | 148 | 23 | 21 | 59.375 | 154 | 536 | 20 | 56.625 | 23.5 | 60.125 |  |  | 37 |  |  | 8 |  |  |  | 13 | 49.9375 | [8 empty] | 1 | 108 | 104 | ANSI Z21.10.1-2019/CSA 4.1-2019 | Yes | Yes | Yes | No | Not Applicable | [5 empty] | 10131 | RES GAS ATM | 200094523
RG150T6X-457 | RG150T | Bradford White | 671632867899 | Active | The -457 indicates that this SKU was designed and certified for Installation in Canada. | [9 empty] | No | Not Applicable | Not Applicable | Residential Water Heating | Water Heating.Gas | 6 | 6 |  |  |  | 238-51557-00 |  |  |  | 238-39699-00 | [6 empty] | Gas | Liquid Propane |  |  |  | Indoor |  | Floor Mounted |  | No | Not Applicable | 150 | Category I | 3 |  | 0.5 | 0.75 | No | [7 empty] | 34000 BTU/Hr |  |  |  | 50 |  | Not Applicable | On/Off | Not Applicable | [6 empty] | 148 | 23 | 21 | 59.375 | 154 | 560 | 20 | 56.625 | 23.5 | 60.125 |  |  | 37 |  |  | 8 |  |  |  | 13 | 49.9375 | [8 empty] | 1 | 108 | 104 | ANSI Z21.10.1-2019/CSA 4.1-2019 | Yes | No | Yes | No | Not Applicable | 238-51030-00 |  |  |  | 238-45684-00 | 10131 | RES GAS ATM
RG150T6X-475 | RG150T | Bradford White | 671632822959 | Active | The ""-475"" indicates that this SKU was designed to operate in Altitudes between 2,001 feet and 7,000 feet. | [9 empty] | No | Not Applicable | Not Applicable | Residential Water Heating | Water Heating.Gas | 6 | 6 |  |  |  | 238-51557-00 |  |  |  | 238-39699-00 | [6 empty] | Gas | Liquid Propane |  |  |  | Indoor |  | Floor Mounted |  | No | Not Applicable | 150 | Category I | 3 |  | 0.5 | 0.75 | No | [7 empty] | 34000 BTU/Hr |  | 75 | 0.63 | 50 | 47 | Not Applicable | On/Off | Not Applicable | [6 empty] | 148 | 23 | 21 | 59.375 | 154 | 536 | 20 | 56.625 | 23.5 | 60.125 |  |  | 37 |  |  | 8 |  |  |  | 13 | 49.9375 | [8 empty] | 1 | 108 | 104 | ANSI Z21.10.1-2019/CSA 4.1-2019 | Yes | Yes | Yes | No | Not Applicable | [5 empty] | 10131 | RES GAS ATM | 200094523
RG150T6X-500 | RG150T | Bradford White | 671632905638 | Active | The ""-500"" indicates that this SKU comes with White Rodgers Mechanical Control. | [9 empty] | No | Not Applicable | Not Applicable | Residential Water Heating | Water Heating.Gas | 6 | 6 |  |  |  | 238-51557-00 |  |  |  | 238-39699-00 | [6 empty] | Gas | Liquid Propane |  |  |  | Indoor |  | Floor Mounted |  | No | Not Applicable | 150 | Category I | 3 |  | 0.5 | 0.75 | No | [7 empty] | 34000 BTU/Hr |  | 75 | 0.63 | 50 | 47 | Not Applicable | On/Off | Not Applicable | [6 empty] | 148 | 23 | 21 | 59.375 | 154 | 536 | 20 | 56.625 | 23.5 | 60.125 |  |  | 37 |  |  | 8 |  |  |  | 13 | 49.9375 | [8 empty] | 1 | 108 | 104 | ANSI Z21.10.1-2019/CSA 4.1-2019 | Yes | Yes | Yes | No | Not Applicable | [5 empty] | 10131 | RES GAS ATM | 200094523
RG150T6X-500-506 | RG150T | Bradford White | 671632134748 | Active | The ""-500"" indicates that this SKU comes with White Rodgers Mechanical Control. | The ""-506"" indicates that this SKU comes with an A420 Aluminum Anode Rod. | [8 empty] | No | Not Applicable | Not Applicable | Residential Water Heating | Water Heating.Gas | 6 | 6 |  |  |  | 238-51557-00 |  |  |  | 238-39699-00 | [6 empty] | Gas | Liquid Propane |  |  |  | Indoor |  | Floor Mounted |  | No | Not Applicable | 150 | Category I | 3 |  | 0.5 | 0.75 | No | [7 empty] | 34000 BTU/Hr |  | 75 | 0.63 | 50 | 47 | Not Applicable | On/Off | Not Applicable | [6 empty] | 148 | 23 | 21 | 59.375 | 154 | 536 | 20 | 56.625 | 23.5 | 60.125 |  |  | 37 |  |  | 8 |  |  |  | 13 | 49.9375 | [8 empty] | 1 | 108 | 104 | ANSI Z21.10.1-2019/CSA 4.1-2019 | Yes | Yes | Yes | No | Not Applicable | [5 empty] | 10131 | RES GAS ATM | 200094523
RG150T6X-600 | RG150T | Bradford White | 671632569649 | Active | The ""-600"" indicates that this SKU comes with an SIT ICON System® gas control. | [9 empty] | No | Not Applicable | Not Applicable | Residential Water Heating | Water Heating.Gas | 6 | 6 |  |  |  | 238-51557-00 |  |  |  | 238-39699-00 | [6 empty] | Gas | Liquid Propane |  |  |  | Indoor |  | Floor Mounted |  | No | Not Applicable | 150 | Category I | 3 |  | 0.5 | 0.75 | No | [7 empty] | 34000 BTU/Hr |  | 75 | 0.63 | 50 | 47 | Not Applicable | On/Off | Not Applicable | [6 empty] | 148 | 23 | 21 | 59.375 | 154 | 536 | 20 | 56.625 | 23.5 | 60.125 |  |  | 37 |  |  | 8 |  |  |  | 13 | 49.9375 | [8 empty] | 1 | 108 | 104 | ANSI Z21.10.1-2019/CSA 4.1-2019 | Yes | Yes | Yes | No | Not Applicable | [5 empty] | 10131 | RES GAS ATM | 200094523
RG150T6X-600-506 | RG150T | Bradford White | 671632561032 | Active | The ""-506"" indicates that this SKU comes with an A420 Aluminum Anode Rod. | The ""-600"" indicates that this SKU comes with an SIT ICON System® gas control. | [8 empty] | No | Not Applicable | Not Applicable | Residential Water Heating | Water Heating.Gas | 6 | 6 |  |  |  | 238-51557-00 |  |  |  | 238-39699-00 | [6 empty] | Gas | Liquid Propane |  |  |  | Indoor |  | Floor Mounted |  | No | Not Applicable | 150 | Category I | 3 |  | 0.5 | 0.75 | No | [7 empty] | 34000 BTU/Hr |  | 75 | 0.63 | 50 | 47 | Not Applicable | On/Off | Not Applicable | [6 empty] | 148 | 23 | 21 | 59.375 | 154 | 536 | 20 | 56.625 | 23.5 | 60.125 |  |  | 37 |  |  | 8 |  |  |  | 13 | 49.9375 | [8 empty] | 1 | 108 | 104 | ANSI Z21.10.1-2019/CSA 4.1-2019 | Yes | Yes | Yes | No | Not Applicable | [5 empty] | 10131 | RES GAS ATM | 200094523
RG150T8N-457 | RG150T | Bradford White | 671632853007 | Active | The -457 indicates that this SKU was designed and certified for Installation in Canada. | [9 empty] | No | Not Applicable | Not Applicable | Residential Water Heating | Water Heating.Gas | 8 | 6 |  |  |  | 238-51557-00 |  |  |  | 238-39699-00 | [6 empty] | Gas | Natural Gas |  |  |  | Indoor |  | Floor Mounted |  | No | Not Applicable | 150 | Category I | 3 |  | 0.5 | 0.75 | No | [7 empty] | 34000 BTU/Hr |  |  |  | 50 |  | Not Applicable | On/Off | No, it does not comply with jurisdictions having 10ng/J NOx Regulations | [6 empty] | 148 | 23 | 21 | 59.375 | 154 | 560 | 20 | 56.625 | 23.5 | 60.125 |  |  | 37 |  |  | 8 |  |  |  | 13 | 49.9375 | [8 empty] | 1 | 108 | 104 | ANSI Z21.10.1-2019/CSA 4.1-2019 | Yes | No | Yes | No | Not Applicable | 238-51030-00 |  |  |  | 238-45684-00 | 10131 | RES GAS ATM
RG1PV40S10N19 | RG1PV40S | Bradford White | 671632996186 | Active | [10 empty] | No | Not Applicable | Not Applicable | Residential Water Heating | Water Heating.Gas | 10 | 6 |  |  |  | 238-54331-00 |  |  |  | 238-39699-00 | [6 empty] | Gas | Natural Gas |  |  |  | Indoor |  | Floor Mounted |  | No | Not Applicable | 150 | Category III | 2 |  | 0.5 | 0.75 | No | [7 empty] | 40000 BTU/Hr |  | 75 | 0.68 | 40 | 38 | Not Applicable | On/Off | No, it does not comply with jurisdictions having 10ng/J NOx Regulations | [6 empty] | 140 | 26.0625 | 21.25 | 58.1875 | 146 | 453 | 20 | 46.5 | 25.9375 | 57.5 |  |  | 43 |  |  | 8 |  |  |  | 11.5 | 40 | [8 empty] | 1 | 96 | 172 | ANSI Z21.10.1-2019/CSA 4.1-2019 | Yes | Yes | Yes | No | Not Applicable | [5 empty] | 10142 | RES GAS PV | 205134943
RG1PV40S10N19-264 | RG1PV40S | Bradford White | 671632995820 | Active | The ""-264"" indicates that this SKU comes with an Aluminum Anode Rod. | [9 empty] | No | Not Applicable | Not Applicable | Residential Water Heating | Water Heating.Gas | 10 | 6 |  |  |  | 238-54331-00 |  |  |  | 238-39699-00 | [6 empty] | Gas | Natural Gas |  |  |  | Indoor |  | Floor Mounted |  | No | Not Applicable | 150 | Category III | 2 |  | 0.5 | 0.75 | No | [7 empty] | 40000 BTU/Hr |  | 75 | 0.68 | 40 | 38 | Not Applicable | On/Off | No, it does not comply with jurisdictions having 10ng/J NOx Regulations | [6 empty] | 140 | 26.0625 | 21.25 | 58.1875 | 146 | 453 | 20 | 46.5 | 25.9375 | 57.5 |  |  | 43 |  |  | 8 |  |  |  | 11.5 | 40 | [8 empty] | 1 | 96 | 172 | ANSI Z21.10.1-2019/CSA 4.1-2019 | Yes | Yes | Yes | No | Not Applicable | [5 empty] | 10142 | RES GAS PV | 205134943
RG1PV40S6N-475 | RG1PV40S | Bradford White | 671632803088 | Phase Out | The ""-475"" indicates that this SKU was designed to operate in Altitudes between 2,001 feet and 7,000 feet. | [9 empty] | No | Not Applicable |  | Residential Water Heating | Water Heating.Gas | 6 | 6 |  |  |  | 238-51011-00 |  |  |  | 238-39699-00 | [6 empty] | Gas | Natural Gas |  |  |  | Indoor |  | Floor Mounted |  | No | Not Applicable | 150 | Category III | 2 |  | 0.5 | 0.75 | No | [7 empty] | 40000 BTU/Hr |  | 75 | 0.68 | 40 | 38 | Not Applicable | On/Off | No, it does not comply with jurisdictions having 10ng/J NOx Regulations | [6 empty] | 140 | 26.0625 | 21.25 | 58.1875 | 146 | 453 | 20 | 46.5 | 25.9375 | 57.5 |  |  | 43 |  |  | 8 |  |  |  | 11.5 | 40 | [8 empty] | 1 | 96 | 172 | ANSI Z21.10.1-2019/CSA 4.1-2019 | Yes | No | Yes | No | Not Applicable
RG1PV40S6N19 | RG1PV40S | Bradford White | 671632316243 | Active | [10 empty] | No | Not Applicable | Not Applicable | Residential Water Heating | Water Heating.Gas | 6 | 6 |  |  |  | 238-54331-00 |  |  |  | 238-39699-00 | [6 empty] | Gas | Natural Gas |  |  |  | Indoor |  | Floor Mounted |  | No | Not Applicable | 150 | Category III | 2 |  | 0.5 | 0.75 | No | [7 empty] | 40000 BTU/Hr |  | 75 | 0.68 | 40 | 38 | Not Applicable | On/Off | No, it does not comply with jurisdictions having 10ng/J NOx Regulations | [6 empty] | 140 | 26.0625 | 21.25 | 58.1875 | 146 | 453 | 20 | 46.5 | 25.9375 | 57.5 |  |  | 43 |  |  | 8 |  |  |  | 11.5 | 40 | [8 empty] | 1 | 96 | 172 | ANSI Z21.10.1-2019/CSA 4.1-2019 | Yes | Yes | Yes | No | Not Applicable | [5 empty] | 10142 | RES GAS PV | 205134943
RG1PV40S6N19-264 | RG1PV40S | Bradford White | 671632995813 | Active | The ""-264"" indicates that this SKU comes with an Aluminum Anode Rod. | [9 empty] | No | Not Applicable | Not Applicable | Residential Water Heating | Water Heating.Gas | 6 | 6 |  |  |  | 238-54331-00 |  |  |  | 238-39699-00 | [6 empty] | Gas | Natural Gas |  |  |  | Indoor |  | Floor Mounted |  | No | Not Applicable | 150 | Category III | 2 |  | 0.5 | 0.75 | No | [7 empty] | 40000 BTU/Hr |  | 75 | 0.68 | 40 | 38 | Not Applicable | On/Off | No, it does not comply with jurisdictions having 10ng/J NOx Regulations | [6 empty] | 140 | 26.0625 | 21.25 | 58.1875 | 146 | 453 | 20 | 46.5 | 25.9375 | 57.5 |  |  | 43 |  |  | 8 |  |  |  | 11.5 | 40 | [8 empty] | 1 | 96 | 172 | ANSI Z21.10.1-2019/CSA 4.1-2019 | Yes | Yes | Yes | No | Not Applicable | [5 empty] | 10142 | RES GAS PV | 205134943
RG1PV40S6N19-457 | RG1PV40S | Bradford White | 671632995554 | Active | The -457 indicates that this SKU was designed and certified for Installation in Canada. | [9 empty] | No | Not Applicable | Not Applicable | Residential Water Heating | Water Heating.Gas | 6 | 6 |  |  |  | 238-54332-00 |  |  |  | 238-39699-00 |  | 238-48875-00 |  |  |  |  | Gas | Natural Gas |  |  |  | Indoor |  | Floor Mounted |  | No | Not Applicable | 150 | Category III | 2 |  | 0.5 | 0.75 | No | [7 empty] | 40000 BTU/Hr |  |  |  | 40 |  | Not Applicable | On/Off | No, it does not comply with jurisdictions having 10ng/J NOx Regulations | [6 empty] | 140 | 26.0625 | 21.25 | 58.1875 | 146 | 470 | 20 | 46.5 | 25.9375 | 57.5 |  |  | 43 |  |  | 8 |  |  |  | 11.5 | 40 | [8 empty] | 1 | 96 | 172 | ANSI Z21.10.1-2019/CSA 4.1-2019 | Yes | No | Yes | No | Not Applicable |  |  |  |  | 238-45684-00 | 10142 | RES GAS PV
RG1PV40S6N19-506 | RG1PV40S | Bradford White | 671632996995 | Active | The ""-506"" indicates that this SKU comes with an A420 Aluminum Anode Rod. | [9 empty] | No | Not Applicable | Not Applicable | Residential Water Heating | Water Heating.Gas | 6 | 6 |  |  |  | 238-54331-00 |  |  |  | 238-39699-00 | [6 empty] | Gas | Natural Gas |  |  |  | Indoor |  | Floor Mounted |  | No | Not Applicable | 150 | Category III | 2 |  | 0.5 | 0.75 | No | [7 empty] | 40000 BTU/Hr |  | 75 | 0.68 | 40 | 38 | Not Applicable | On/Off | No, it does not comply with jurisdictions having 10ng/J NOx Regulations | [6 empty] | 140 | 26.0625 | 21.25 | 58.1875 | 146 | 453 | 20 | 46.5 | 25.9375 | 57.5 |  |  | 43 |  |  | 8 |  |  |  | 11.5 | 40 | [8 empty] | 1 | 96 | 172 | ANSI Z21.10.1-2019/CSA 4.1-2019 | Yes | Yes | Yes | No | Not Applicable | [5 empty] | 10142 | RES GAS PV | 205134943
RG1PV40S6X19 | RG1PV40S | Bradford White | 671632995561 | Active | [10 empty] | No | Not Applicable | Not Applicable | Residential Water Heating | Water Heating.Gas | 6 | 6 |  |  |  | 238-54331-00 |  |  |  | 238-39699-00 | [6 empty] | Gas | Liquid Propane |  |  |  | Indoor |  | Floor Mounted |  | No | Not Applicable | 150 | Category III | 2 |  | 0.5 | 0.75 | No | [7 empty] | 38000 BTU/Hr |  | 75 | 0.68 | 40 | 38 | Not Applicable | On/Off | Not Applicable | [6 empty] | 140 | 26.0625 | 21.25 | 58.1875 | 146 | 453 | 20 | 46.5 | 25.9375 | 57.5 |  |  | 43 |  |  | 8 |  |  |  | 11.5 | 40 | [8 empty] | 1 | 96 | 172 | ANSI Z21.10.1-2019/CSA 4.1-2019 | Yes | Yes | Yes | No | Not Applicable | [5 empty] | 10142 | RES GAS PV | 205135012
RG1PV40S6X19-264 | RG1PV40S | Bradford White | 671632996353 | Active | The ""-264"" indicates that this SKU comes with an Aluminum Anode Rod. | [9 empty] | No | Not Applicable | Not Applicable | Residential Water Heating | Water Heating.Gas | 6 | 6 |  |  |  | 238-54331-00 |  |  |  | 238-39699-00 | [6 empty] | Gas | Liquid Propane |  |  |  | Indoor |  | Floor Mounted |  | No | Not Applicable | 150 | Category III | 2 |  | 0.5 | 0.75 | No | [7 empty] | 38000 BTU/Hr |  | 75 | 0.68 | 40 | 38 | Not Applicable | On/Off | Not Applicable | [6 empty] | 140 | 26.0625 | 21.25 | 58.1875 | 146 | 453 | 20 | 46.5 | 25.9375 | 57.5 |  |  | 43 |  |  | 8 |  |  |  | 11.5 | 40 | [8 empty] | 1 | 96 | 172 | ANSI Z21.10.1-2019/CSA 4.1-2019 | Yes | Yes | Yes | No | Not Applicable | [5 empty] | 10142 | RES GAS PV | 205135012
RG1PV40S6X19-457 | RG1PV40S | Bradford White | 671632997015 | Active | The -457 indicates that this SKU was designed and certified for Installation in Canada. | [9 empty] | No | Not Applicable | Not Applicable | Residential Water Heating | Water Heating.Gas | 6 | 6 |  |  |  | 238-54332-00 |  |  |  | 238-39699-00 |  | 238-48875-00 |  |  |  |  | Gas | Liquid Propane |  |  |  | Indoor |  | Floor Mounted |  | No | Not Applicable | 150 | Category III | 2 |  | 0.5 | 0.75 | No | [7 empty] | 38000 BTU/Hr |  |  |  | 40 |  | Not Applicable | On/Off | Not Applicable | [6 empty] | 140 | 26.0625 | 21.25 | 58.1875 | 146 | 470 | 20 | 46.5 | 25.9375 | 57.5 |  |  | 43 |  |  | 8 |  |  |  | 11.5 | 40 | [8 empty] | 1 | 96 | 172 | ANSI Z21.10.1-2019/CSA 4.1-2019 | Yes | No | Yes | No | Not Applicable |  |  |  |  | 238-45684-00 | 10142 | RES GAS PV
RG1PV40S6X19-506 | RG1PV40S | Bradford White | 671632996360 | Active | The ""-506"" indicates that this SKU comes with an A420 Aluminum Anode Rod. | [9 empty] | No | Not Applicable | Not Applicable | Residential Water Heating | Water Heating.Gas | 6 | 6 |  |  |  | 238-54331-00 |  |  |  | 238-39699-00 | [6 empty] | Gas | Liquid Propane |  |  |  | Indoor |  | Floor Mounted |  | No | Not Applicable | 150 | Category III | 2 |  | 0.5 | 0.75 | No | [7 empty] | 38000 BTU/Hr |  | 75 | 0.68 | 40 | 38 | Not Applicable | On/Off | Not Applicable | [6 empty] | 140 | 26.0625 | 21.25 | 58.1875 | 146 | 453 | 20 | 46.5 | 25.9375 | 57.5 |  |  | 43 |  |  | 8 |  |  |  | 11.5 | 40 | [8 empty] | 1 | 96 | 172 | ANSI Z21.10.1-2019/CSA 4.1-2019 | Yes | Yes | Yes | No | Not Applicable | [5 empty] | 10142 | RES GAS PV | 205135012
RG1PV50S10N19 | RG1PV50S | Bradford White | 671632996742 | Active | [10 empty] | No | Not Applicable | Not Applicable | Residential Water Heating | Water Heating.Gas | 10 | 6 |  |  |  | 238-54331-00 |  |  |  | 238-39699-00 | [6 empty] | Gas | Natural Gas |  |  |  | Indoor |  | Floor Mounted |  | No | Not Applicable | 150 | Category III | 2 |  | 0.5 | 0.75 | No | [7 empty] | 40000 BTU/Hr |  | 78 | 0.69 | 50 | 48 | Not Applicable | On/Off | No, it does not comply with jurisdictions having 10ng/J NOx Regulations | [6 empty] | 166 | 27.625 | 22.75 | 59.1875 | 173 | 562 | 22 | 48.1875 | 27.1875 | 58.4375 |  |  | 43 |  |  | 8 |  |  |  | 11.5 | 40.625 | [8 empty] | 1 | 88 | 88 | ANSI Z21.10.1-2019/CSA 4.1-2019 | Yes | Yes | Yes | No | Not Applicable | [5 empty] | 10142 | RES GAS PV | 205134944
RG1PV50S10N19-264 | RG1PV50S | Bradford White | 671632996193 | Active | The ""-264"" indicates that this SKU comes with an Aluminum Anode Rod. | [9 empty] | No | Not Applicable | Not Applicable | Residential Water Heating | Water Heating.Gas | 10 | 6 |  |  |  | 238-54331-00 |  |  |  | 238-39699-00 | [6 empty] | Gas | Natural Gas |  |  |  | Indoor |  | Floor Mounted |  | No | Not Applicable | 150 | Category III | 2 |  | 0.5 | 0.75 | No | [7 empty] | 40000 BTU/Hr |  | 78 | 0.69 | 50 | 48 | Not Applicable | On/Off | No, it does not comply with jurisdictions having 10ng/J NOx Regulations | [6 empty] | 166 | 27.625 | 22.75 | 59.1875 | 173 | 562 | 22 | 48.1875 | 27.1875 | 58.4375 |  |  | 43 |  |  | 8 |  |  |  | 11.5 | 40.625 | [8 empty] | 1 | 88 | 88 | ANSI Z21.10.1-2019/CSA 4.1-2019 | Yes | Yes | Yes | No | Not Applicable | [5 empty] | 10142 | RES GAS PV | 205134944
RG1PV50S10X19 | RG1PV50S | Bradford White | 671632996155 | Active | [10 empty] | No | Not Applicable | Not Applicable | Residential Water Heating | Water Heating.Gas | 10 | 6 |  |  |  | 238-54331-00 |  |  |  | 238-39699-00 | [6 empty] | Gas | Liquid Propane |  |  |  | Indoor |  | Floor Mounted |  | No | Not Applicable | 150 | Category III | 2 |  | 0.5 | 0.75 | No | [7 empty] | 38000 BTU/Hr |  | 78 | 0.69 | 50 | 48 | Not Applicable | On/Off | Not Applicable | [6 empty] | 166 | 27.625 | 22.75 | 59.1875 | 173 | 562 | 22 | 48.1875 | 27.1875 | 58.4375 |  |  | 43 |  |  | 8 |  |  |  | 11.5 | 40.625 | [8 empty] | 1 | 88 | 88 | ANSI Z21.10.1-2019/CSA 4.1-2019 | Yes | Yes | Yes | No | Not Applicable | [5 empty] | 10142 | RES GAS PV | 205135013
RG1PV50S6N19 | RG1PV50S | Bradford White | 671632147540 | Active | [10 empty] | No | Not Applicable | Not Applicable | Residential Water Heating | Water Heating.Gas | 6 | 6 |  |  |  | 238-54331-00 |  |  |  | 238-39699-00 | [6 empty] | Gas | Natural Gas |  |  |  | Indoor |  | Floor Mounted |  | No | Not Applicable | 150 | Category III | 2 |  | 0.5 | 0.75 | No | [7 empty] | 40000 BTU/Hr |  | 78 | 0.69 | 50 | 48 | Not Applicable | On/Off | No, it does not comply with jurisdictions having 10ng/J NOx Regulations | [6 empty] | 166 | 27.625 | 22.75 | 59.1875 | 173 | 562 | 22 | 48.1875 | 27.1875 | 58.4375 |  |  | 43 |  |  | 8 |  |  |  | 11.5 | 40.625 | [8 empty] | 1 | 88 | 88 | ANSI Z21.10.1-2019/CSA 4.1-2019 | Yes | Yes | Yes | No | Not Applicable | [5 empty] | 10142 | RES GAS PV | 205134944
RG1PV50S6N19-264 | RG1PV50S | Bradford White | 671632995578 | Active | The ""-264"" indicates that this SKU comes with an Aluminum Anode Rod. | [9 empty] | No | Not Applicable | Not Applicable | Residential Water Heating | Water Heating.Gas | 6 | 6 |  |  |  | 238-54331-00 |  |  |  | 238-39699-00 | [6 empty] | Gas | Natural Gas |  |  |  | Indoor |  | Floor Mounted |  | No | Not Applicable | 150 | Category III | 2 |  | 0.5 | 0.75 | No | [7 empty] | 40000 BTU/Hr |  | 78 | 0.69 | 50 | 48 | Not Applicable | On/Off | No, it does not comply with jurisdictions having 10ng/J NOx Regulations | [6 empty] | 166 | 27.625 | 22.75 | 59.1875 | 173 | 562 | 22 | 48.1875 | 27.1875 | 58.4375 |  |  | 43 |  |  | 8 |  |  |  | 11.5 | 40.625 | [8 empty] | 1 | 88 | 88 | ANSI Z21.10.1-2019/CSA 4.1-2019 | Yes | Yes | Yes | No | Not Applicable | [5 empty] | 10142 | RES GAS PV | 205134944
RG1PV50S6N19-457 | RG1PV50S | Bradford White | 671632995752 | Active | The -457 indicates that this SKU was designed and certified for Installation in Canada. | [9 empty] | No | Not Applicable | Not Applicable | Residential Water Heating | Water Heating.Gas | 6 | 6 |  |  |  | 238-54332-00 |  |  |  | 238-39699-00 |  | 238-48875-00 |  |  |  |  | Gas | Natural Gas |  |  |  | Indoor |  | Floor Mounted |  | No | Not Applicable | 150 | Category III | 2 |  | 0.5 | 0.75 | No | [7 empty] | 40000 BTU/Hr |  |  |  | 50 |  | Not Applicable | On/Off | No, it does not comply with jurisdictions having 10ng/J NOx Regulations | [6 empty] | 166 | 27.625 | 22.75 | 59.1875 | 173 | 578 | 22 | 48.1875 | 27.1875 | 58.4375 |  |  | 43 |  |  | 8 |  |  |  | 11.5 | 40.625 | [8 empty] | 1 | 88 | 88 | ANSI Z21.10.1-2019/CSA 4.1-2019 | Yes | No | Yes | No | Not Applicable |  |  |  |  | 238-45684-00 | 10142 | RES GAS PV
RG1PV50S6N19-506 | RG1PV50S | Bradford White | 671632996698 | Active | The ""-506"" indicates that this SKU comes with an A420 Aluminum Anode Rod. | [9 empty] | No | Not Applicable | Not Applicable | Residential Water Heating | Water Heating.Gas | 6 | 6 |  |  |  | 238-54331-00 |  |  |  | 238-39699-00 | [6 empty] | Gas | Natural Gas |  |  |  | Indoor |  | Floor Mounted |  | No | Not Applicable | 150 | Category III | 2 |  | 0.5 | 0.75 | No | [7 empty] | 40000 BTU/Hr |  | 78 | 0.69 | 50 | 48 | Not Applicable | On/Off | No, it does not comply with jurisdictions having 10ng/J NOx Regulations | [6 empty] | 166 | 27.625 | 22.75 | 59.1875 | 173 | 562 | 22 | 48.1875 | 27.1875 | 58.4375 |  |  | 43 |  |  | 8 |  |  |  | 11.5 | 40.625 | [8 empty] | 1 | 88 | 88 | ANSI Z21.10.1-2019/CSA 4.1-2019 | Yes | Yes | Yes | No | Not Applicable | [5 empty] | 10142 | RES GAS PV | 205134944
RG1PV50S6X19 | RG1PV50S | Bradford White | 671632996964 | Active | [10 empty] | No | Not Applicable | Not Applicable | Residential Water Heating | Water Heating.Gas | 6 | 6 |  |  |  | 238-54331-00 |  |  |  | 238-39699-00 | [6 empty] | Gas | Liquid Propane |  |  |  | Indoor |  | Floor Mounted |  | No | Not Applicable | 150 | Category III | 2 |  | 0.5 | 0.75 | No | [7 empty] | 38000 BTU/Hr |  | 78 | 0.69 | 50 | 48 | Not Applicable | On/Off | Not Applicable | [6 empty] | 166 | 27.625 | 22.75 | 59.1875 | 173 | 562 | 22 | 48.1875 | 27.1875 | 58.4375 |  |  | 43 |  |  | 8 |  |  |  | 11.5 | 40.625 | [8 empty] | 1 | 88 | 88 | ANSI Z21.10.1-2019/CSA 4.1-2019 | Yes | Yes | Yes | No | Not Applicable | [5 empty] | 10142 | RES GAS PV | 205135013
RG1PV50S6X19-264 | RG1PV50S | Bradford White | 671632996322 | Active | The ""-264"" indicates that this SKU comes with an Aluminum Anode Rod. | [9 empty] | No | Not Applicable | Not Applicable | Residential Water Heating | Water Heating.Gas | 6 | 6 |  |  |  | 238-54331-00 |  |  |  | 238-39699-00 | [6 empty] | Gas | Liquid Propane |  |  |  | Indoor |  | Floor Mounted |  | No | Not Applicable | 150 | Category III | 2 |  | 0.5 | 0.75 | No | [7 empty] | 38000 BTU/Hr |  | 78 | 0.69 | 50 | 48 | Not Applicable | On/Off | Not Applicable | [6 empty] | 166 | 27.625 | 22.75 | 59.1875 | 173 | 562 | 22 | 48.1875 | 27.1875 | 58.4375 |  |  | 43 |  |  | 8 |  |  |  | 11.5 | 40.625 | [8 empty] | 1 | 88 | 88 | ANSI Z21.10.1-2019/CSA 4.1-2019 | Yes | Yes | Yes | No | Not Applicable | [5 empty] | 10142 | RES GAS PV | 205135013
RG1PV50S6X19-457 | RG1PV50S | Bradford White | 671632995363 | Active | The -457 indicates that this SKU was designed and certified for Installation in Canada. | [9 empty] | No | Not Applicable | Not Applicable | Residential Water Heating | Water Heating.Gas | 6 | 6 |  |  |  | 238-54332-00 |  |  |  | 238-39699-00 |  | 238-48875-00 |  |  |  |  | Gas | Liquid Propane |  |  |  | Indoor |  | Floor Mounted |  | No | Not Applicable | 150 | Category III | 2 |  | 0.5 | 0.75 | No | [7 empty] | 38000 BTU/Hr |  |  |  | 50 |  | Not Applicable | On/Off | Not Applicable | [6 empty] | 166 | 27.625 | 22.75 | 59.1875 | 173 | 578 | 22 | 48.1875 | 27.1875 | 58.4375 |  |  | 43 |  |  | 8 |  |  |  | 11.5 | 40.625 | [8 empty] | 1 | 88 | 88 | ANSI Z21.10.1-2019/CSA 4.1-2019 | Yes | No | Yes | No | Not Applicable |  |  |  |  | 238-45684-00 | 10142 | RES GAS PV
RG1PV50S6X19-506 | RG1PV50S | Bradford White | 671632996377 | Active | The ""-506"" indicates that this SKU comes with an A420 Aluminum Anode Rod. | [9 empty] | No | Not Applicable | Not Applicable | Residential Water Heating | Water Heating.Gas | 6 | 6 |  |  |  | 238-54331-00 |  |  |  | 238-39699-00 | [6 empty] | Gas | Liquid Propane |  |  |  | Indoor |  | Floor Mounted |  | No | Not Applicable | 150 | Category III | 2 |  | 0.5 | 0.75 | No | [7 empty] | 38000 BTU/Hr |  | 78 | 0.69 | 50 | 48 | Not Applicable | On/Off | Not Applicable | [6 empty] | 166 | 27.625 | 22.75 | 59.1875 | 173 | 562 | 22 | 48.1875 | 27.1875 | 58.4375 |  |  | 43 |  |  | 8 |  |  |  | 11.5 | 40.625 | [8 empty] | 1 | 88 | 88 | ANSI Z21.10.1-2019/CSA 4.1-2019 | Yes | Yes | Yes | No | Not Applicable | [5 empty] | 10142 | RES GAS PV | 205135013
RG1PV55H6N19 | RG1PV55H | Bradford White | 671632324002 | Active | [10 empty] | No | Not Applicable | Not Applicable | Residential Water Heating | Water Heating.Gas | 6 | 6 |  |  |  | 238-53988-00 |  |  |  | 238-39699-00 | [6 empty] | Gas | Natural Gas |  |  |  | Indoor |  | Floor Mounted |  | No | Not Applicable | 150 | Category III | 3 |  | 0.5 | 0.75 | No | [7 empty] | 78000 BTU/Hr |  | 125 | 0.68 | 55 | 55 | Not Applicable | On/Off | No, it does not comply with jurisdictions having 14ng/J NOx Regulations | [6 empty] | 219 | 27.625 | 22.75 | 65.75 | 228 | 672 | 22 | 54.75 | 27.1875 | 64.5625 |  |  | 84 |  |  | 7.75 | 0.75 | 13.375 | 47.9375 | 11.5 | 47.9375 | [8 empty] | 1 | 88 | 84 | ANSI Z21.10.3-2019/CSA 4.3-2019 | Yes | Yes | Yes | No | Not Applicable | [5 empty] | 10142 | RES GAS PV | 208141881
RG1PV55H6N19-264 | RG1PV55H | Bradford White | 671632562381 | Active | The ""-264"" indicates that this SKU comes with an Aluminum Anode Rod. | [9 empty] | No | Not Applicable | Not Applicable | Residential Water Heating | Water Heating.Gas | 6 | 6 |  |  |  | 238-53988-00 |  |  |  | 238-39699-00 | [6 empty] | Gas | Natural Gas |  |  |  | Indoor |  | Floor Mounted |  | No | Not Applicable | 150 | Category III | 3 |  | 0.5 | 0.75 | No | [7 empty] | 78000 BTU/Hr |  | 125 | 0.68 | 55 | 55 | Not Applicable | On/Off | No, it does not comply with jurisdictions having 14ng/J NOx Regulations | [6 empty] | 219 | 27.625 | 22.75 | 65.75 | 228 | 672 | 22 | 54.75 | 27.1875 | 64.5625 |  |  | 84 |  |  | 7.75 | 0.75 | 13.375 | 47.9375 | 11.5 | 47.9375 | [8 empty] | 1 | 88 | 84 | ANSI Z21.10.3-2019/CSA 4.3-2019 | Yes | Yes | Yes | No | Not Applicable | [5 empty] | 10142 | RES GAS PV | 208141881
RG1PV55H6N19-457 | RG1PV55H | Bradford White | 671632562367 | Active | The -457 indicates that this SKU was designed and certified for Installation in Canada. | [9 empty] | No | Not Applicable | Not Applicable | Residential Water Heating | Water Heating.Gas | 6 | 6 |  |  |  | 238-54327-00 |  |  |  | 238-39699-00 |  | 238-48875-00 |  |  |  |  | Gas | Natural Gas |  |  |  | Indoor |  | Floor Mounted |  | No | Not Applicable | 150 | Category III | 3 |  | 0.5 | 0.75 | No | [7 empty] | 78000 BTU/Hr |  | 125 | 0.68 | 55 | 55 | Not Applicable | On/Off | No, it does not comply with jurisdictions having 14ng/J NOx Regulations | [6 empty] | 219 | 27.625 | 22.75 | 65.75 | 228 | 672 | 22 | 54.75 | 27.1875 | 64.5625 |  |  | 84 |  |  | 7.75 | 0.75 | 13.375 | 47.9375 | 11.5 | 47.9375 | [8 empty] | 1 | 88 | 84 | ANSI Z21.10.3-2019/CSA 4.3-2019 | Yes | No | Yes | No | Not Applicable |  |  |  |  | 238-45684-00 | 10142 | RES GAS PV
RG1PV55H6X19 | RG1PV55H | Bradford White | 671632562299 | Active | [10 empty] | No | Not Applicable | Not Applicable | Residential Water Heating | Water Heating.Gas | 6 | 6 |  |  |  | 238-53988-00 |  |  |  | 238-39699-00 | [6 empty] | Gas | Liquid Propane |  |  |  | Indoor |  | Floor Mounted |  | No | Not Applicable | 150 | Category III | 3 |  | 0.5 | 0.75 | No | [7 empty] | 78000 BTU/Hr |  | 125 | 0.68 | 55 | 55 | Not Applicable | On/Off | Not Applicable | [6 empty] | 219 | 27.625 | 22.75 | 65.75 | 228 | 672 | 22 | 54.75 | 27.1875 | 64.5625 |  |  | 84 |  |  | 7.75 | 0.75 | 13.375 | 47.9375 | 11.5 | 47.9375 | [8 empty] | 1 | 88 | 84 | ANSI Z21.10.3-2019/CSA 4.3-2019 | Yes | Yes | Yes | No | Not Applicable | [5 empty] | 10142 | RES GAS PV | 208157071
RG1PV55H6X19-264 | RG1PV55H | Bradford White | 671632562374 | Active | The ""-264"" indicates that this SKU comes with an Aluminum Anode Rod. | [9 empty] | No | Not Applicable | Not Applicable | Residential Water Heating | Water Heating.Gas | 6 | 6 |  |  |  | 238-53988-00 |  |  |  | 238-39699-00 | [6 empty] | Gas | Liquid Propane |  |  |  | Indoor |  | Floor Mounted |  | No | Not Applicable | 150 | Category III | 3 |  | 0.5 | 0.75 | No | [7 empty] | 78000 BTU/Hr |  | 125 | 0.68 | 55 | 55 | Not Applicable | On/Off | Not Applicable | [6 empty] | 219 | 27.625 | 22.75 | 65.75 | 228 | 672 | 22 | 54.75 | 27.1875 | 64.5625 |  |  | 84 |  |  | 7.75 | 0.75 | 13.375 | 47.9375 | 11.5 | 47.9375 | [8 empty] | 1 | 88 | 84 | ANSI Z21.10.3-2019/CSA 4.3-2019 | Yes | Yes | Yes | No | Not Applicable | [5 empty] | 10142 | RES GAS PV | 208157071
RG1PV55H6X19-457 | RG1PV55H | Bradford White | 671632562343 | Active | The -457 indicates that this SKU was designed and certified for Installation in Canada. | [9 empty] | No | Not Applicable | Not Applicable | Residential Water Heating | Water Heating.Gas | 6 | 6 |  |  |  | 238-54327-00 |  |  |  | 238-39699-00 |  | 238-48875-00 |  |  |  |  | Gas | Liquid Propane |  |  |  | Indoor |  | Floor Mounted |  | No | Not Applicable | 150 | Category III | 3 |  | 0.5 | 0.75 | No | [7 empty] | 78000 BTU/Hr |  | 125 | 0.68 | 55 | 55 | Not Applicable | On/Off | Not Applicable | [6 empty] | 219 | 27.625 | 22.75 | 65.75 | 228 | 672 | 22 | 54.75 | 27.1875 | 64.5625 |  |  | 84 |  |  | 7.75 | 0.75 | 13.375 | 47.9375 | 11.5 | 47.9375 | [8 empty] | 1 | 88 | 84 | ANSI Z21.10.3-2019/CSA 4.3-2019 | Yes | No | Yes | No | Not Applicable |  |  |  |  | 238-45684-00 | 10142 | RES GAS PV
RG2100H10N | RG2100H | Bradford White | 671632816392 | Active | [10 empty] | No | Not Applicable | Not Applicable | Residential Water Heating | Water Heating.Gas | 10 | 6 |  |  |  | 238-51008-00 |  |  |  | 238-39699-00 |  | 238-47497-00 |  |  |  |  | Gas | Natural Gas |  |  |  | Indoor |  | Floor Mounted |  | No | Not Applicable | 150 | Category I | 4 |  | 0.5 | 1.25 | No | [7 empty] | 80000 BTU/Hr |  | 157 | 0.57 | 100 | 95 | Not Applicable | On/Off | No, it does not comply with jurisdictions having 14ng/J NOx Regulations | [6 empty] | 413 | 35.5 | 30.25 | 74.75 | 430 | 1196 | 28.25 | 65.3125 | 31.75 | 71.5 |  |  | 92 |  |  | 16 | 0.75 | 17.625 | 50.625 | 15.1875 | 59.3125 | [8 empty] | 1 | 51 | 51 | ANSI Z21.10.3-2019/CSA 4.3-2019 | Yes | Yes | Yes | No | Not Applicable | [5 empty] | 10121 | RES GAS ATM HI INPUT | 200094582
RG2100H6N | RG2100H | Bradford White | 671632790173 | Active | [10 empty] | No | Not Applicable | Not Applicable | Residential Water Heating | Water Heating.Gas | 6 | 6 |  |  |  | 238-51008-00 |  |  |  | 238-39699-00 |  | 238-47497-00 |  |  |  |  | Gas | Natural Gas |  |  |  | Indoor |  | Floor Mounted |  | No | Not Applicable | 150 | Category I | 4 |  | 0.5 | 1.25 | No | [7 empty] | 80000 BTU/Hr |  | 157 | 0.57 | 100 | 95 | Not Applicable | On/Off | No, it does not comply with jurisdictions having 14ng/J NOx Regulations | [6 empty] | 413 | 35.5 | 30.25 | 74.75 | 430 | 1196 | 28.25 | 65.3125 | 31.75 | 71.5 |  |  | 92 |  |  | 16 | 0.75 | 17.625 | 50.625 | 15.1875 | 59.3125 | [8 empty] | 1 | 51 | 51 | ANSI Z21.10.3-2019/CSA 4.3-2019 | Yes | Yes | Yes | No | Not Applicable | [5 empty] | 10121 | RES GAS ATM HI INPUT | 200094582
RG2100H6N-220 | RG2100H | Bradford White | 671632853564 | Active | The ""-220"" indicates that this SKU was designed to operate in Altitudes ranging from 0 to 4,500 feet (0-1370 meters), and are certified for Installation in Canada. | [9 empty] | No | Not Applicable | Not Applicable | Residential Water Heating | Water Heating.Gas | 6 | 6 |  |  |  | 238-51008-00 |  |  |  | 238-39699-00 |  | 238-47497-00 |  |  |  |  | Gas | Natural Gas |  |  |  | Indoor |  | Floor Mounted |  | No | Not Applicable | 150 | Category I | 4 |  | 0.5 | 1.25 | No | [7 empty] | 72000 BTU/Hr |  | 157 | 0.57 | 100 | 95 | Not Applicable | On/Off | No, it does not comply with jurisdictions having 10ng/J NOx Regulations | [6 empty] | 413 | 35.5 | 30.25 | 74.75 | 430 | 1196 | 28.25 | 65.3125 | 31.75 | 71.5 |  |  | 92 |  |  | 16 | 0.75 | 17.625 | 50.625 | 15.1875 | 59.3125 | [8 empty] | 1 | 51 | 51 | ANSI Z21.10.1-2019/CSA 4.1-2019 | Yes | No | Yes | No | Not Applicable | 238-51026-00 |  |  |  | 238-45684-00 | 10121 | RES GAS ATM HI INPUT
RG2100H6N-457 | RG2100H | Bradford White | 671632805709 | Active | The -457 indicates that this SKU was designed and certified for Installation in Canada. | [9 empty] | No | Not Applicable | Not Applicable | Residential Water Heating | Water Heating.Gas | 6 | 6 |  |  |  | 238-51008-00 |  |  |  | 238-39699-00 |  | 238-47497-00 |  |  |  |  | Gas | Natural Gas |  |  |  | Indoor |  | Floor Mounted |  | No | Not Applicable | 150 | Category I | 4 |  | 0.5 | 1.25 | No | [7 empty] | 80000 BTU/Hr |  | 157 | 0.57 | 100 | 95 | Not Applicable | On/Off | No, it does not comply with jurisdictions having 14ng/J NOx Regulations | [6 empty] | 413 | 35.5 | 30.25 | 74.75 | 430 | 1196 | 28.25 | 65.3125 | 31.75 | 71.5 |  |  | 92 |  |  | 16 | 0.75 | 17.625 | 50.625 | 15.1875 | 59.3125 | [8 empty] | 1 | 51 | 51 | ANSI Z21.10.3-2019/CSA 4.3-2019 | Yes | No | Yes | No | Not Applicable | 238-51026-00 |  |  |  | 238-45684-00 | 10121 | RES GAS ATM HI INPUT
RG2100H6N-475 | RG2100H | Bradford White | 671632807086 | Active | The ""-475"" indicates that this SKU was designed to operate in Altitudes between 2,001 feet and 7,000 feet. | [9 empty] | No | Not Applicable | Not Applicable | Residential Water Heating | Water Heating.Gas | 6 | 6 |  |  |  | 238-51008-00 |  |  |  | 238-39699-00 |  | 238-47497-00 |  |  |  |  | Gas | Natural Gas |  |  |  | Indoor |  | Floor Mounted |  | No | Not Applicable | 150 | Category I | 4 |  | 0.5 | 1.25 | No | [7 empty] | 80000 BTU/Hr |  | 157 | 0.57 | 100 | 95 | Not Applicable | On/Off | No, it does not comply with jurisdictions having 14ng/J NOx Regulations | [6 empty] | 413 | 35.5 | 30.25 | 74.75 | 430 | 1196 | 28.25 | 65.3125 | 31.75 | 71.5 |  |  | 92 |  |  | 16 | 0.75 | 17.625 | 50.625 | 15.1875 | 59.3125 | [8 empty] | 1 | 51 | 51 | ANSI Z21.10.3-2019/CSA 4.3-2019 | Yes | Yes | Yes | No | Not Applicable | [5 empty] | 10121 | RES GAS ATM HI INPUT | 200094582
RG2100H6N-500 | RG2100H | Bradford White | 671632816569 | Active | The ""-500"" indicates that this SKU comes with White Rodgers Mechanical Control. | [9 empty] | No | Not Applicable | Not Applicable | Residential Water Heating | Water Heating.Gas | 6 | 6 |  |  |  | 238-51008-00 |  |  |  | 238-39699-00 |  | 238-47497-00 |  |  |  |  | Gas | Natural Gas |  |  |  | Indoor |  | Floor Mounted |  | No | Not Applicable | 150 | Category I | 4 |  | 0.5 | 1.25 | No | [7 empty] | 80000 BTU/Hr |  | 157 | 0.57 | 100 | 95 | Not Applicable | On/Off | No, it does not comply with jurisdictions having 14ng/J NOx Regulations | [6 empty] | 413 | 35.5 | 30.25 | 74.75 | 430 | 1196 | 28.25 | 65.3125 | 31.75 | 71.5 |  |  | 92 |  |  | 16 | 0.75 | 17.625 | 50.625 | 15.1875 | 59.3125 | [8 empty] | 1 | 51 | 51 | ANSI Z21.10.3-2019/CSA 4.3-2019 | Yes | Yes | Yes | No | Not Applicable | [5 empty] | 10121 | RES GAS ATM HI INPUT | 200094582
RG2100H6N-600 | RG2100H | Bradford White | 671632569625 | Active | The ""-600"" indicates that this SKU comes with an SIT ICON System® gas control. | [9 empty] | No | Not Applicable | Not Applicable | Residential Water Heating | Water Heating.Gas | 6 | 6 |  |  |  | 238-51008-00 |  |  |  | 238-39699-00 |  | 238-47497-00 |  |  |  |  | Gas | Natural Gas |  |  |  | Indoor |  | Floor Mounted |  | No | Not Applicable | 150 | Category I | 4 |  | 0.5 | 1.25 | No | [7 empty] | 80000 BTU/Hr |  | 157 | 0.57 | 100 | 95 | Not Applicable | On/Off | No, it does not comply with jurisdictions having 14ng/J NOx Regulations | [6 empty] | 413 | 35.5 | 30.25 | 74.75 | 430 | 1196 | 28.25 | 65.3125 | 31.75 | 71.5 |  |  | 92 |  |  | 16 | 0.75 | 17.625 | 50.625 | 15.1875 | 59.3125 | [8 empty] | 1 | 51 | 51 | ANSI Z21.10.3-2019/CSA 4.3-2019 | Yes | Yes | Yes | No | Not Applicable | [5 empty] | 10121 | RES GAS ATM HI INPUT | 200094582
RG2100H6X | RG2100H | Bradford White | 671632794867 | Active | [10 empty] | No | Not Applicable | Not Applicable | Residential Water Heating | Water Heating.Gas | 6 | 6 |  |  |  | 238-51008-00 |  |  |  | 238-39699-00 |  | 238-47497-00 |  |  |  |  | Gas | Liquid Propane |  |  |  | Indoor |  | Floor Mounted |  | No | Not Applicable | 150 | Category I | 4 |  | 0.5 | 1.25 | No | [7 empty] | 80000 BTU/Hr |  | 157 | 0.57 | 100 | 95 | Not Applicable | On/Off | Not Applicable | [6 empty] | 413 | 35.5 | 30.25 | 74.75 | 430 | 1196 | 28.25 | 65.3125 | 31.75 | 71.5 |  |  | 92 |  |  | 16 | 0.75 | 17.625 | 50.625 | 15.1875 | 59.3125 | [8 empty] | 1 | 51 | 51 | ANSI Z21.10.3-2019/CSA 4.3-2019 | Yes | Yes | Yes | No | Not Applicable | [5 empty] | 10121 | RES GAS ATM HI INPUT | 200094584
RG2100H6X-220 | RG2100H | Bradford White | 671632853557 | Active | The ""-220"" indicates that this SKU was designed to operate in Altitudes ranging from 0 to 4,500 feet (0-1370 meters), and are certified for Installation in Canada. | [9 empty] | No | Not Applicable | Not Applicable | Residential Water Heating | Water Heating.Gas | 6 | 6 |  |  |  | 238-51008-00 |  |  |  | 238-39699-00 |  | 238-47497-00 |  |  |  |  | Gas | Liquid Propane |  |  |  | Indoor |  | Floor Mounted |  | No | Not Applicable | 150 | Category I | 4 |  | 0.5 | 1.25 | No | [7 empty] | 79200 BTU/Hr |  | 157 | 0.57 | 100 | 95 | Not Applicable | On/Off | Not Applicable | [6 empty] | 413 | 35.5 | 30.25 | 74.75 | 430 | 1196 | 28.25 | 65.3125 | 31.75 | 71.5 |  |  | 92 |  |  | 16 | 0.75 | 17.625 | 50.625 | 15.1875 | 59.3125 | [8 empty] | 1 | 51 | 51 | ANSI Z21.10.1-2019/CSA 4.1-2019 | Yes | No | Yes | No | Not Applicable | 238-51026-00 |  |  |  | 238-45684-00 | 10121 | RES GAS ATM HI INPUT
RG2100H6X-457 | RG2100H | Bradford White | 671632805716 | Active | The -457 indicates that this SKU was designed and certified for Installation in Canada. | [9 empty] | No | Not Applicable | Not Applicable | Residential Water Heating | Water Heating.Gas | 6 | 6 |  |  |  | 238-51008-00 |  |  |  | 238-39699-00 |  | 238-47497-00 |  |  |  |  | Gas | Liquid Propane |  |  |  | Indoor |  | Floor Mounted |  | No | Not Applicable | 150 | Category I | 4 |  | 0.5 | 1.25 | No | [7 empty] | 80000 BTU/Hr |  | 157 | 0.57 | 100 | 95 | Not Applicable | On/Off | Not Applicable | [6 empty] | 413 | 35.5 | 30.25 | 74.75 | 430 | 1196 | 28.25 | 65.3125 | 31.75 | 71.5 |  |  | 92 |  |  | 16 | 0.75 | 17.625 | 50.625 | 15.1875 | 59.3125 | [8 empty] | 1 | 51 | 51 | ANSI Z21.10.3-2019/CSA 4.3-2019 | Yes | No | Yes | No | Not Applicable | 238-51026-00 |  |  |  | 238-45684-00 | 10121 | RES GAS ATM HI INPUT
RG2100H6X-475 | RG2100H | Bradford White | 671632807949 | Active | The ""-475"" indicates that this SKU was designed to operate in Altitudes between 2,001 feet and 7,000 feet. | [9 empty] | No | Not Applicable | Not Applicable | Residential Water Heating | Water Heating.Gas | 6 | 6 |  |  |  | 238-51008-00 |  |  |  | 238-39699-00 |  | 238-47497-00 |  |  |  |  | Gas | Liquid Propane |  |  |  | Indoor |  | Floor Mounted |  | No | Not Applicable | 150 | Category I | 4 |  | 0.5 | 1.25 | No | [7 empty] | 80000 BTU/Hr |  | 157 | 0.57 | 100 | 95 | Not Applicable | On/Off | Not Applicable | [6 empty] | 413 | 35.5 | 30.25 | 74.75 | 430 | 1196 | 28.25 | 65.3125 | 31.75 | 71.5 |  |  | 92 |  |  | 16 | 0.75 | 17.625 | 50.625 | 15.1875 | 59.3125 | [8 empty] | 1 | 51 | 51 | ANSI Z21.10.3-2019/CSA 4.3-2019 | Yes | Yes | Yes | No | Not Applicable | [5 empty] | 10121 | RES GAS ATM HI INPUT | 200094584
RG2100H6X-475-500 | RG2100H | Bradford White | 671632139705 | Active | The ""-475"" indicates that this SKU was designed to operate in Altitudes between 2,001 feet and 7,000 feet. | The ""-500"" indicates that this SKU comes with White Rodgers Mechanical Control. | [8 empty] | No | Not Applicable | Not Applicable | Residential Water Heating | Water Heating.Gas | 6 | 6 |  |  |  | 238-51008-00 |  |  |  | 238-39699-00 |  | 238-47497-00 |  |  |  |  | Gas | Liquid Propane |  |  |  | Indoor |  | Floor Mounted |  | No | Not Applicable | 150 | Category I | 4 |  | 0.5 | 1.25 | No | [7 empty] | 80000 BTU/Hr |  | 157 | 0.57 | 100 | 95 | Not Applicable | On/Off | Not Applicable | [6 empty] | 413 | 35.5 | 30.25 | 74.75 | 430 | 1196 | 28.25 | 65.3125 | 31.75 | 71.5 |  |  | 92 |  |  | 16 | 0.75 | 17.625 | 50.625 | 15.1875 | 59.3125 | [8 empty] | 1 | 51 | 51 | ANSI Z21.10.3-2019/CSA 4.3-2019 | Yes | Yes | Yes | No | Not Applicable | [5 empty] | 10121 | RES GAS ATM HI INPUT | 200094584
RG2100H6X-475-600 | RG2100H | Bradford White | 671632569687 | Active | The ""-475"" indicates that this SKU was designed to operate in Altitudes between 2,001 feet and 7,000 feet. | The ""-600"" indicates that this SKU comes with an SIT ICON System® gas control. | [8 empty] | No | Not Applicable | Not Applicable | Residential Water Heating | Water Heating.Gas | 6 | 6 |  |  |  | 238-51008-00 |  |  |  | 238-39699-00 |  | 238-47497-00 |  |  |  |  | Gas | Liquid Propane |  |  |  | Indoor |  | Floor Mounted |  | No | Not Applicable | 150 | Category I | 4 |  | 0.5 | 1.25 | No | [7 empty] | 80000 BTU/Hr |  | 157 | 0.57 | 100 | 95 | Not Applicable | On/Off | Not Applicable | [6 empty] | 413 | 35.5 | 30.25 | 74.75 | 430 | 1196 | 28.25 | 65.3125 | 31.75 | 71.5 |  |  | 92 |  |  | 16 | 0.75 | 17.625 | 50.625 | 15.1875 | 59.3125 | [8 empty] | 1 | 51 | 51 | ANSI Z21.10.3-2019/CSA 4.3-2019 | Yes | Yes | Yes | No | Not Applicable | [5 empty] | 10121 | RES GAS ATM HI INPUT | 200094584
RG2100H6X-500 | RG2100H | Bradford White | 671632842285 | Active | The ""-500"" indicates that this SKU comes with White Rodgers Mechanical Control. | [9 empty] | No | Not Applicable | Not Applicable | Residential Water Heating | Water Heating.Gas | 6 | 6 |  |  |  | 238-51008-00 |  |  |  | 238-39699-00 |  | 238-47497-00 |  |  |  |  | Gas | Liquid Propane |  |  |  | Indoor |  | Floor Mounted |  | No | Not Applicable | 150 | Category I | 4 |  | 0.5 | 1.25 | No | [7 empty] | 80000 BTU/Hr |  | 157 | 0.57 | 100 | 95 | Not Applicable | On/Off | Not Applicable | [6 empty] | 413 | 35.5 | 30.25 | 74.75 | 430 | 1196 | 28.25 | 65.3125 | 31.75 | 71.5 |  |  | 92 |  |  | 16 | 0.75 | 17.625 | 50.625 | 15.1875 | 59.3125 | [8 empty] | 1 | 51 | 51 | ANSI Z21.10.3-2019/CSA 4.3-2019 | Yes | Yes | Yes | No | Not Applicable | [5 empty] | 10121 | RES GAS ATM HI INPUT | 200094584
RG2100H6X-600 | RG2100H | Bradford White | 671632569694 | Active | The ""-600"" indicates that this SKU comes with an SIT ICON System® gas control. | [9 empty] | No | Not Applicable | Not Applicable | Residential Water Heating | Water Heating.Gas | 6 | 6 |  |  |  | 238-51008-00 |  |  |  | 238-39699-00 |  | 238-47497-00 |  |  |  |  | Gas | Liquid Propane |  |  |  | Indoor |  | Floor Mounted |  | No | Not Applicable | 150 | Category I | 4 |  | 0.5 | 1.25 | No | [7 empty] | 80000 BTU/Hr |  | 157 | 0.57 | 100 | 95 | Not Applicable | On/Off | Not Applicable | [6 empty] | 413 | 35.5 | 30.25 | 74.75 | 430 | 1196 | 28.25 | 65.3125 | 31.75 | 71.5 |  |  | 92 |  |  | 16 | 0.75 | 17.625 | 50.625 | 15.1875 | 59.3125 | [8 empty] | 1 | 51 | 51 | ANSI Z21.10.3-2019/CSA 4.3-2019 | Yes | Yes | Yes | No | Not Applicable | [5 empty] | 10121 | RES GAS ATM HI INPUT | 200094584
RG230S10N | RG230S | Bradford White | 671632131679 | Active | [10 empty] | No | Not Applicable | Not Applicable | Residential Water Heating | Water Heating.Gas | 10 | 6 |  |  |  | 238-51012-00 |  |  |  | 238-39699-00 | [6 empty] | Gas | Natural Gas |  |  |  | Indoor |  | Floor Mounted |  | No | Not Applicable | 150 | Category I | 3 |  | 0.5 | 0.75 | No | [7 empty] | 30000 BTU/Hr |  | 49 | 0.54 | 30 | 29 | Not Applicable | On/Off | No, it does not comply with jurisdictions having 10ng/J NOx Regulations | [6 empty] | 113 | 22.75 | 20.75 | 47.38 | 118 | 352 | 20 | 45.75 | 23.5 | 49.25 |  |  | 32 |  |  | 8 |  |  |  | 13 | 38.875 | [8 empty] | 1 | 216 | 208 | ANSI Z21.10.1-2019/CSA 4.1-2019 | Yes | Yes | Yes | No | Not Applicable | [5 empty] | 10131 | RES GAS ATM | 200094360
RG230S6N | RG230S | Bradford White | 671632791651 | Active | [10 empty] | No | Not Applicable | Not Applicable | Residential Water Heating | Water Heating.Gas | 6 | 6 |  |  |  | 238-51012-00 |  |  |  | 238-39699-00 | [6 empty] | Gas | Natural Gas |  |  |  | Indoor |  | Floor Mounted |  | No | Not Applicable | 150 | Category I | 3 |  | 0.5 | 0.75 | No | [7 empty] | 30000 BTU/Hr |  | 49 | 0.54 | 30 | 29 | Not Applicable | On/Off | No, it does not comply with jurisdictions having 10ng/J NOx Regulations | [6 empty] | 113 | 22.75 | 20.75 | 47.38 | 118 | 352 | 20 | 45.75 | 23.5 | 49.25 |  |  | 32 |  |  | 8 |  |  |  | 13 | 38.875 | [8 empty] | 1 | 216 | 208 | ANSI Z21.10.1-2019/CSA 4.1-2019 | Yes | Yes | Yes | No | Not Applicable | [5 empty] | 10131 | RES GAS ATM | 200094360
RG230S6N-220 | RG230S | Bradford White | 671632858651 | Active | The ""-220"" indicates that this SKU was designed to operate in Altitudes ranging from 0 to 4,500 feet (0-1370 meters), and are certified for Installation in Canada. | [9 empty] | No | Not Applicable | Not Applicable | Residential Water Heating | Water Heating.Gas | 6 | 6 |  |  |  | 238-51012-00 |  |  |  | 238-39699-00 | [6 empty] | Gas | Natural Gas |  |  |  | Indoor |  | Floor Mounted |  | No | Not Applicable | 150 | Category I | 3 |  | 0.5 | 0.75 | No | [7 empty] | 27000 BTU/Hr |  |  |  | 30 |  | Not Applicable | On/Off | No, it does not comply with jurisdictions having 10ng/J NOx Regulations | [6 empty] | 113 | 22.75 | 20.75 | 47.38 | 118 | 360 | 20 | 45.75 | 23.5 | 49.25 |  |  | 32 |  |  | 8 |  |  |  | 13 | 38.875 | [8 empty] | 1 | 216 | 208 | ANSI Z21.10.1-2019/CSA 4.1-2019 | Yes | No | Yes | No | Not Applicable | 238-51030-00 |  |  |  | 238-45684-00 | 10131 | RES GAS ATM
RG230S6N-264 | RG230S | Bradford White | 671632805983 | Active | The ""-264"" indicates that this SKU comes with an Aluminum Anode Rod. | [9 empty] | No | Not Applicable | Not Applicable | Residential Water Heating | Water Heating.Gas | 6 | 6 |  |  |  | 238-51012-00 |  |  |  | 238-39699-00 | [6 empty] | Gas | Natural Gas |  |  |  | Indoor |  | Floor Mounted |  | No | Not Applicable | 150 | Category I | 3 |  | 0.5 | 0.75 | No | [7 empty] | 30000 BTU/Hr |  | 49 | 0.54 | 30 | 29 | Not Applicable | On/Off | No, it does not comply with jurisdictions having 10ng/J NOx Regulations | [6 empty] | 113 | 22.75 | 20.75 | 47.38 | 118 | 352 | 20 | 45.75 | 23.5 | 49.25 |  |  | 32 |  |  | 8 |  |  |  | 13 | 38.875 | [8 empty] | 1 | 216 | 208 | ANSI Z21.10.1-2019/CSA 4.1-2019 | Yes | Yes | Yes | No | Not Applicable | [5 empty] | 10131 | RES GAS ATM | 200094360
RG230S6N-264-500 | RG230S | Bradford White | 671632841998 | Active | The ""-264"" indicates that this SKU comes with an Aluminum Anode Rod. | The ""-500"" indicates that this SKU comes with White Rodgers Mechanical Control. | [8 empty] | No | Not Applicable | Not Applicable | Residential Water Heating | Water Heating.Gas | 6 | 6 |  |  |  | 238-51012-00 |  |  |  | 238-39699-00 | [6 empty] | Gas | Natural Gas |  |  |  | Indoor |  | Floor Mounted |  | No | Not Applicable | 150 | Category I | 3 |  | 0.5 | 0.75 | No | [7 empty] | 30000 BTU/Hr |  | 49 | 0.54 | 30 | 29 | Not Applicable | On/Off | No, it does not comply with jurisdictions having 10ng/J NOx Regulations | [6 empty] | 113 | 22.75 | 20.75 | 47.38 | 118 | 352 | 20 | 45.75 | 23.5 | 49.25 |  |  | 32 |  |  | 8 |  |  |  | 13 | 38.875 | [8 empty] | 1 | 216 | 208 | ANSI Z21.10.1-2019/CSA 4.1-2019 | Yes | Yes | Yes | No | Not Applicable | [5 empty] | 10131 | RES GAS ATM | 200094360
RG230S6N-264-600 | RG230S | Bradford White | 671632569670 | Active | The ""-264"" indicates that this SKU comes with an Aluminum Anode Rod. | The ""-600"" indicates that this SKU comes with an SIT ICON System® gas control. | [8 empty] | No | Not Applicable | Not Applicable | Residential Water Heating | Water Heating.Gas | 6 | 6 |  |  |  | 238-51012-00 |  |  |  | 238-39699-00 | [6 empty] | Gas | Natural Gas |  |  |  | Indoor |  | Floor Mounted |  | No | Not Applicable | 150 | Category I | 3 |  | 0.5 | 0.75 | No | [7 empty] | 30000 BTU/Hr |  | 49 | 0.54 | 30 | 29 | Not Applicable | On/Off | No, it does not comply with jurisdictions having 10ng/J NOx Regulations | [6 empty] | 113 | 22.75 | 20.75 | 47.38 | 118 | 352 | 20 | 45.75 | 23.5 | 49.25 |  |  | 32 |  |  | 8 |  |  |  | 13 | 38.875 | [8 empty] | 1 | 216 | 208 | ANSI Z21.10.1-2019/CSA 4.1-2019 | Yes | Yes | Yes | No | Not Applicable | [5 empty] | 10131 | RES GAS ATM | 200094360
RG230S6N-457 | RG230S | Bradford White | 671632858668 | Active | The -457 indicates that this SKU was designed and certified for Installation in Canada. | [9 empty] | No | Not Applicable | Not Applicable | Residential Water Heating | Water Heating.Gas | 6 | 6 |  |  |  | 238-51012-00 |  |  |  | 238-39699-00 | [6 empty] | Gas | Natural Gas |  |  |  | Indoor |  | Floor Mounted |  | No | Not Applicable | 150 | Category I | 3 |  | 0.5 | 0.75 | No | [7 empty] | 30000 BTU/Hr |  |  |  | 30 |  | Not Applicable | On/Off | No, it does not comply with jurisdictions having 10ng/J NOx Regulations | [6 empty] | 113 | 22.75 | 20.75 | 47.38 | 118 | 360 | 20 | 45.75 | 23.5 | 49.25 |  |  | 32 |  |  | 8 |  |  |  | 13 | 38.875 | [8 empty] | 1 | 216 | 208 | ANSI Z21.10.1-2019/CSA 4.1-2019 | Yes | No | Yes | No | Not Applicable | 238-51030-00 |  |  |  | 238-45684-00 | 10131 | RES GAS ATM
RG230S6N-475 | RG230S | Bradford White | 671632803101 | Active | The ""-475"" indicates that this SKU was designed to operate in Altitudes between 2,001 feet and 7,000 feet. | [9 empty] | No | Not Applicable | Not Applicable | Residential Water Heating | Water Heating.Gas | 6 | 6 |  |  |  | 238-51012-00 |  |  |  | 238-39699-00 | [6 empty] | Gas | Natural Gas |  |  |  | Indoor |  | Floor Mounted |  | No | Not Applicable | 150 | Category I | 3 |  | 0.5 | 0.75 | No | [7 empty] | 30000 BTU/Hr |  | 49 | 0.54 | 30 | 29 | Not Applicable | On/Off | No, it does not comply with jurisdictions having 10ng/J NOx Regulations | [6 empty] | 113 | 22.75 | 20.75 | 47.38 | 118 | 352 | 20 | 45.75 | 23.5 | 49.25 |  |  | 32 |  |  | 8 |  |  |  | 13 | 38.875 | [8 empty] | 1 | 216 | 208 | ANSI Z21.10.1-2019/CSA 4.1-2019 | Yes | Yes | Yes | No | Not Applicable | [5 empty] | 10131 | RES GAS ATM | 200094360
RG230S6N-500 | RG230S | Bradford White | 671632806751 | Active | The ""-500"" indicates that this SKU comes with White Rodgers Mechanical Control. | [9 empty] | No | Not Applicable | Not Applicable | Residential Water Heating | Water Heating.Gas | 6 | 6 |  |  |  | 238-51012-00 |  |  |  | 238-39699-00 | [6 empty] | Gas | Natural Gas |  |  |  | Indoor |  | Floor Mounted |  | No | Not Applicable | 150 | Category I | 3 |  | 0.5 | 0.75 | No | [7 empty] | 30000 BTU/Hr |  | 49 | 0.54 | 30 | 29 | Not Applicable | On/Off | No, it does not comply with jurisdictions having 10ng/J NOx Regulations | [6 empty] | 113 | 22.75 | 20.75 | 47.38 | 118 | 352 | 20 | 45.75 | 23.5 | 49.25 |  |  | 32 |  |  | 8 |  |  |  | 13 | 38.875 | [8 empty] | 1 | 216 | 208 | ANSI Z21.10.1-2019/CSA 4.1-2019 | Yes | Yes | Yes | No | Not Applicable | [5 empty] | 10131 | RES GAS ATM | 200094360
RG230S6N-500-506 | RG230S | Bradford White | 671632888900 | Active | The ""-500"" indicates that this SKU comes with White Rodgers Mechanical Control. | The ""-506"" indicates that this SKU comes with an A420 Aluminum Anode Rod. | [8 empty] | No | Not Applicable | Not Applicable | Residential Water Heating | Water Heating.Gas | 6 | 6 |  |  |  | 238-51012-00 |  |  |  | 238-39699-00 | [6 empty] | Gas | Natural Gas |  |  |  | Indoor |  | Floor Mounted |  | No | Not Applicable | 150 | Category I | 3 |  | 0.5 | 0.75 | No | [7 empty] | 30000 BTU/Hr |  | 49 | 0.54 | 30 | 29 | Not Applicable | On/Off | No, it does not comply with jurisdictions having 10ng/J NOx Regulations | [6 empty] | 113 | 22.75 | 20.75 | 47.38 | 118 | 352 | 20 | 45.75 | 23.5 | 49.25 |  |  | 32 |  |  | 8 |  |  |  | 13 | 38.875 | [8 empty] | 1 | 216 | 208 | ANSI Z21.10.1-2019/CSA 4.1-2019 | Yes | Yes | Yes | No | Not Applicable | [5 empty] | 10131 | RES GAS ATM | 200094360
RG230S6N-600 | RG230S | Bradford White | 671632569700 | Active | The ""-600"" indicates that this SKU comes with an SIT ICON System® gas control. | [9 empty] | No | Not Applicable | Not Applicable | Residential Water Heating | Water Heating.Gas | 6 | 6 |  |  |  | 238-51012-00 |  |  |  | 238-39699-00 | [6 empty] | Gas | Natural Gas |  |  |  | Indoor |  | Floor Mounted |  | No | Not Applicable | 150 | Category I | 3 |  | 0.5 | 0.75 | No | [7 empty] | 30000 BTU/Hr |  | 49 | 0.54 | 30 | 29 | Not Applicable | On/Off | No, it does not comply with jurisdictions having 10ng/J NOx Regulations | [6 empty] | 113 | 22.75 | 20.75 | 47.38 | 118 | 352 | 20 | 45.75 | 23.5 | 49.25 |  |  | 32 |  |  | 8 |  |  |  | 13 | 38.875 | [8 empty] | 1 | 216 | 208 | ANSI Z21.10.1-2019/CSA 4.1-2019 | Yes | Yes | Yes | No | Not Applicable | [5 empty] | 10131 | RES GAS ATM | 200094360
RG230S6N-600-506 | RG230S | Bradford White | 671632560998 | Active | The ""-506"" indicates that this SKU comes with an A420 Aluminum Anode Rod. | The ""-600"" indicates that this SKU comes with an SIT ICON System® gas control. | [8 empty] | No | Not Applicable | Not Applicable | Residential Water Heating | Water Heating.Gas | 6 | 6 |  |  |  | 238-51012-00 |  |  |  | 238-39699-00 | [6 empty] | Gas | Natural Gas |  |  |  | Indoor |  | Floor Mounted |  | No | Not Applicable | 150 | Category I | 3 |  | 0.5 | 0.75 | No | [7 empty] | 30000 BTU/Hr |  | 49 | 0.54 | 30 | 29 | Not Applicable | On/Off | No, it does not comply with jurisdictions having 10ng/J NOx Regulations | [6 empty] | 113 | 22.75 | 20.75 | 47.38 | 118 | 352 | 20 | 45.75 | 23.5 | 49.25 |  |  | 32 |  |  | 8 |  |  |  | 13 | 38.875 | [8 empty] | 1 | 216 | 208 | ANSI Z21.10.1-2019/CSA 4.1-2019 | Yes | Yes | Yes | No | Not Applicable | [5 empty] | 10131 | RES GAS ATM | 200094360
RG230S6X | RG230S | Bradford White | 671632794652 | Active | [10 empty] | No | Not Applicable | Not Applicable | Residential Water Heating | Water Heating.Gas | 6 | 6 |  |  |  | 238-51012-00 |  |  |  | 238-39699-00 | [6 empty] | Gas | Liquid Propane |  |  |  | Indoor |  | Floor Mounted |  | No | Not Applicable | 150 | Category I | 3 |  | 0.5 | 0.75 | No | [7 empty] | 26000 BTU/Hr |  | 49 | 0.54 | 30 | 29 | Not Applicable | On/Off | Not Applicable | [6 empty] | 113 | 22.75 | 20.75 | 47.38 | 118 | 352 | 20 | 45.75 | 23.5 | 49.25 |  |  | 32 |  |  | 8 |  |  |  | 13 | 38.875 | [8 empty] | 1 | 216 | 208 | ANSI Z21.10.1-2019/CSA 4.1-2019 | Yes | Yes | Yes | No | Not Applicable | [5 empty] | 10131 | RES GAS ATM | 200094362
RG230S6X-220 | RG230S | Bradford White | 671632860494 | Active | The ""-220"" indicates that this SKU was designed to operate in Altitudes ranging from 0 to 4,500 feet (0-1370 meters), and are certified for Installation in Canada. | [9 empty] | No | Not Applicable | Not Applicable | Residential Water Heating | Water Heating.Gas | 6 | 6 |  |  |  | 238-51012-00 |  |  |  | 238-39699-00 | [6 empty] | Gas | Liquid Propane |  |  |  | Indoor |  | Floor Mounted |  | No | Not Applicable | 150 | Category I | 3 |  | 0.5 | 0.75 | No | [7 empty] | 23400 BTU/Hr |  |  |  | 30 |  | Not Applicable | On/Off | Not Applicable | [6 empty] | 113 | 22.75 | 20.75 | 47.38 | 118 | 360 | 20 | 45.75 | 23.5 | 49.25 |  |  | 32 |  |  | 8 |  |  |  | 13 | 38.875 | [8 empty] | 1 | 216 | 208 | ANSI Z21.10.1-2019/CSA 4.1-2019 | Yes | No | Yes | No | Not Applicable | 238-51030-00 |  |  |  | 238-45684-00 | 10131 | RES GAS ATM
RG230S6X-264 | RG230S | Bradford White | 671632806003 | Active | The ""-264"" indicates that this SKU comes with an Aluminum Anode Rod. | [9 empty] | No | Not Applicable | Not Applicable | Residential Water Heating | Water Heating.Gas | 6 | 6 |  |  |  | 238-51012-00 |  |  |  | 238-39699-00 | [6 empty] | Gas | Liquid Propane |  |  |  | Indoor |  | Floor Mounted |  | No | Not Applicable | 150 | Category I | 3 |  | 0.5 | 0.75 | No | [7 empty] | 26000 BTU/Hr |  | 49 | 0.54 | 30 | 29 | Not Applicable | On/Off | Not Applicable | [6 empty] | 113 | 22.75 | 20.75 | 47.38 | 118 | 352 | 20 | 45.75 | 23.5 | 49.25 |  |  | 32 |  |  | 8 |  |  |  | 13 | 38.875 | [8 empty] | 1 | 216 | 208 | ANSI Z21.10.1-2019/CSA 4.1-2019 | Yes | Yes | Yes | No | Not Applicable | [5 empty] | 10131 | RES GAS ATM | 200094362
RG230S6X-264-500 | RG230S | Bradford White | 671632842230 | Active | The ""-264"" indicates that this SKU comes with an Aluminum Anode Rod. | The ""-500"" indicates that this SKU comes with White Rodgers Mechanical Control. | [8 empty] | No | Not Applicable | Not Applicable | Residential Water Heating | Water Heating.Gas | 6 | 6 |  |  |  | 238-51012-00 |  |  |  | 238-39699-00 | [6 empty] | Gas | Liquid Propane |  |  |  | Indoor |  | Floor Mounted |  | No | Not Applicable | 150 | Category I | 3 |  | 0.5 | 0.75 | No | [7 empty] | 26000 BTU/Hr |  | 49 | 0.54 | 30 | 29 | Not Applicable | On/Off | Not Applicable | [6 empty] | 113 | 22.75 | 20.75 | 47.38 | 118 | 352 | 20 | 45.75 | 23.5 | 49.25 |  |  | 32 |  |  | 8 |  |  |  | 13 | 38.875 | [8 empty] | 1 | 216 | 208 | ANSI Z21.10.1-2019/CSA 4.1-2019 | Yes | Yes | Yes | No | Not Applicable | [5 empty] | 10131 | RES GAS ATM | 200094362
RG230S6X-264-600 | RG230S | Bradford White | 671632569731 | Active | The ""-264"" indicates that this SKU comes with an Aluminum Anode Rod. | The ""-600"" indicates that this SKU comes with an SIT ICON System® gas control. | [8 empty] | No | Not Applicable | Not Applicable | Residential Water Heating | Water Heating.Gas | 6 | 6 |  |  |  | 238-51012-00 |  |  |  | 238-39699-00 | [6 empty] | Gas | Liquid Propane |  |  |  | Indoor |  | Floor Mounted |  | No | Not Applicable | 150 | Category I | 3 |  | 0.5 | 0.75 | No | [7 empty] | 26000 BTU/Hr |  | 49 | 0.54 | 30 | 29 | Not Applicable | On/Off | Not Applicable | [6 empty] | 113 | 22.75 | 20.75 | 47.38 | 118 | 352 | 20 | 45.75 | 23.5 | 49.25 |  |  | 32 |  |  | 8 |  |  |  | 13 | 38.875 | [8 empty] | 1 | 216 | 208 | ANSI Z21.10.1-2019/CSA 4.1-2019 | Yes | Yes | Yes | No | Not Applicable | [5 empty] | 10131 | RES GAS ATM | 200094362
RG230S6X-457 | RG230S | Bradford White | 671632860500 | Active | The -457 indicates that this SKU was designed and certified for Installation in Canada. | [9 empty] | No | Not Applicable | Not Applicable | Residential Water Heating | Water Heating.Gas | 6 | 6 |  |  |  | 238-51012-00 |  |  |  | 238-39699-00 | [6 empty] | Gas | Liquid Propane |  |  |  | Indoor |  | Floor Mounted |  | No | Not Applicable | 150 | Category I | 3 |  | 0.5 | 0.75 | No | [7 empty] | 30000 BTU/Hr |  |  |  | 30 |  | Not Applicable | On/Off | Not Applicable | [6 empty] | 113 | 22.75 | 20.75 | 47.38 | 118 | 360 | 20 | 45.75 | 23.5 | 49.25 |  |  | 32 |  |  | 8 |  |  |  | 13 | 38.875 | [8 empty] | 1 | 216 | 208 | ANSI Z21.10.1-2019/CSA 4.1-2019 | Yes | No | Yes | No | Not Applicable | 238-51030-00 |  |  |  | 238-45684-00 | 10131 | RES GAS ATM
RG230S6X-475 | RG230S | Bradford White | 671632819294 | Active | The ""-475"" indicates that this SKU was designed to operate in Altitudes between 2,001 feet and 7,000 feet. | [9 empty] | No | Not Applicable | Not Applicable | Residential Water Heating | Water Heating.Gas | 6 | 6 |  |  |  | 238-51012-00 |  |  |  | 238-39699-00 | [6 empty] | Gas | Liquid Propane |  |  |  | Indoor |  | Floor Mounted |  | No | Not Applicable | 150 | Category I | 3 |  | 0.5 | 0.75 | No | [7 empty] | 26000 BTU/Hr |  | 49 | 0.54 | 30 | 29 | Not Applicable | On/Off | Not Applicable | [6 empty] | 113 | 22.75 | 20.75 | 47.38 | 118 | 352 | 20 | 45.75 | 23.5 | 49.25 |  |  | 32 |  |  | 8 |  |  |  | 13 | 38.875 | [8 empty] | 1 | 216 | 208 | ANSI Z21.10.1-2019/CSA 4.1-2019 | Yes | Yes | Yes | No | Not Applicable | [5 empty] | 10131 | RES GAS ATM | 200094362
RG230S6X-500 | RG230S | Bradford White | 671632856558 | Active | The ""-500"" indicates that this SKU comes with White Rodgers Mechanical Control. | [9 empty] | No | Not Applicable | Not Applicable | Residential Water Heating | Water Heating.Gas | 6 | 6 |  |  |  | 238-51012-00 |  |  |  | 238-39699-00 | [6 empty] | Gas | Liquid Propane |  |  |  | Indoor |  | Floor Mounted |  | No | Not Applicable | 150 | Category I | 3 |  | 0.5 | 0.75 | No | [7 empty] | 26000 BTU/Hr |  | 49 | 0.54 | 30 | 29 | Not Applicable | On/Off | Not Applicable | [6 empty] | 113 | 22.75 | 20.75 | 47.38 | 118 | 352 | 20 | 45.75 | 23.5 | 49.25 |  |  | 32 |  |  | 8 |  |  |  | 13 | 38.875 | [8 empty] | 1 | 216 | 208 | ANSI Z21.10.1-2019/CSA 4.1-2019 | Yes | Yes | Yes | No | Not Applicable | [5 empty] | 10131 | RES GAS ATM | 200094362
RG230S6X-600 | RG230S | Bradford White | 671632569717 | Active | The ""-600"" indicates that this SKU comes with an SIT ICON System® gas control. | [9 empty] | No | Not Applicable | Not Applicable | Residential Water Heating | Water Heating.Gas | 6 | 6 |  |  |  | 238-51012-00 |  |  |  | 238-39699-00 | [6 empty] | Gas | Liquid Propane |  |  |  | Indoor |  | Floor Mounted |  | No | Not Applicable | 150 | Category I | 3 |  | 0.5 | 0.75 | No | [7 empty] | 26000 BTU/Hr |  | 49 | 0.54 | 30 | 29 | Not Applicable | On/Off | Not Applicable | [6 empty] | 113 | 22.75 | 20.75 | 47.38 | 118 | 352 | 20 | 45.75 | 23.5 | 49.25 |  |  | 32 |  |  | 8 |  |  |  | 13 | 38.875 | [8 empty] | 1 | 216 | 208 | ANSI Z21.10.1-2019/CSA 4.1-2019 | Yes | Yes | Yes | No | Not Applicable | [5 empty] | 10131 | RES GAS ATM | 200094362
RG230S8N-220 | RG230S | Bradford White | 671632822799 | Active | The ""-220"" indicates that this SKU was designed to operate in Altitudes ranging from 0 to 4,500 feet (0-1370 meters), and are certified for Installation in Canada. | [9 empty] | No | Not Applicable | Not Applicable | Residential Water Heating | Water Heating.Gas | 8 | 6 |  |  |  | 238-51012-00 |  |  |  | 238-39699-00 | [6 empty] | Gas | Natural Gas |  |  |  | Indoor |  | Floor Mounted |  | No | Not Applicable | 150 | Category I | 3 |  | 0.5 | 0.75 | No | [7 empty] | 27000 BTU/Hr |  |  |  | 30 |  | Not Applicable | On/Off | No, it does not comply with jurisdictions having 10ng/J NOx Regulations | [6 empty] | 113 | 22.75 | 20.75 | 47.38 | 118 | 360 | 20 | 45.75 | 23.5 | 49.25 |  |  | 32 |  |  | 8 |  |  |  | 13 | 38.875 | [8 empty] | 1 | 216 | 208 | ANSI Z21.10.1-2019/CSA 4.1-2019 | Yes | No | Yes | No | Not Applicable | 238-51030-00 |  |  |  | 238-45684-00 | 10131 | RES GAS ATM
RG230S8N-457 | RG230S | Bradford White | 671632803941 | Active | The -457 indicates that this SKU was designed and certified for Installation in Canada. | [9 empty] | No | Not Applicable | Not Applicable | Residential Water Heating | Water Heating.Gas | 8 | 6 |  |  |  | 238-51012-00 |  |  |  | 238-39699-00 | [6 empty] | Gas | Natural Gas |  |  |  | Indoor |  | Floor Mounted |  | No | Not Applicable | 150 | Category I | 3 |  | 0.5 | 0.75 | No | [7 empty] | 30000 BTU/Hr |  |  |  | 30 |  | Not Applicable | On/Off | No, it does not comply with jurisdictions having 10ng/J NOx Regulations | [6 empty] | 113 | 22.75 | 20.75 | 47.38 | 118 | 360 | 20 | 45.75 | 23.5 | 49.25 |  |  | 32 |  |  | 8 |  |  |  | 13 | 38.875 | [8 empty] | 1 | 216 | 208 | ANSI Z21.10.1-2019/CSA 4.1-2019 | Yes | No | Yes | No | Not Applicable | 238-51030-00 |  |  |  | 238-45684-00 | 10131 | RES GAS ATM
RG230S8X-220 | RG230S | Bradford White | 671632824595 | Active | The ""-220"" indicates that this SKU was designed to operate in Altitudes ranging from 0 to 4,500 feet (0-1370 meters), and are certified for Installation in Canada. | [9 empty] | No | Not Applicable | Not Applicable | Residential Water Heating | Water Heating.Gas | 8 | 6 |  |  |  | 238-51012-00 |  |  |  | 238-39699-00 | [6 empty] | Gas | Liquid Propane |  |  |  | Indoor |  | Floor Mounted |  | No | Not Applicable | 150 | Category I | 3 |  | 0.5 | 0.75 | No | [7 empty] | 23400 BTU/Hr |  |  |  | 30 |  | Not Applicable | On/Off | Not Applicable | [6 empty] | 113 | 22.75 | 20.75 | 47.38 | 118 | 360 | 20 | 45.75 | 23.5 | 49.25 |  |  | 32 |  |  | 8 |  |  |  | 13 | 38.875 | [8 empty] | 1 | 216 | 208 | ANSI Z21.10.1-2019/CSA 4.1-2019 | Yes | No | Yes | No | Not Applicable | 238-51030-00 |  |  |  | 238-45684-00 | 10131 | RES GAS ATM
RG230S8X-457 | RG230S | Bradford White | 671632803958 | Active | The -457 indicates that this SKU was designed and certified for Installation in Canada. | [9 empty] | No | Not Applicable | Not Applicable | Residential Water Heating | Water Heating.Gas | 8 | 6 |  |  |  | 238-51012-00 |  |  |  | 238-39699-00 | [6 empty] | Gas | Liquid Propane |  |  |  | Indoor |  | Floor Mounted |  | No | Not Applicable | 150 | Category I | 3 |  | 0.5 | 0.75 | No | [7 empty] | 30000 BTU/Hr |  |  |  | 30 |  | Not Applicable | On/Off | Not Applicable | [6 empty] | 113 | 22.75 | 20.75 | 47.38 | 118 | 360 | 20 | 45.75 | 23.5 | 49.25 |  |  | 32 |  |  | 8 |  |  |  | 13 | 38.875 | [8 empty] | 1 | 216 | 208 | ANSI Z21.10.1-2019/CSA 4.1-2019 | Yes | No | Yes | No | Not Applicable | 238-51030-00 |  |  |  | 238-45684-00 | 10131 | RES GAS ATM
RG230T10N | RG230T | Bradford White | 671632820290 | Active | [10 empty] | No | Not Applicable | Not Applicable | Residential Water Heating | Water Heating.Gas | 10 | 6 |  |  |  | 238-51012-00 |  |  |  | 238-39699-00 | [6 empty] | Gas | Natural Gas |  |  |  | Indoor |  | Floor Mounted |  | No | Not Applicable | 150 | Category I | 3 |  | 0.5 | 0.75 | No | [7 empty] | 32000 BTU/Hr |  | 60 | 0.6 | 30 | 29 | Not Applicable | On/Off | No, it does not comply with jurisdictions having 10ng/J NOx Regulations | [6 empty] | 116 | 21.375 | 19 | 58 | 121 | 355 | 18 | 56.25 | 21.5 | 59.75 |  |  | 34 |  |  | 8 |  |  |  | 13 | 49.75 | [8 empty] | 1 | 145 | 260 | ANSI Z21.10.1-2019/CSA 4.1-2019 | Yes | Yes | Yes | No | Not Applicable | [5 empty] | 10131 | RES GAS ATM | 200094312
RG230T10N-394 | RG230T | Bradford White | 671632999392 | Active | The ""-394"" indicates that this SKU comes with a Top T&P Location. | [9 empty] | No | Not Applicable | Not Applicable | Residential Water Heating | Water Heating.Gas | 10 | 6 |  |  |  | 238-51012-00 |  |  |  | 238-39699-00 | [6 empty] | Gas | Natural Gas |  |  |  | Indoor |  | Floor Mounted |  | No | Not Applicable | 150 | Category I | 3 |  | 0.5 | 0.75 | No | [7 empty] | 32000 BTU/Hr |  | 60 | 0.6 | 30 | 29 | Not Applicable | On/Off | No, it does not comply with jurisdictions having 10ng/J NOx Regulations | [6 empty] | 116 | 21.375 | 19 | 58 | 121 | 355 | 18 | 56.25 | 21.5 | 59.75 |  |  | 34 |  |  | 8 |  |  |  | 13 | 49.75 | [8 empty] | 1 | 145 | 260 | ANSI Z21.10.1-2019/CSA 4.1-2019 | Yes | Yes | Yes | No | Not Applicable | [5 empty] | 10131 | RES GAS ATM | 200094312
RG230T6N | RG230T | Bradford White | 671632791644 | Active | [10 empty] | No | Not Applicable | Not Applicable | Residential Water Heating | Water Heating.Gas | 6 | 6 |  |  |  | 238-51012-00 |  |  |  | 238-39699-00 | [6 empty] | Gas | Natural Gas |  |  |  | Indoor |  | Floor Mounted |  | No | Not Applicable | 150 | Category I | 3 |  | 0.5 | 0.75 | No | [7 empty] | 32000 BTU/Hr |  | 60 | 0.6 | 30 | 29 | Not Applicable | On/Off | No, it does not comply with jurisdictions having 10ng/J NOx Regulations | [6 empty] | 116 | 21.375 | 19 | 58 | 121 | 355 | 18 | 56.25 | 21.5 | 59.75 |  |  | 34 |  |  | 8 |  |  |  | 13 | 49.75 | [8 empty] | 1 | 145 | 260 | ANSI Z21.10.1-2019/CSA 4.1-2019 | Yes | Yes | Yes | No | Not Applicable | [5 empty] | 10131 | RES GAS ATM | 200094312
RG230T6N-220 | RG230T | Bradford White | 671632858675 | Active | The ""-220"" indicates that this SKU was designed to operate in Altitudes ranging from 0 to 4,500 feet (0-1370 meters), and are certified for Installation in Canada. | [9 empty] | No | Not Applicable | Not Applicable | Residential Water Heating | Water Heating.Gas | 6 | 6 |  |  |  | 238-51012-00 |  |  |  | 238-39699-00 | [6 empty] | Gas | Natural Gas |  |  |  | Indoor |  | Floor Mounted |  | No | Not Applicable | 150 | Category I | 3 |  | 0.5 | 0.75 | No | [7 empty] | 28800 BTU/Hr |  |  |  | 30 |  | Not Applicable | On/Off | No, it does not comply with jurisdictions having 10ng/J NOx Regulations | [6 empty] | 116 | 21.375 | 19 | 58 | 121 | 363 | 18 | 56.25 | 21.5 | 59.75 |  |  | 34 |  |  | 8 |  |  |  | 13 | 49.75 | [8 empty] | 1 | 145 | 260 | ANSI Z21.10.1-2019/CSA 4.1-2019 | Yes | No | Yes | No | Not Applicable | 238-51030-00 |  |  |  | 238-45684-00 | 10131 | RES GAS ATM
RG230T6N-264 | RG230T | Bradford White | 671632805990 | Active | The ""-264"" indicates that this SKU comes with an Aluminum Anode Rod. | [9 empty] | No | Not Applicable | Not Applicable | Residential Water Heating | Water Heating.Gas | 6 | 6 |  |  |  | 238-51012-00 |  |  |  | 238-39699-00 | [6 empty] | Gas | Natural Gas |  |  |  | Indoor |  | Floor Mounted |  | No | Not Applicable | 150 | Category I | 3 |  | 0.5 | 0.75 | No | [7 empty] | 32000 BTU/Hr |  | 60 | 0.6 | 30 | 29 | Not Applicable | On/Off | No, it does not comply with jurisdictions having 10ng/J NOx Regulations | [6 empty] | 116 | 21.375 | 19 | 58 | 121 | 355 | 18 | 56.25 | 21.5 | 59.75 |  |  | 34 |  |  | 8 |  |  |  | 13 | 49.75 | [8 empty] | 1 | 145 | 260 | ANSI Z21.10.1-2019/CSA 4.1-2019 | Yes | Yes | Yes | No | Not Applicable | [5 empty] | 10131 | RES GAS ATM | 200094312
RG230T6N-264-500 | RG230T | Bradford White | 671632809219 | Active | The ""-264"" indicates that this SKU comes with an Aluminum Anode Rod. | The ""-500"" indicates that this SKU comes with White Rodgers Mechanical Control. | [8 empty] | No | Not Applicable | Not Applicable | Residential Water Heating | Water Heating.Gas | 6 | 6 |  |  |  | 238-51012-00 |  |  |  | 238-39699-00 | [6 empty] | Gas | Natural Gas |  |  |  | Indoor |  | Floor Mounted |  | No | Not Applicable | 150 | Category I | 3 |  | 0.5 | 0.75 | No | [7 empty] | 32000 BTU/Hr |  | 60 | 0.6 | 30 | 29 | Not Applicable | On/Off | No, it does not comply with jurisdictions having 10ng/J NOx Regulations | [6 empty] | 116 | 21.375 | 19 | 58 | 121 | 355 | 18 | 56.25 | 21.5 | 59.75 |  |  | 34 |  |  | 8 |  |  |  | 13 | 49.75 | [8 empty] | 1 | 145 | 260 | ANSI Z21.10.1-2019/CSA 4.1-2019 | Yes | Yes | Yes | No | Not Applicable | [5 empty] | 10131 | RES GAS ATM | 200094312
RG230T6N-264-600 | RG230T | Bradford White | 671632569748 | Active | The ""-264"" indicates that this SKU comes with an Aluminum Anode Rod. | The ""-600"" indicates that this SKU comes with an SIT ICON System® gas control. | [8 empty] | No | Not Applicable | Not Applicable | Residential Water Heating | Water Heating.Gas | 6 | 6 |  |  |  | 238-51012-00 |  |  |  | 238-39699-00 | [6 empty] | Gas | Natural Gas |  |  |  | Indoor |  | Floor Mounted |  | No | Not Applicable | 150 | Category I | 3 |  | 0.5 | 0.75 | No | [7 empty] | 32000 BTU/Hr |  | 60 | 0.6 | 30 | 29 | Not Applicable | On/Off | No, it does not comply with jurisdictions having 10ng/J NOx Regulations | [6 empty] | 116 | 21.375 | 19 | 58 | 121 | 355 | 18 | 56.25 | 21.5 | 59.75 |  |  | 34 |  |  | 8 |  |  |  | 13 | 49.75 | [8 empty] | 1 | 145 | 260 | ANSI Z21.10.1-2019/CSA 4.1-2019 | Yes | Yes | Yes | No | Not Applicable | [5 empty] | 10131 | RES GAS ATM | 200094312
RG230T6N-394 | RG230T | Bradford White | 671632803125 | Active | The ""-394"" indicates that this SKU comes with a Top T&P Location. | [9 empty] | No | Not Applicable | Not Applicable | Residential Water Heating | Water Heating.Gas | 6 | 6 |  |  |  | 238-51012-00 |  |  |  | 238-39699-00 | [6 empty] | Gas | Natural Gas |  |  |  | Indoor |  | Floor Mounted |  | No | Not Applicable | 150 | Category I | 3 |  | 0.5 | 0.75 | No | [7 empty] | 32000 BTU/Hr |  | 60 | 0.6 | 30 | 29 | Not Applicable | On/Off | No, it does not comply with jurisdictions having 10ng/J NOx Regulations | [6 empty] | 116 | 21.375 | 19 | 58 | 121 | 355 | 18 | 56.25 | 21.5 | 59.75 |  |  | 34 |  |  | 8 |  |  |  | 13 | 49.75 | [8 empty] | 1 | 145 | 260 | ANSI Z21.10.1-2019/CSA 4.1-2019 | Yes | Yes | Yes | No | Not Applicable | [5 empty] | 10131 | RES GAS ATM | 200094312
RG230T6N-394-264 | RG230T | Bradford White | 671632806928 | Active | The ""-264"" indicates that this SKU comes with an Aluminum Anode Rod. | The ""-394"" indicates that this SKU comes with a Top T&P Location. | [8 empty] | No | Not Applicable | Not Applicable | Residential Water Heating | Water Heating.Gas | 6 | 6 |  |  |  | 238-51012-00 |  |  |  | 238-39699-00 | [6 empty] | Gas | Natural Gas |  |  |  | Indoor |  | Floor Mounted |  | No | Not Applicable | 150 | Category I | 3 |  | 0.5 | 0.75 | No | [7 empty] | 32000 BTU/Hr |  | 60 | 0.6 | 30 | 29 | Not Applicable | On/Off | No, it does not comply with jurisdictions having 10ng/J NOx Regulations | [6 empty] | 116 | 21.375 | 19 | 58 | 121 | 355 | 18 | 56.25 | 21.5 | 59.75 |  |  | 34 |  |  | 8 |  |  |  | 13 | 49.75 | [8 empty] | 1 | 145 | 260 | ANSI Z21.10.1-2019/CSA 4.1-2019 | Yes | Yes | Yes | No | Not Applicable | [5 empty] | 10131 | RES GAS ATM | 200094312
RG230T6N-394-264-500 | RG230T | Bradford White | 671632839896 | Active | The ""-264"" indicates that this SKU comes with an Aluminum Anode Rod. | The ""-394"" indicates that this SKU comes with a Top T&P Location. | The ""-500"" indicates that this SKU comes with White Rodgers Mechanical Control. | [7 empty] | No | Not Applicable | Not Applicable | Residential Water Heating | Water Heating.Gas | 6 | 6 |  |  |  | 238-51012-00 |  |  |  | 238-39699-00 | [6 empty] | Gas | Natural Gas |  |  |  | Indoor |  | Floor Mounted |  | No | Not Applicable | 150 | Category I | 3 |  | 0.5 | 0.75 | No | [7 empty] | 32000 BTU/Hr |  | 60 | 0.6 | 30 | 29 | Not Applicable | On/Off | No, it does not comply with jurisdictions having 10ng/J NOx Regulations | [6 empty] | 116 | 21.375 | 19 | 58 | 121 | 355 | 18 | 56.25 | 21.5 | 59.75 |  |  | 34 |  |  | 8 |  |  |  | 13 | 49.75 | [8 empty] | 1 | 145 | 260 | ANSI Z21.10.1-2019/CSA 4.1-2019 | Yes | Yes | Yes | No | Not Applicable | [5 empty] | 10131 | RES GAS ATM | 200094312
RG230T6N-394-264-600 | RG230T | Bradford White | 671632569762 | Active | The ""-264"" indicates that this SKU comes with an Aluminum Anode Rod. | The ""-394"" indicates that this SKU comes with a Top T&P Location. | The ""-600"" indicates that this SKU comes with an SIT ICON System® gas control. | [7 empty] | No | Not Applicable | Not Applicable | Residential Water Heating | Water Heating.Gas | 6 | 6 |  |  |  | 238-51012-00 |  |  |  | 238-39699-00 | [6 empty] | Gas | Natural Gas |  |  |  | Indoor |  | Floor Mounted |  | No | Not Applicable | 150 | Category I | 3 |  | 0.5 | 0.75 | No | [7 empty] | 32000 BTU/Hr |  | 60 | 0.6 | 30 | 29 | Not Applicable | On/Off | No, it does not comply with jurisdictions having 10ng/J NOx Regulations | [6 empty] | 116 | 21.375 | 19 | 58 | 121 | 355 | 18 | 56.25 | 21.5 | 59.75 |  |  | 34 |  |  | 8 |  |  |  | 13 | 49.75 | [8 empty] | 1 | 145 | 260 | ANSI Z21.10.1-2019/CSA 4.1-2019 | Yes | Yes | Yes | No | Not Applicable | [5 empty] | 10131 | RES GAS ATM | 200094312
RG230T6N-394-475 | RG230T | Bradford White | 671632805778 | Active | The ""-394"" indicates that this SKU comes with a Top T&P Location. | The ""-475"" indicates that this SKU was designed to operate in Altitudes between 2,001 feet and 7,000 feet. | [8 empty] | No | Not Applicable | Not Applicable | Residential Water Heating | Water Heating.Gas | 6 | 6 |  |  |  | 238-51012-00 |  |  |  | 238-39699-00 | [6 empty] | Gas | Natural Gas |  |  |  | Indoor |  | Floor Mounted |  | No | Not Applicable | 150 | Category I | 3 |  | 0.5 | 0.75 | No | [7 empty] | 32000 BTU/Hr |  | 60 | 0.6 | 30 | 29 | Not Applicable | On/Off | No, it does not comply with jurisdictions having 10ng/J NOx Regulations | [6 empty] | 116 | 21.375 | 19 | 58 | 121 | 355 | 18 | 56.25 | 21.5 | 59.75 |  |  | 34 |  |  | 8 |  |  |  | 13 | 49.75 | [8 empty] | 1 | 145 | 260 | ANSI Z21.10.1-2019/CSA 4.1-2019 | Yes | Yes | Yes | No | Not Applicable | [5 empty] | 10131 | RES GAS ATM | 200094312
RG230T6N-394-500 | RG230T | Bradford White | 671632808762 | Active | The ""-394"" indicates that this SKU comes with a Top T&P Location. | The ""-500"" indicates that this SKU comes with White Rodgers Mechanical Control. | [8 empty] | No | Not Applicable | Not Applicable | Residential Water Heating | Water Heating.Gas | 6 | 6 |  |  |  | 238-51012-00 |  |  |  | 238-39699-00 | [6 empty] | Gas | Natural Gas |  |  |  | Indoor |  | Floor Mounted |  | No | Not Applicable | 150 | Category I | 3 |  | 0.5 | 0.75 | No | [7 empty] | 32000 BTU/Hr |  | 60 | 0.6 | 30 | 29 | Not Applicable | On/Off | No, it does not comply with jurisdictions having 10ng/J NOx Regulations | [6 empty] | 116 | 21.375 | 19 | 58 | 121 | 355 | 18 | 56.25 | 21.5 | 59.75 |  |  | 34 |  |  | 8 |  |  |  | 13 | 49.75 | [8 empty] | 1 | 145 | 260 | ANSI Z21.10.1-2019/CSA 4.1-2019 | Yes | Yes | Yes | No | Not Applicable | [5 empty] | 10131 | RES GAS ATM | 200094312
RG230T6N-394-500-506 | RG230T | Bradford White | 671632852956 | Active | The ""-394"" indicates that this SKU comes with a Top T&P Location. | The ""-500"" indicates that this SKU comes with White Rodgers Mechanical Control. | The ""-506"" indicates that this SKU comes with an A420 Aluminum Anode Rod. | [7 empty] | No | Not Applicable | Not Applicable | Residential Water Heating | Water Heating.Gas | 6 | 6 |  |  |  | 238-51012-00 |  |  |  | 238-39699-00 | [6 empty] | Gas | Natural Gas |  |  |  | Indoor |  | Floor Mounted |  | No | Not Applicable | 150 | Category I | 3 |  | 0.5 | 0.75 | No | [7 empty] | 32000 BTU/Hr |  | 60 | 0.6 | 30 | 29 | Not Applicable | On/Off | No, it does not comply with jurisdictions having 10ng/J NOx Regulations | [6 empty] | 116 | 21.375 | 19 | 58 | 121 | 355 | 18 | 56.25 | 21.5 | 59.75 |  |  | 34 |  |  | 8 |  |  |  | 13 | 49.75 | [8 empty] | 1 | 145 | 260 | ANSI Z21.10.1-2019/CSA 4.1-2019 | Yes | Yes | Yes | No | Not Applicable | [5 empty] | 10131 | RES GAS ATM | 200094312
RG230T6N-394-506 | RG230T | Bradford White | 671632809370 | Active | The ""-394"" indicates that this SKU comes with a Top T&P Location. | The ""-506"" indicates that this SKU comes with an A420 Aluminum Anode Rod. | [8 empty] | No | Not Applicable | Not Applicable | Residential Water Heating | Water Heating.Gas | 6 | 6 |  |  |  | 238-51012-00 |  |  |  | 238-39699-00 | [6 empty] | Gas | Natural Gas |  |  |  | Indoor |  | Floor Mounted |  | No | Not Applicable | 150 | Category I | 3 |  | 0.5 | 0.75 | No | [7 empty] | 32000 BTU/Hr |  | 60 | 0.6 | 30 | 29 | Not Applicable | On/Off | No, it does not comply with jurisdictions having 10ng/J NOx Regulations | [6 empty] | 116 | 21.375 | 19 | 58 | 121 | 355 | 18 | 56.25 | 21.5 | 59.75 |  |  | 34 |  |  | 8 |  |  |  | 13 | 49.75 | [8 empty] | 1 | 145 | 260 | ANSI Z21.10.1-2019/CSA 4.1-2019 | Yes | Yes | Yes | No | Not Applicable | [5 empty] | 10131 | RES GAS ATM | 200094312
RG230T6N-394-600 | RG230T | Bradford White | 671632569779 | Active | The ""-394"" indicates that this SKU comes with a Top T&P Location. | The ""-600"" indicates that this SKU comes with an SIT ICON System® gas control. | [8 empty] | No | Not Applicable | Not Applicable | Residential Water Heating | Water Heating.Gas | 6 | 6 |  |  |  | 238-51012-00 |  |  |  | 238-39699-00 | [6 empty] | Gas | Natural Gas |  |  |  | Indoor |  | Floor Mounted |  | No | Not Applicable | 150 | Category I | 3 |  | 0.5 | 0.75 | No | [7 empty] | 32000 BTU/Hr |  | 60 | 0.6 | 30 | 29 | Not Applicable | On/Off | No, it does not comply with jurisdictions having 10ng/J NOx Regulations | [6 empty] | 116 | 21.375 | 19 | 58 | 121 | 355 | 18 | 56.25 | 21.5 | 59.75 |  |  | 34 |  |  | 8 |  |  |  | 13 | 49.75 | [8 empty] | 1 | 145 | 260 | ANSI Z21.10.1-2019/CSA 4.1-2019 | Yes | Yes | Yes | No | Not Applicable | [5 empty] | 10131 | RES GAS ATM | 200094312
RG230T6N-394-600-506 | RG230T | Bradford White | 671632561018 | Active | The ""-394"" indicates that this SKU comes with a Top T&P Location. | The ""-506"" indicates that this SKU comes with an A420 Aluminum Anode Rod. | The ""-600"" indicates that this SKU comes with an SIT ICON System® gas control. | [7 empty] | No | Not Applicable | Not Applicable | Residential Water Heating | Water Heating.Gas | 6 | 6 |  |  |  | 238-51012-00 |  |  |  | 238-39699-00 | [6 empty] | Gas | Natural Gas |  |  |  | Indoor |  | Floor Mounted |  | No | Not Applicable | 150 | Category I | 3 |  | 0.5 | 0.75 | No | [7 empty] | 32000 BTU/Hr |  | 60 | 0.6 | 30 | 29 | Not Applicable | On/Off | No, it does not comply with jurisdictions having 10ng/J NOx Regulations | [6 empty] | 116 | 21.375 | 19 | 58 | 121 | 355 | 18 | 56.25 | 21.5 | 59.75 |  |  | 34 |  |  | 8 |  |  |  | 13 | 49.75 | [8 empty] | 1 | 145 | 260 | ANSI Z21.10.1-2019/CSA 4.1-2019 | Yes | Yes | Yes | No | Not Applicable | [5 empty] | 10131 | RES GAS ATM | 200094312
RG230T6N-457 | RG230T | Bradford White | 671632858682 | Active | The -457 indicates that this SKU was designed and certified for Installation in Canada. | [9 empty] | No | Not Applicable | Not Applicable | Residential Water Heating | Water Heating.Gas | 6 | 6 |  |  |  | 238-51012-00 |  |  |  | 238-39699-00 | [6 empty] | Gas | Natural Gas |  |  |  | Indoor |  | Floor Mounted |  | No | Not Applicable | 150 | Category I | 3 |  | 0.5 | 0.75 | No | [7 empty] | 32000 BTU/Hr |  |  |  | 30 |  | Not Applicable | On/Off | No, it does not comply with jurisdictions having 10ng/J NOx Regulations | [6 empty] | 116 | 21.375 | 19 | 58 | 121 | 363 | 18 | 56.25 | 21.5 | 59.75 |  |  | 34 |  |  | 8 |  |  |  | 13 | 49.75 | [8 empty] | 1 | 145 | 260 | ANSI Z21.10.1-2019/CSA 4.1-2019 | Yes | No | Yes | No | Not Applicable | 238-51030-00 |  |  |  | 238-45684-00 | 10131 | RES GAS ATM
RG230T6N-475 | RG230T | Bradford White | 671632803118 | Active | The ""-475"" indicates that this SKU was designed to operate in Altitudes between 2,001 feet and 7,000 feet. | [9 empty] | No | Not Applicable | Not Applicable | Residential Water Heating | Water Heating.Gas | 6 | 6 |  |  |  | 238-51012-00 |  |  |  | 238-39699-00 | [6 empty] | Gas | Natural Gas |  |  |  | Indoor |  | Floor Mounted |  | No | Not Applicable | 150 | Category I | 3 |  | 0.5 | 0.75 | No | [7 empty] | 32000 BTU/Hr |  | 60 | 0.6 | 30 | 29 | Not Applicable | On/Off | No, it does not comply with jurisdictions having 10ng/J NOx Regulations | [6 empty] | 116 | 21.375 | 19 | 58 | 121 | 355 | 18 | 56.25 | 21.5 | 59.75 |  |  | 34 |  |  | 8 |  |  |  | 13 | 49.75 | [8 empty] | 1 | 145 | 260 | ANSI Z21.10.1-2019/CSA 4.1-2019 | Yes | Yes | Yes | No | Not Applicable | [5 empty] | 10131 | RES GAS ATM | 200094312
RG230T6N-475-264 | RG230T | Bradford White | 671632807659 | Active | The ""-264"" indicates that this SKU comes with an Aluminum Anode Rod. | The ""-475"" indicates that this SKU was designed to operate in Altitudes between 2,001 feet and 7,000 feet. | [8 empty] | No | Not Applicable | Not Applicable | Residential Water Heating | Water Heating.Gas | 6 | 6 |  |  |  | 238-51012-00 |  |  |  | 238-39699-00 | [6 empty] | Gas | Natural Gas |  |  |  | Indoor |  | Floor Mounted |  | No | Not Applicable | 150 | Category I | 3 |  | 0.5 | 0.75 | No | [7 empty] | 32000 BTU/Hr |  | 60 | 0.6 | 30 | 29 | Not Applicable | On/Off | No, it does not comply with jurisdictions having 10ng/J NOx Regulations | [6 empty] | 116 | 21.375 | 19 | 58 | 121 | 355 | 18 | 56.25 | 21.5 | 59.75 |  |  | 34 |  |  | 8 |  |  |  | 13 | 49.75 | [8 empty] | 1 | 145 | 260 | ANSI Z21.10.1-2019/CSA 4.1-2019 | Yes | Yes | Yes | No | Not Applicable | [5 empty] | 10131 | RES GAS ATM | 200094312
RG230T6N-475-506 | RG230T | Bradford White | 671632638468 | Active | The ""-475"" indicates that this SKU was designed to operate in Altitudes between 2,001 feet and 7,000 feet. | The ""-506"" indicates that this SKU comes with an A420 Aluminum Anode Rod. | [8 empty] | No | Not Applicable | Not Applicable | Residential Water Heating | Water Heating.Gas | 6 | 6 |  |  |  | 238-51012-00 |  |  |  | 238-39699-00 | [6 empty] | Gas | Natural Gas |  |  |  | Indoor |  | Floor Mounted |  | No | Not Applicable | 150 | Category I | 3 |  | 0.5 | 0.75 | No | [7 empty] | 32000 BTU/Hr |  | 60 | 0.6 | 30 | 29 | Not Applicable | On/Off | No, it does not comply with jurisdictions having 10ng/J NOx Regulations | [6 empty] | 116 | 21.375 | 19 | 58 | 121 | 355 | 18 | 56.25 | 21.5 | 59.75 |  |  | 34 |  |  | 8 |  |  |  | 13 | 49.75 | [8 empty] | 1 | 145 | 260 | ANSI Z21.10.1-2019/CSA 4.1-2019 | Yes | Yes | Yes | No | Not Applicable | [5 empty] | 10131 | RES GAS ATM | 200094312
RG230T6N-500 | RG230T | Bradford White | 671632806768 | Active | The ""-500"" indicates that this SKU comes with White Rodgers Mechanical Control. | [9 empty] | No | Not Applicable | Not Applicable | Residential Water Heating | Water Heating.Gas | 6 | 6 |  |  |  | 238-51012-00 |  |  |  | 238-39699-00 | [6 empty] | Gas | Natural Gas |  |  |  | Indoor |  | Floor Mounted |  | No | Not Applicable | 150 | Category I | 3 |  | 0.5 | 0.75 | No | [7 empty] | 32000 BTU/Hr |  | 60 | 0.6 | 30 | 29 | Not Applicable | On/Off | No, it does not comply with jurisdictions having 10ng/J NOx Regulations | [6 empty] | 116 | 21.375 | 19 | 58 | 121 | 355 | 18 | 56.25 | 21.5 | 59.75 |  |  | 34 |  |  | 8 |  |  |  | 13 | 49.75 | [8 empty] | 1 | 145 | 260 | ANSI Z21.10.1-2019/CSA 4.1-2019 | Yes | Yes | Yes | No | Not Applicable | [5 empty] | 10131 | RES GAS ATM | 200094312
RG230T6N-500-506 | RG230T | Bradford White | 671632869091 | Active | The ""-500"" indicates that this SKU comes with White Rodgers Mechanical Control. | The ""-506"" indicates that this SKU comes with an A420 Aluminum Anode Rod. | [8 empty] | No | Not Applicable | Not Applicable | Residential Water Heating | Water Heating.Gas | 6 | 6 |  |  |  | 238-51012-00 |  |  |  | 238-39699-00 | [6 empty] | Gas | Natural Gas |  |  |  | Indoor |  | Floor Mounted |  | No | Not Applicable | 150 | Category I | 3 |  | 0.5 | 0.75 | No | [7 empty] | 32000 BTU/Hr |  | 60 | 0.6 | 30 | 29 | Not Applicable | On/Off | No, it does not comply with jurisdictions having 10ng/J NOx Regulations | [6 empty] | 116 | 21.375 | 19 | 58 | 121 | 355 | 18 | 56.25 | 21.5 | 59.75 |  |  | 34 |  |  | 8 |  |  |  | 13 | 49.75 | [8 empty] | 1 | 145 | 260 | ANSI Z21.10.1-2019/CSA 4.1-2019 | Yes | Yes | Yes | No | Not Applicable | [5 empty] | 10131 | RES GAS ATM | 200094312
RG230T6N-506 | RG230T | Bradford White | 671632807222 | Active | The ""-506"" indicates that this SKU comes with an A420 Aluminum Anode Rod. | [9 empty] | No | Not Applicable | Not Applicable | Residential Water Heating | Water Heating.Gas | 6 | 6 |  |  |  | 238-51012-00 |  |  |  | 238-39699-00 | [6 empty] | Gas | Natural Gas |  |  |  | Indoor |  | Floor Mounted |  | No | Not Applicable | 150 | Category I | 3 |  | 0.5 | 0.75 | No | [7 empty] | 32000 BTU/Hr |  | 60 | 0.6 | 30 | 29 | Not Applicable | On/Off | No, it does not comply with jurisdictions having 10ng/J NOx Regulations | [6 empty] | 116 | 21.375 | 19 | 58 | 121 | 355 | 18 | 56.25 | 21.5 | 59.75 |  |  | 34 |  |  | 8 |  |  |  | 13 | 49.75 | [8 empty] | 1 | 145 | 260 | ANSI Z21.10.1-2019/CSA 4.1-2019 | Yes | Yes | Yes | No | Not Applicable | [5 empty] | 10131 | RES GAS ATM | 200094312
RG230T6N-600 | RG230T | Bradford White | 671632569786 | Active | The ""-600"" indicates that this SKU comes with an SIT ICON System® gas control. | [9 empty] | No | Not Applicable | Not Applicable | Residential Water Heating | Water Heating.Gas | 6 | 6 |  |  |  | 238-51012-00 |  |  |  | 238-39699-00 | [6 empty] | Gas | Natural Gas |  |  |  | Indoor |  | Floor Mounted |  | No | Not Applicable | 150 | Category I | 3 |  | 0.5 | 0.75 | No | [7 empty] | 32000 BTU/Hr |  | 60 | 0.6 | 30 | 29 | Not Applicable | On/Off | No, it does not comply with jurisdictions having 10ng/J NOx Regulations | [6 empty] | 116 | 21.375 | 19 | 58 | 121 | 355 | 18 | 56.25 | 21.5 | 59.75 |  |  | 34 |  |  | 8 |  |  |  | 13 | 49.75 | [8 empty] | 1 | 145 | 260 | ANSI Z21.10.1-2019/CSA 4.1-2019 | Yes | Yes | Yes | No | Not Applicable | [5 empty] | 10131 | RES GAS ATM | 200094312
RG230T6N-600-506 | RG230T | Bradford White | 671632560981 | Active | The ""-506"" indicates that this SKU comes with an A420 Aluminum Anode Rod. | The ""-600"" indicates that this SKU comes with an SIT ICON System® gas control. | [8 empty] | No | Not Applicable | Not Applicable | Residential Water Heating | Water Heating.Gas | 6 | 6 |  |  |  | 238-51012-00 |  |  |  | 238-39699-00 | [6 empty] | Gas | Natural Gas |  |  |  | Indoor |  | Floor Mounted |  | No | Not Applicable | 150 | Category I | 3 |  | 0.5 | 0.75 | No | [7 empty] | 32000 BTU/Hr |  | 60 | 0.6 | 30 | 29 | Not Applicable | On/Off | No, it does not comply with jurisdictions having 10ng/J NOx Regulations | [6 empty] | 116 | 21.375 | 19 | 58 | 121 | 355 | 18 | 56.25 | 21.5 | 59.75 |  |  | 34 |  |  | 8 |  |  |  | 13 | 49.75 | [8 empty] | 1 | 145 | 260 | ANSI Z21.10.1-2019/CSA 4.1-2019 | Yes | Yes | Yes | No | Not Applicable | [5 empty] | 10131 | RES GAS ATM | 200094312
RG230T6X | RG230T | Bradford White | 671632794621 | Active | [10 empty] | No | Not Applicable | Not Applicable | Residential Water Heating | Water Heating.Gas | 6 | 6 |  |  |  | 238-51012-00 |  |  |  | 238-39699-00 | [6 empty] | Gas | Liquid Propane |  |  |  | Indoor |  | Floor Mounted |  | No | Not Applicable | 150 | Category I | 3 |  | 0.5 | 0.75 | No | [7 empty] | 31000 BTU/Hr |  | 60 | 0.6 | 30 | 29 | Not Applicable | On/Off | Not Applicable | [6 empty] | 116 | 21.375 | 19 | 58 | 121 | 355 | 18 | 56.25 | 21.5 | 59.75 |  |  | 34 |  |  | 8 |  |  |  | 13 | 49.75 | [8 empty] | 1 | 145 | 260 | ANSI Z21.10.1-2019/CSA 4.1-2019 | Yes | Yes | Yes | No | Not Applicable | [5 empty] | 10131 | RES GAS ATM | 200094314
RG230T6X-220 | RG230T | Bradford White | 671632858705 | Active | The ""-220"" indicates that this SKU was designed to operate in Altitudes ranging from 0 to 4,500 feet (0-1370 meters), and are certified for Installation in Canada. | [9 empty] | No | Not Applicable | Not Applicable | Residential Water Heating | Water Heating.Gas | 6 | 6 |  |  |  | 238-51012-00 |  |  |  | 238-39699-00 | [6 empty] | Gas | Liquid Propane |  |  |  | Indoor |  | Floor Mounted |  | No | Not Applicable | 150 | Category I | 3 |  | 0.5 | 0.75 | No | [7 empty] | 27900 BTU/Hr |  |  |  | 30 |  | Not Applicable | On/Off | Not Applicable | [6 empty] | 116 | 21.375 | 19 | 58 | 121 | 363 | 18 | 56.25 | 21.5 | 59.75 |  |  | 34 |  |  | 8 |  |  |  | 13 | 49.75 | [8 empty] | 1 | 145 | 260 | ANSI Z21.10.1-2019/CSA 4.1-2019 | Yes | No | Yes | No | Not Applicable | 238-51030-00 |  |  |  | 238-45684-00 | 10131 | RES GAS ATM
RG230T6X-264 | RG230T | Bradford White | 671632806010 | Active | The ""-264"" indicates that this SKU comes with an Aluminum Anode Rod. | [9 empty] | No | Not Applicable | Not Applicable | Residential Water Heating | Water Heating.Gas | 6 | 6 |  |  |  | 238-51012-00 |  |  |  | 238-39699-00 | [6 empty] | Gas | Liquid Propane |  |  |  | Indoor |  | Floor Mounted |  | No | Not Applicable | 150 | Category I | 3 |  | 0.5 | 0.75 | No | [7 empty] | 31000 BTU/Hr |  | 60 | 0.6 | 30 | 29 | Not Applicable | On/Off | Not Applicable | [6 empty] | 116 | 21.375 | 19 | 58 | 121 | 355 | 18 | 56.25 | 21.5 | 59.75 |  |  | 34 |  |  | 8 |  |  |  | 13 | 49.75 | [8 empty] | 1 | 145 | 260 | ANSI Z21.10.1-2019/CSA 4.1-2019 | Yes | Yes | Yes | No | Not Applicable | [5 empty] | 10131 | RES GAS ATM | 200094314
RG230T6X-264-500 | RG230T | Bradford White | 671632809226 | Active | The ""-264"" indicates that this SKU comes with an Aluminum Anode Rod. | The ""-500"" indicates that this SKU comes with White Rodgers Mechanical Control. | [8 empty] | No | Not Applicable | Not Applicable | Residential Water Heating | Water Heating.Gas | 6 | 6 |  |  |  | 238-51012-00 |  |  |  | 238-39699-00 | [6 empty] | Gas | Liquid Propane |  |  |  | Indoor |  | Floor Mounted |  | No | Not Applicable | 150 | Category I | 3 |  | 0.5 | 0.75 | No | [7 empty] | 31000 BTU/Hr |  | 60 | 0.6 | 30 | 29 | Not Applicable | On/Off | Not Applicable | [6 empty] | 116 | 21.375 | 19 | 58 | 121 | 355 | 18 | 56.25 | 21.5 | 59.75 |  |  | 34 |  |  | 8 |  |  |  | 13 | 49.75 | [8 empty] | 1 | 145 | 260 | ANSI Z21.10.1-2019/CSA 4.1-2019 | Yes | Yes | Yes | No | Not Applicable | [5 empty] | 10131 | RES GAS ATM | 200094314
RG230T6X-264-600 | RG230T | Bradford White | 671632569793 | Active | The ""-264"" indicates that this SKU comes with an Aluminum Anode Rod. | The ""-600"" indicates that this SKU comes with an SIT ICON System® gas control. | [8 empty] | No | Not Applicable | Not Applicable | Residential Water Heating | Water Heating.Gas | 6 | 6 |  |  |  | 238-51012-00 |  |  |  | 238-39699-00 | [6 empty] | Gas | Liquid Propane |  |  |  | Indoor |  | Floor Mounted |  | No | Not Applicable | 150 | Category I | 3 |  | 0.5 | 0.75 | No | [7 empty] | 31000 BTU/Hr |  | 60 | 0.6 | 30 | 29 | Not Applicable | On/Off | Not Applicable | [6 empty] | 116 | 21.375 | 19 | 58 | 121 | 355 | 18 | 56.25 | 21.5 | 59.75 |  |  | 34 |  |  | 8 |  |  |  | 13 | 49.75 | [8 empty] | 1 | 145 | 260 | ANSI Z21.10.1-2019/CSA 4.1-2019 | Yes | Yes | Yes | No | Not Applicable | [5 empty] | 10131 | RES GAS ATM | 200094314
RG230T6X-394 | RG230T | Bradford White | 671632806102 | Active | The ""-394"" indicates that this SKU comes with a Top T&P Location. | [9 empty] | No | Not Applicable | Not Applicable | Residential Water Heating | Water Heating.Gas | 6 | 6 |  |  |  | 238-51012-00 |  |  |  | 238-39699-00 | [6 empty] | Gas | Liquid Propane |  |  |  | Indoor |  | Floor Mounted |  | No | Not Applicable | 150 | Category I | 3 |  | 0.5 | 0.75 | No | [7 empty] | 31000 BTU/Hr |  | 60 | 0.6 | 30 | 29 | Not Applicable | On/Off | Not Applicable | [6 empty] | 116 | 21.375 | 19 | 58 | 121 | 355 | 18 | 56.25 | 21.5 | 59.75 |  |  | 34 |  |  | 8 |  |  |  | 13 | 49.75 | [8 empty] | 1 | 145 | 260 | ANSI Z21.10.1-2019/CSA 4.1-2019 | Yes | Yes | Yes | No | Not Applicable | [5 empty] | 10131 | RES GAS ATM | 200094314
RG230T6X-394-264 | RG230T | Bradford White | 671632810567 | Active | The ""-264"" indicates that this SKU comes with an Aluminum Anode Rod. | The ""-394"" indicates that this SKU comes with a Top T&P Location. | [8 empty] | No | Not Applicable | Not Applicable | Residential Water Heating | Water Heating.Gas | 6 | 6 |  |  |  | 238-51012-00 |  |  |  | 238-39699-00 | [6 empty] | Gas | Liquid Propane |  |  |  | Indoor |  | Floor Mounted |  | No | Not Applicable | 150 | Category I | 3 |  | 0.5 | 0.75 | No | [7 empty] | 31000 BTU/Hr |  | 60 | 0.6 | 30 | 29 | Not Applicable | On/Off | Not Applicable | [6 empty] | 116 | 21.375 | 19 | 58 | 121 | 355 | 18 | 56.25 | 21.5 | 59.75 |  |  | 34 |  |  | 8 |  |  |  | 13 | 49.75 | [8 empty] | 1 | 145 | 260 | ANSI Z21.10.1-2019/CSA 4.1-2019 | Yes | Yes | Yes | No | Not Applicable | [5 empty] | 10131 | RES GAS ATM | 200094314
RG230T6X-394-264-500 | RG230T | Bradford White | 671632842254 | Active | The ""-264"" indicates that this SKU comes with an Aluminum Anode Rod. | The ""-394"" indicates that this SKU comes with a Top T&P Location. | The ""-500"" indicates that this SKU comes with White Rodgers Mechanical Control. | [7 empty] | No | Not Applicable | Not Applicable | Residential Water Heating | Water Heating.Gas | 6 | 6 |  |  |  | 238-51012-00 |  |  |  | 238-39699-00 | [6 empty] | Gas | Liquid Propane |  |  |  | Indoor |  | Floor Mounted |  | No | Not Applicable | 150 | Category I | 3 |  | 0.5 | 0.75 | No | [7 empty] | 31000 BTU/Hr |  | 60 | 0.6 | 30 | 29 | Not Applicable | On/Off | Not Applicable | [6 empty] | 116 | 21.375 | 19 | 58 | 121 | 355 | 18 | 56.25 | 21.5 | 59.75 |  |  | 34 |  |  | 8 |  |  |  | 13 | 49.75 | [8 empty] | 1 | 145 | 260 | ANSI Z21.10.1-2019/CSA 4.1-2019 | Yes | Yes | Yes | No | Not Applicable | [5 empty] | 10131 | RES GAS ATM | 200094314
RG230T6X-394-264-600 | RG230T | Bradford White | 671632569809 | Active | The ""-264"" indicates that this SKU comes with an Aluminum Anode Rod. | The ""-394"" indicates that this SKU comes with a Top T&P Location. | The ""-600"" indicates that this SKU comes with an SIT ICON System® gas control. | [7 empty] | No | Not Applicable | Not Applicable | Residential Water Heating | Water Heating.Gas | 6 | 6 |  |  |  | 238-51012-00 |  |  |  | 238-39699-00 | [6 empty] | Gas | Liquid Propane |  |  |  | Indoor |  | Floor Mounted |  | No | Not Applicable | 150 | Category I | 3 |  | 0.5 | 0.75 | No | [7 empty] | 31000 BTU/Hr |  | 60 | 0.6 | 30 | 29 | Not Applicable | On/Off | Not Applicable | [6 empty] | 116 | 21.375 | 19 | 58 | 121 | 355 | 18 | 56.25 | 21.5 | 59.75 |  |  | 34 |  |  | 8 |  |  |  | 13 | 49.75 | [8 empty] | 1 | 145 | 260 | ANSI Z21.10.1-2019/CSA 4.1-2019 | Yes | Yes | Yes | No | Not Applicable | [5 empty] | 10131 | RES GAS ATM | 200094314
RG230T6X-394-475 | RG230T | Bradford White | 671632805785 | Active | The ""-394"" indicates that this SKU comes with a Top T&P Location. | The ""-475"" indicates that this SKU was designed to operate in Altitudes between 2,001 feet and 7,000 feet. | [8 empty] | No | Not Applicable | Not Applicable | Residential Water Heating | Water Heating.Gas | 6 | 6 |  |  |  | 238-51012-00 |  |  |  | 238-39699-00 | [6 empty] | Gas | Liquid Propane |  |  |  | Indoor |  | Floor Mounted |  | No | Not Applicable | 150 | Category I | 3 |  | 0.5 | 0.75 | No | [7 empty] | 31000 BTU/Hr |  | 60 | 0.6 | 30 | 29 | Not Applicable | On/Off | Not Applicable | [6 empty] | 116 | 21.375 | 19 | 58 | 121 | 355 | 18 | 56.25 | 21.5 | 59.75 |  |  | 34 |  |  | 8 |  |  |  | 13 | 49.75 | [8 empty] | 1 | 145 | 260 | ANSI Z21.10.1-2019/CSA 4.1-2019 | Yes | Yes | Yes | No | Not Applicable | [5 empty] | 10131 | RES GAS ATM | 200094314
RG230T6X-394-475-500 | RG230T | Bradford White | 671632131129 | Active | The ""-394"" indicates that this SKU comes with a Top T&P Location. | The ""-475"" indicates that this SKU was designed to operate in Altitudes between 2,001 feet and 7,000 feet. | The ""-500"" indicates that this SKU comes with White Rodgers Mechanical Control. | [7 empty] | No | Not Applicable | Not Applicable | Residential Water Heating | Water Heating.Gas | 6 | 6 |  |  |  | 238-51012-00 |  |  |  | 238-39699-00 | [6 empty] | Gas | Liquid Propane |  |  |  | Indoor |  | Floor Mounted |  | No | Not Applicable | 150 | Category I | 3 |  | 0.5 | 0.75 | No | [7 empty] | 31000 BTU/Hr |  | 60 | 0.6 | 30 | 29 | Not Applicable | On/Off | Not Applicable | [6 empty] | 116 | 21.375 | 19 | 58 | 121 | 355 | 18 | 56.25 | 21.5 | 59.75 |  |  | 34 |  |  | 8 |  |  |  | 13 | 49.75 | [8 empty] | 1 | 145 | 260 | ANSI Z21.10.1-2019/CSA 4.1-2019 | Yes | Yes | Yes | No | Not Applicable | [5 empty] | 10131 | RES GAS ATM | 200094314
RG230T6X-394-475-600 | RG230T | Bradford White | 671632569816 | Active | The ""-394"" indicates that this SKU comes with a Top T&P Location. | The ""-475"" indicates that this SKU was designed to operate in Altitudes between 2,001 feet and 7,000 feet. | The ""-600"" indicates that this SKU comes with an SIT ICON System® gas control. | [7 empty] | No | Not Applicable | Not Applicable | Residential Water Heating | Water Heating.Gas | 6 | 6 |  |  |  | 238-51012-00 |  |  |  | 238-39699-00 | [6 empty] | Gas | Liquid Propane |  |  |  | Indoor |  | Floor Mounted |  | No | Not Applicable | 150 | Category I | 3 |  | 0.5 | 0.75 | No | [7 empty] | 31000 BTU/Hr |  | 60 | 0.6 | 30 | 29 | Not Applicable | On/Off | Not Applicable | [6 empty] | 116 | 21.375 | 19 | 58 | 121 | 355 | 18 | 56.25 | 21.5 | 59.75 |  |  | 34 |  |  | 8 |  |  |  | 13 | 49.75 | [8 empty] | 1 | 145 | 260 | ANSI Z21.10.1-2019/CSA 4.1-2019 | Yes | Yes | Yes | No | Not Applicable | [5 empty] | 10131 | RES GAS ATM | 200094314
RG230T6X-394-500-506 | RG230T | Bradford White | 671632872985 | Active | The ""-394"" indicates that this SKU comes with a Top T&P Location. | The ""-500"" indicates that this SKU comes with White Rodgers Mechanical Control. | The ""-506"" indicates that this SKU comes with an A420 Aluminum Anode Rod. | [7 empty] | No | Not Applicable | Not Applicable | Residential Water Heating | Water Heating.Gas | 6 | 6 |  |  |  | 238-51012-00 |  |  |  | 238-39699-00 | [6 empty] | Gas | Liquid Propane |  |  |  | Indoor |  | Floor Mounted |  | No | Not Applicable | 150 | Category I | 3 |  | 0.5 | 0.75 | No | [7 empty] | 31000 BTU/Hr |  | 60 | 0.6 | 30 | 29 | Not Applicable | On/Off | Not Applicable | [6 empty] | 116 | 21.375 | 19 | 58 | 121 | 355 | 18 | 56.25 | 21.5 | 59.75 |  |  | 34 |  |  | 8 |  |  |  | 13 | 49.75 | [8 empty] | 1 | 145 | 260 | ANSI Z21.10.1-2019/CSA 4.1-2019 | Yes | Yes | Yes | No | Not Applicable | [5 empty] | 10131 | RES GAS ATM | 200094314
RG230T6X-394-600-506 | RG230T | Bradford White | 671632569823 | Active | The ""-394"" indicates that this SKU comes with a Top T&P Location. | The ""-506"" indicates that this SKU comes with an A420 Aluminum Anode Rod. | The ""-600"" indicates that this SKU comes with an SIT ICON System® gas control. | [7 empty] | No | Not Applicable | Not Applicable | Residential Water Heating | Water Heating.Gas | 6 | 6 |  |  |  | 238-51012-00 |  |  |  | 238-39699-00 | [6 empty] | Gas | Liquid Propane |  |  |  | Indoor |  | Floor Mounted |  | No | Not Applicable | 150 | Category I | 3 |  | 0.5 | 0.75 | No | [7 empty] | 31000 BTU/Hr |  | 60 | 0.6 | 30 | 29 | Not Applicable | On/Off | Not Applicable | [6 empty] | 116 | 21.375 | 19 | 58 | 121 | 355 | 18 | 56.25 | 21.5 | 59.75 |  |  | 34 |  |  | 8 |  |  |  | 13 | 49.75 | [8 empty] | 1 | 145 | 260 | ANSI Z21.10.1-2019/CSA 4.1-2019 | Yes | Yes | Yes | No | Not Applicable | [5 empty] | 10131 | RES GAS ATM | 200094314
RG230T6X-457 | RG230T | Bradford White | 671632858699 | Active | The -457 indicates that this SKU was designed and certified for Installation in Canada. | [9 empty] | No | Not Applicable | Not Applicable | Residential Water Heating | Water Heating.Gas | 6 | 6 |  |  |  | 238-51012-00 |  |  |  | 238-39699-00 | [6 empty] | Gas | Liquid Propane |  |  |  | Indoor |  | Floor Mounted |  | No | Not Applicable | 150 | Category I | 3 |  | 0.5 | 0.75 | No | [7 empty] | 31000 BTU/Hr |  |  |  | 30 |  | Not Applicable | On/Off | Not Applicable | [6 empty] | 116 | 21.375 | 19 | 58 | 121 | 363 | 18 | 56.25 | 21.5 | 59.75 |  |  | 34 |  |  | 8 |  |  |  | 13 | 49.75 | [8 empty] | 1 | 145 | 260 | ANSI Z21.10.1-2019/CSA 4.1-2019 | Yes | No | Yes | No | Not Applicable | 238-51030-00 |  |  |  | 238-45684-00 | 10131 | RES GAS ATM
RG230T6X-475 | RG230T | Bradford White | 671632811373 | Active | The ""-475"" indicates that this SKU was designed to operate in Altitudes between 2,001 feet and 7,000 feet. | [9 empty] | No | Not Applicable | Not Applicable | Residential Water Heating | Water Heating.Gas | 6 | 6 |  |  |  | 238-51012-00 |  |  |  | 238-39699-00 | [6 empty] | Gas | Liquid Propane |  |  |  | Indoor |  | Floor Mounted |  | No | Not Applicable | 150 | Category I | 3 |  | 0.5 | 0.75 | No | [7 empty] | 31000 BTU/Hr |  | 60 | 0.6 | 30 | 29 | Not Applicable | On/Off | Not Applicable | [6 empty] | 116 | 21.375 | 19 | 58 | 121 | 355 | 18 | 56.25 | 21.5 | 59.75 |  |  | 34 |  |  | 8 |  |  |  | 13 | 49.75 | [8 empty] | 1 | 145 | 260 | ANSI Z21.10.1-2019/CSA 4.1-2019 | Yes | Yes | Yes | No | Not Applicable | [5 empty] | 10131 | RES GAS ATM | 200094314
RG230T6X-475-264 | RG230T | Bradford White | 671632807680 | Active | The ""-264"" indicates that this SKU comes with an Aluminum Anode Rod. | The ""-475"" indicates that this SKU was designed to operate in Altitudes between 2,001 feet and 7,000 feet. | [8 empty] | No | Not Applicable | Not Applicable | Residential Water Heating | Water Heating.Gas | 6 | 6 |  |  |  | 238-51012-00 |  |  |  | 238-39699-00 | [6 empty] | Gas | Liquid Propane |  |  |  | Indoor |  | Floor Mounted |  | No | Not Applicable | 150 | Category I | 3 |  | 0.5 | 0.75 | No | [7 empty] | 31000 BTU/Hr |  | 60 | 0.6 | 30 | 29 | Not Applicable | On/Off | Not Applicable | [6 empty] | 116 | 21.375 | 19 | 58 | 121 | 355 | 18 | 56.25 | 21.5 | 59.75 |  |  | 34 |  |  | 8 |  |  |  | 13 | 49.75 | [8 empty] | 1 | 145 | 260 | ANSI Z21.10.1-2019/CSA 4.1-2019 | Yes | Yes | Yes | No | Not Applicable | [5 empty] | 10131 | RES GAS ATM | 200094314
RG230T6X-475-506 | RG230T | Bradford White | 671632677542 | Active | The ""-475"" indicates that this SKU was designed to operate in Altitudes between 2,001 feet and 7,000 feet. | The ""-506"" indicates that this SKU comes with an A420 Aluminum Anode Rod. | [8 empty] | No | Not Applicable | Not Applicable | Residential Water Heating | Water Heating.Gas | 6 | 6 |  |  |  | 238-51012-00 |  |  |  | 238-39699-00 | [6 empty] | Gas | Liquid Propane |  |  |  | Indoor |  | Floor Mounted |  | No | Not Applicable | 150 | Category I | 3 |  | 0.5 | 0.75 | No | [7 empty] | 31000 BTU/Hr |  | 60 | 0.6 | 30 | 29 | Not Applicable | On/Off | Not Applicable | [6 empty] | 116 | 21.375 | 19 | 58 | 121 | 355 | 18 | 56.25 | 21.5 | 59.75 |  |  | 34 |  |  | 8 |  |  |  | 13 | 49.75 | [8 empty] | 1 | 145 | 260 | ANSI Z21.10.1-2019/CSA 4.1-2019 | Yes | Yes | Yes | No | Not Applicable | [5 empty] | 10131 | RES GAS ATM | 200094314
RG230T6X-500 | RG230T | Bradford White | 671632806775 | Active | The ""-500"" indicates that this SKU comes with White Rodgers Mechanical Control. | [9 empty] | No | Not Applicable | Not Applicable | Residential Water Heating | Water Heating.Gas | 6 | 6 |  |  |  | 238-51012-00 |  |  |  | 238-39699-00 | [6 empty] | Gas | Liquid Propane |  |  |  | Indoor |  | Floor Mounted |  | No | Not Applicable | 150 | Category I | 3 |  | 0.5 | 0.75 | No | [7 empty] | 31000 BTU/Hr |  | 60 | 0.6 | 30 | 29 | Not Applicable | On/Off | Not Applicable | [6 empty] | 116 | 21.375 | 19 | 58 | 121 | 355 | 18 | 56.25 | 21.5 | 59.75 |  |  | 34 |  |  | 8 |  |  |  | 13 | 49.75 | [8 empty] | 1 | 145 | 260 | ANSI Z21.10.1-2019/CSA 4.1-2019 | Yes | Yes | Yes | No | Not Applicable | [5 empty] | 10131 | RES GAS ATM | 200094314
RG230T6X-500-506 | RG230T | Bradford White | 671632888474 | Active | The ""-500"" indicates that this SKU comes with White Rodgers Mechanical Control. | The ""-506"" indicates that this SKU comes with an A420 Aluminum Anode Rod. | [8 empty] | No | Not Applicable | Not Applicable | Residential Water Heating | Water Heating.Gas | 6 | 6 |  |  |  | 238-51012-00 |  |  |  | 238-39699-00 | [6 empty] | Gas | Liquid Propane |  |  |  | Indoor |  | Floor Mounted |  | No | Not Applicable | 150 | Category I | 3 |  | 0.5 | 0.75 | No | [7 empty] | 31000 BTU/Hr |  | 60 | 0.6 | 30 | 29 | Not Applicable | On/Off | Not Applicable | [6 empty] | 116 | 21.375 | 19 | 58 | 121 | 355 | 18 | 56.25 | 21.5 | 59.75 |  |  | 34 |  |  | 8 |  |  |  | 13 | 49.75 | [8 empty] | 1 | 145 | 260 | ANSI Z21.10.1-2019/CSA 4.1-2019 | Yes | Yes | Yes | No | Not Applicable | [5 empty] | 10131 | RES GAS ATM | 200094314
RG230T6X-506 | RG230T | Bradford White | 671632807734 | Active | The ""-506"" indicates that this SKU comes with an A420 Aluminum Anode Rod. | [9 empty] | No | Not Applicable | Not Applicable | Residential Water Heating | Water Heating.Gas | 6 | 6 |  |  |  | 238-51012-00 |  |  |  | 238-39699-00 | [6 empty] | Gas | Liquid Propane |  |  |  | Indoor |  | Floor Mounted |  | No | Not Applicable | 150 | Category I | 3 |  | 0.5 | 0.75 | No | [7 empty] | 31000 BTU/Hr |  | 60 | 0.6 | 30 | 29 | Not Applicable | On/Off | Not Applicable | [6 empty] | 116 | 21.375 | 19 | 58 | 121 | 355 | 18 | 56.25 | 21.5 | 59.75 |  |  | 34 |  |  | 8 |  |  |  | 13 | 49.75 | [8 empty] | 1 | 145 | 260 | ANSI Z21.10.1-2019/CSA 4.1-2019 | Yes | Yes | Yes | No | Not Applicable | [5 empty] | 10131 | RES GAS ATM | 200094314
RG230T6X-600 | RG230T | Bradford White | 671632569830 | Active | The ""-600"" indicates that this SKU comes with an SIT ICON System® gas control. | [9 empty] | No | Not Applicable | Not Applicable | Residential Water Heating | Water Heating.Gas | 6 | 6 |  |  |  | 238-51012-00 |  |  |  | 238-39699-00 | [6 empty] | Gas | Liquid Propane |  |  |  | Indoor |  | Floor Mounted |  | No | Not Applicable | 150 | Category I | 3 |  | 0.5 | 0.75 | No | [7 empty] | 31000 BTU/Hr |  | 60 | 0.6 | 30 | 29 | Not Applicable | On/Off | Not Applicable | [6 empty] | 116 | 21.375 | 19 | 58 | 121 | 355 | 18 | 56.25 | 21.5 | 59.75 |  |  | 34 |  |  | 8 |  |  |  | 13 | 49.75 | [8 empty] | 1 | 145 | 260 | ANSI Z21.10.1-2019/CSA 4.1-2019 | Yes | Yes | Yes | No | Not Applicable | [5 empty] | 10131 | RES GAS ATM | 200094314
RG230T6X-600-506 | RG230T | Bradford White | 671632569878 | Active | The ""-506"" indicates that this SKU comes with an A420 Aluminum Anode Rod. | The ""-600"" indicates that this SKU comes with an SIT ICON System® gas control. | [8 empty] | No | Not Applicable | Not Applicable | Residential Water Heating | Water Heating.Gas | 6 | 6 |  |  |  | 238-51012-00 |  |  |  | 238-39699-00 | [6 empty] | Gas | Liquid Propane |  |  |  | Indoor |  | Floor Mounted |  | No | Not Applicable | 150 | Category I | 3 |  | 0.5 | 0.75 | No | [7 empty] | 31000 BTU/Hr |  | 60 | 0.6 | 30 | 29 | Not Applicable | On/Off | Not Applicable | [6 empty] | 116 | 21.375 | 19 | 58 | 121 | 355 | 18 | 56.25 | 21.5 | 59.75 |  |  | 34 |  |  | 8 |  |  |  | 13 | 49.75 | [8 empty] | 1 | 145 | 260 | ANSI Z21.10.1-2019/CSA 4.1-2019 | Yes | Yes | Yes | No | Not Applicable | [5 empty] | 10131 | RES GAS ATM | 200094314
RG230T8N-220 | RG230T | Bradford White | 671632822805 | Active | The ""-220"" indicates that this SKU was designed to operate in Altitudes ranging from 0 to 4,500 feet (0-1370 meters), and are certified for Installation in Canada. | [9 empty] | No | Not Applicable | Not Applicable | Residential Water Heating | Water Heating.Gas | 8 | 6 |  |  |  | 238-51012-00 |  |  |  | 238-39699-00 | [6 empty] | Gas | Natural Gas |  |  |  | Indoor |  | Floor Mounted |  | No | Not Applicable | 150 | Category I | 3 |  | 0.5 | 0.75 | No | [7 empty] | 28800 BTU/Hr |  |  |  | 30 |  | Not Applicable | On/Off | No, it does not comply with jurisdictions having 10ng/J NOx Regulations | [6 empty] | 116 | 21.375 | 19 | 58 | 121 | 363 | 18 | 56.25 | 21.5 | 59.75 |  |  | 34 |  |  | 8 |  |  |  | 13 | 49.75 | [8 empty] | 1 | 145 | 260 | ANSI Z21.10.1-2019/CSA 4.1-2019 | Yes | No | Yes | No | Not Applicable | 238-51030-00 |  |  |  | 238-45684-00 | 10131 | RES GAS ATM
RG230T8N-457 | RG230T | Bradford White | 671632803965 | Active | The -457 indicates that this SKU was designed and certified for Installation in Canada. | [9 empty] | No | Not Applicable | Not Applicable | Residential Water Heating | Water Heating.Gas | 8 | 6 |  |  |  | 238-51012-00 |  |  |  | 238-39699-00 | [6 empty] | Gas | Natural Gas |  |  |  | Indoor |  | Floor Mounted |  | No | Not Applicable | 150 | Category I | 3 |  | 0.5 | 0.75 | No | [7 empty] | 32000 BTU/Hr |  |  |  | 30 |  | Not Applicable | On/Off | No, it does not comply with jurisdictions having 10ng/J NOx Regulations | [6 empty] | 116 | 21.375 | 19 | 58 | 121 | 363 | 18 | 56.25 | 21.5 | 59.75 |  |  | 34 |  |  | 8 |  |  |  | 13 | 49.75 | [8 empty] | 1 | 145 | 260 | ANSI Z21.10.1-2019/CSA 4.1-2019 | Yes | No | Yes | No | Not Applicable | 238-51030-00 |  |  |  | 238-45684-00 | 10131 | RES GAS ATM
RG230T8X-220 | RG230T | Bradford White | 671632822812 | Active | The ""-220"" indicates that this SKU was designed to operate in Altitudes ranging from 0 to 4,500 feet (0-1370 meters), and are certified for Installation in Canada. | [9 empty] | No | Not Applicable | Not Applicable | Residential Water Heating | Water Heating.Gas | 8 | 6 |  |  |  | 238-51012-00 |  |  |  | 238-39699-00 | [6 empty] | Gas | Liquid Propane |  |  |  | Indoor |  | Floor Mounted |  | No | Not Applicable | 150 | Category I | 3 |  | 0.5 | 0.75 | No | [7 empty] | 27900 BTU/Hr |  |  |  | 30 |  | Not Applicable | On/Off | Not Applicable | [6 empty] | 116 | 21.375 | 19 | 58 | 121 | 363 | 18 | 56.25 | 21.5 | 59.75 |  |  | 34 |  |  | 8 |  |  |  | 13 | 49.75 | [8 empty] | 1 | 145 | 260 | ANSI Z21.10.1-2019/CSA 4.1-2019 | Yes | No | Yes | No | Not Applicable | 238-51030-00 |  |  |  | 238-45684-00 | 10131 | RES GAS ATM
RG230T8X-457 | RG230T | Bradford White | 671632803972 | Active | The -457 indicates that this SKU was designed and certified for Installation in Canada. | [9 empty] | No | Not Applicable | Not Applicable | Residential Water Heating | Water Heating.Gas | 8 | 6 |  |  |  | 238-51012-00 |  |  |  | 238-39699-00 | [6 empty] | Gas | Liquid Propane |  |  |  | Indoor |  | Floor Mounted |  | No | Not Applicable | 150 | Category I | 3 |  | 0.5 | 0.75 | No | [7 empty] | 31000 BTU/Hr |  |  |  | 30 |  | Not Applicable | On/Off | Not Applicable | [6 empty] | 116 | 21.375 | 19 | 58 | 121 | 363 | 18 | 56.25 | 21.5 | 59.75 |  |  | 34 |  |  | 8 |  |  |  | 13 | 49.75 | [8 empty] | 1 | 145 | 260 | ANSI Z21.10.1-2019/CSA 4.1-2019 | Yes | No | Yes | No | Not Applicable | 238-51030-00 |  |  |  | 238-45684-00 | 10131 | RES GAS ATM
RG240S10N | RG240S | Bradford White | 671632812585 | Active | [10 empty] | No | Not Applicable | Not Applicable | Residential Water Heating | Water Heating.Gas | 10 | 6 |  |  |  | 238-51012-00 |  |  |  | 238-39699-00 | [6 empty] | Gas | Natural Gas |  |  |  | Indoor |  | Floor Mounted |  | No | Not Applicable | 150 | Category I | 3 |  | 0.5 | 0.75 | No | [7 empty] | 40000 BTU/Hr |  | 69 | 0.58 | 40 | 38 | Not Applicable | On/Off | No, it does not comply with jurisdictions having 10ng/J NOx Regulations | [6 empty] | 139 | 24.5625 | 23 | 49.8125 | 145 | 452 | 22 | 48.0625 | 25.5 | 51.5625 |  |  | 43 |  |  | 8 |  |  |  | 13 | 41.0625 | [8 empty] | 1 | 200 | 200 | ANSI Z21.10.1-2019/CSA 4.1-2019 | Yes | Yes | Yes | No | Not Applicable | [5 empty] | 10131 | RES GAS ATM | 200094324
RG240S10N-220 | RG240S | Bradford White | 671632636082 | Active | The ""-220"" indicates that this SKU was designed to operate in Altitudes ranging from 0 to 4,500 feet (0-1370 meters), and are certified for Installation in Canada. | [9 empty] | No | Not Applicable | Not Applicable | Residential Water Heating | Water Heating.Gas | 10 | 6 |  |  |  | 238-51012-00 |  |  |  | 238-39699-00 | [6 empty] | Gas | Natural Gas |  |  |  | Indoor |  | Floor Mounted |  | No | Not Applicable | 150 | Category I | 3 |  | 0.5 | 0.75 | No | [7 empty] | 36000 BTU/Hr |  |  |  | 40 |  | Not Applicable | On/Off | No, it does not comply with jurisdictions having 10ng/J NOx Regulations | [6 empty] | 139 | 24.5625 | 23 | 49.8125 | 145 | 469 | 22 | 48.0625 | 25.5 | 51.5625 |  |  | 43 |  |  | 8 |  |  |  | 13 | 41.0625 | [8 empty] | 1 | 200 | 200 | ANSI Z21.10.1-2019/CSA 4.1-2019 | Yes | No | Yes | No | Not Applicable | 238-51030-00 |  |  |  | 238-45684-00 | 10131 | RES GAS ATM
RG240S10N-264 | RG240S | Bradford White | 671632841158 | Active | The ""-264"" indicates that this SKU comes with an Aluminum Anode Rod. | [9 empty] | No | Not Applicable | Not Applicable | Residential Water Heating | Water Heating.Gas | 10 | 6 |  |  |  | 238-51012-00 |  |  |  | 238-39699-00 | [6 empty] | Gas | Natural Gas |  |  |  | Indoor |  | Floor Mounted |  | No | Not Applicable | 150 | Category I | 3 |  | 0.5 | 0.75 | No | [7 empty] | 40000 BTU/Hr |  | 69 | 0.58 | 40 | 38 | Not Applicable | On/Off | No, it does not comply with jurisdictions having 10ng/J NOx Regulations | [6 empty] | 139 | 24.5625 | 23 | 49.8125 | 145 | 452 | 22 | 48.0625 | 25.5 | 51.5625 |  |  | 43 |  |  | 8 |  |  |  | 13 | 41.0625 | [8 empty] | 1 | 200 | 200 | ANSI Z21.10.1-2019/CSA 4.1-2019 | Yes | Yes | Yes | No | Not Applicable | [5 empty] | 10131 | RES GAS ATM | 200094324
RG240S10N-457 | RG240S | Bradford White | 671632866045 | Active | The -457 indicates that this SKU was designed and certified for Installation in Canada. | [9 empty] | No | Not Applicable | Not Applicable | Residential Water Heating | Water Heating.Gas | 10 | 6 |  |  |  | 238-51012-00 |  |  |  | 238-39699-00 | [6 empty] | Gas | Natural Gas |  |  |  | Indoor |  | Floor Mounted |  | No | Not Applicable | 150 | Category I | 3 |  | 0.5 | 0.75 | No | [7 empty] | 40000 BTU/Hr |  |  |  | 40 |  | Not Applicable | On/Off | No, it does not comply with jurisdictions having 10ng/J NOx Regulations | [6 empty] | 139 | 24.5625 | 23 | 49.8125 | 145 | 469 | 22 | 48.0625 | 25.5 | 51.5625 |  |  | 43 |  |  | 8 |  |  |  | 13 | 41.0625 | [8 empty] | 1 | 200 | 200 | ANSI Z21.10.1-2019/CSA 4.1-2019 | Yes | No | Yes | No | Not Applicable | 238-51030-00 |  |  |  | 238-45684-00 | 10131 | RES GAS ATM
RG240S10N-500-506 | RG240S | Bradford White | 671632571574 | Active | The ""-500"" indicates that this SKU comes with White Rodgers Mechanical Control. | The ""-506"" indicates that this SKU comes with an A420 Aluminum Anode Rod. | [8 empty] | No | Not Applicable | Not Applicable | Residential Water Heating | Water Heating.Gas | 10 | 6 |  |  |  | 238-51012-00 |  |  |  | 238-39699-00 | [6 empty] | Gas | Natural Gas |  |  |  | Indoor |  | Floor Mounted |  | No | Not Applicable | 150 | Category I | 3 |  | 0.5 | 0.75 | No | [7 empty] | 40000 BTU/Hr |  | 69 | 0.58 | 40 | 38 | Not Applicable | On/Off | No, it does not comply with jurisdictions having 10ng/J NOx Regulations | [6 empty] | 139 | 24.5625 | 23 | 49.8125 | 145 | 452 | 22 | 48.0625 | 25.5 | 51.5625 |  |  | 43 |  |  | 8 |  |  |  | 13 | 41.0625 | [8 empty] | 1 | 200 | 200 | ANSI Z21.10.1-2019/CSA 4.1-2019 | Yes | Yes | Yes | No | Not Applicable | [5 empty] | 10131 | RES GAS ATM | 200094324
RG240S6N | RG240S | Bradford White | 671632791675 | Active | [10 empty] | No | Not Applicable | Not Applicable | Residential Water Heating | Water Heating.Gas | 6 | 6 |  |  |  | 238-51012-00 |  |  |  | 238-39699-00 | [6 empty] | Gas | Natural Gas |  |  |  | Indoor |  | Floor Mounted |  | No | Not Applicable | 150 | Category I | 3 |  | 0.5 | 0.75 | No | [7 empty] | 40000 BTU/Hr |  | 69 | 0.58 | 40 | 38 | Not Applicable | On/Off | No, it does not comply with jurisdictions having 10ng/J NOx Regulations | [6 empty] | 139 | 24.5625 | 23 | 49.8125 | 145 | 452 | 22 | 48.0625 | 25.5 | 51.5625 |  |  | 43 |  |  | 8 |  |  |  | 13 | 41.0625 | [8 empty] | 1 | 200 | 200 | ANSI Z21.10.1-2019/CSA 4.1-2019 | Yes | Yes | Yes | No | Not Applicable | [5 empty] | 10131 | RES GAS ATM | 200094324
RG240S6N-220 | RG240S | Bradford White | 671632858712 | Active | The ""-220"" indicates that this SKU was designed to operate in Altitudes ranging from 0 to 4,500 feet (0-1370 meters), and are certified for Installation in Canada. | [9 empty] | No | Not Applicable | Not Applicable | Residential Water Heating | Water Heating.Gas | 6 | 6 |  |  |  | 238-51012-00 |  |  |  | 238-39699-00 | [6 empty] | Gas | Natural Gas |  |  |  | Indoor |  | Floor Mounted |  | No | Not Applicable | 150 | Category I | 3 |  | 0.5 | 0.75 | No | [7 empty] | 36000 BTU/Hr |  |  |  | 40 |  | Not Applicable | On/Off | No, it does not comply with jurisdictions having 10ng/J NOx Regulations | [6 empty] | 139 | 24.5625 | 23 | 49.8125 | 145 | 469 | 22 | 48.0625 | 25.5 | 51.5625 |  |  | 43 |  |  | 8 |  |  |  | 13 | 41.0625 | [8 empty] | 1 | 200 | 200 | ANSI Z21.10.1-2019/CSA 4.1-2019 | Yes | No | Yes | No | Not Applicable | 238-51030-00 |  |  |  | 238-45684-00 | 10131 | RES GAS ATM
RG240S6N-264 | RG240S | Bradford White | 671632799985 | Active | The ""-264"" indicates that this SKU comes with an Aluminum Anode Rod. | [9 empty] | No | Not Applicable | Not Applicable | Residential Water Heating | Water Heating.Gas | 6 | 6 |  |  |  | 238-51012-00 |  |  |  | 238-39699-00 | [6 empty] | Gas | Natural Gas |  |  |  | Indoor |  | Floor Mounted |  | No | Not Applicable | 150 | Category I | 3 |  | 0.5 | 0.75 | No | [7 empty] | 40000 BTU/Hr |  | 69 | 0.58 | 40 | 38 | Not Applicable | On/Off | No, it does not comply with jurisdictions having 10ng/J NOx Regulations | [6 empty] | 139 | 24.5625 | 23 | 49.8125 | 145 | 452 | 22 | 48.0625 | 25.5 | 51.5625 |  |  | 43 |  |  | 8 |  |  |  | 13 | 41.0625 | [8 empty] | 1 | 200 | 200 | ANSI Z21.10.1-2019/CSA 4.1-2019 | Yes | Yes | Yes | No | Not Applicable | [5 empty] | 10131 | RES GAS ATM | 200094324
RG240S6N-264-500 | RG240S | Bradford White | 671632809264 | Active | The ""-264"" indicates that this SKU comes with an Aluminum Anode Rod. | The ""-500"" indicates that this SKU comes with White Rodgers Mechanical Control. | [8 empty] | No | Not Applicable | Not Applicable | Residential Water Heating | Water Heating.Gas | 6 | 6 |  |  |  | 238-51012-00 |  |  |  | 238-39699-00 | [6 empty] | Gas | Natural Gas |  |  |  | Indoor |  | Floor Mounted |  | No | Not Applicable | 150 | Category I | 3 |  | 0.5 | 0.75 | No | [7 empty] | 40000 BTU/Hr |  | 69 | 0.58 | 40 | 38 | Not Applicable | On/Off | No, it does not comply with jurisdictions having 10ng/J NOx Regulations | [6 empty] | 139 | 24.5625 | 23 | 49.8125 | 145 | 452 | 22 | 48.0625 | 25.5 | 51.5625 |  |  | 43 |  |  | 8 |  |  |  | 13 | 41.0625 | [8 empty] | 1 | 200 | 200 | ANSI Z21.10.1-2019/CSA 4.1-2019 | Yes | Yes | Yes | No | Not Applicable | [5 empty] | 10131 | RES GAS ATM | 200094324
RG240S6N-264-500-475 | RG240S | Bradford White | 671632558766 | Active | The ""-264"" indicates that this SKU comes with an Aluminum Anode Rod. | The ""-475"" indicates that this SKU was designed to operate in Altitudes between 2,001 feet and 7,000 feet. | The ""-500"" indicates that this SKU comes with White Rodgers Mechanical Control. | [7 empty] | No | Not Applicable | Not Applicable | Residential Water Heating | Water Heating.Gas | 6 | 6 |  |  |  | 238-51012-00 |  |  |  | 238-39699-00 | [6 empty] | Gas | Natural Gas |  |  |  | Indoor |  | Floor Mounted |  | No | Not Applicable | 150 | Category I | 3 |  | 0.5 | 0.75 | No | [7 empty] | 40000 BTU/Hr |  | 69 | 0.58 | 40 | 38 | Not Applicable | On/Off | No, it does not comply with jurisdictions having 10ng/J NOx Regulations | [6 empty] | 139 | 24.5625 | 23 | 49.8125 | 145 | 452 | 22 | 48.0625 | 25.5 | 51.5625 |  |  | 43 |  |  | 8 |  |  |  | 13 | 41.0625 | [8 empty] | 1 | 200 | 200 | ANSI Z21.10.1-2019/CSA 4.1-2019 | Yes | Yes | Yes | No | Not Applicable | [5 empty] | 10131 | RES GAS ATM | 200094324
RG240S6N-264-600 | RG240S | Bradford White | 671632313679 | Active | The ""-264"" indicates that this SKU comes with an Aluminum Anode Rod. | The ""-600"" indicates that this SKU comes with an SIT ICON System® gas control. | [8 empty] | No | Not Applicable | Not Applicable | Residential Water Heating | Water Heating.Gas | 6 | 6 |  |  |  | 238-51012-00 |  |  |  | 238-39699-00 | [6 empty] | Gas | Natural Gas |  |  |  | Indoor |  | Floor Mounted |  | No | Not Applicable | 150 | Category I | 3 |  | 0.5 | 0.75 | No | [7 empty] | 40000 BTU/Hr |  | 69 | 0.58 | 40 | 38 | Not Applicable | On/Off | No, it does not comply with jurisdictions having 10ng/J NOx Regulations | [6 empty] | 139 | 24.5625 | 23 | 49.8125 | 145 | 452 | 22 | 48.0625 | 25.5 | 51.5625 |  |  | 43 |  |  | 8 |  |  |  | 13 | 41.0625 | [8 empty] | 1 | 200 | 200 | ANSI Z21.10.1-2019/CSA 4.1-2019 | Yes | Yes | Yes | No | Not Applicable | [5 empty] | 10131 | RES GAS ATM | 200094324
RG240S6N-394 | RG240S | Bradford White | 671632803149 | Active | The ""-394"" indicates that this SKU comes with a Top T&P Location. | [9 empty] | No | Not Applicable | Not Applicable | Residential Water Heating | Water Heating.Gas | 6 | 6 |  |  |  | 238-51012-00 |  |  |  | 238-39699-00 | [6 empty] | Gas | Natural Gas |  |  |  | Indoor |  | Floor Mounted |  | No | Not Applicable | 150 | Category I | 3 |  | 0.5 | 0.75 | No | [7 empty] | 40000 BTU/Hr |  | 69 | 0.58 | 40 | 38 | Not Applicable | On/Off | No, it does not comply with jurisdictions having 10ng/J NOx Regulations | [6 empty] | 139 | 24.5625 | 23 | 49.8125 | 145 | 452 | 22 | 48.0625 | 25.5 | 51.5625 |  |  | 43 |  |  | 8 |  |  |  | 13 | 41.0625 | [8 empty] | 1 | 200 | 200 | ANSI Z21.10.1-2019/CSA 4.1-2019 | Yes | Yes | Yes | No | Not Applicable | [5 empty] | 10131 | RES GAS ATM | 200094324
RG240S6N-394-264 | RG240S | Bradford White | 671632808427 | Active | The ""-264"" indicates that this SKU comes with an Aluminum Anode Rod. | The ""-394"" indicates that this SKU comes with a Top T&P Location. | [8 empty] | No | Not Applicable | Not Applicable | Residential Water Heating | Water Heating.Gas | 6 | 6 |  |  |  | 238-51012-00 |  |  |  | 238-39699-00 | [6 empty] | Gas | Natural Gas |  |  |  | Indoor |  | Floor Mounted |  | No | Not Applicable | 150 | Category I | 3 |  | 0.5 | 0.75 | No | [7 empty] | 40000 BTU/Hr |  | 69 | 0.58 | 40 | 38 | Not Applicable | On/Off | No, it does not comply with jurisdictions having 10ng/J NOx Regulations | [6 empty] | 139 | 24.5625 | 23 | 49.8125 | 145 | 452 | 22 | 48.0625 | 25.5 | 51.5625 |  |  | 43 |  |  | 8 |  |  |  | 13 | 41.0625 | [8 empty] | 1 | 200 | 200 | ANSI Z21.10.1-2019/CSA 4.1-2019 | Yes | Yes | Yes | No | Not Applicable | [5 empty] | 10131 | RES GAS ATM | 200094324
RG240S6N-394-264-500 | RG240S | Bradford White | 671632839636 | Active | The ""-264"" indicates that this SKU comes with an Aluminum Anode Rod. | The ""-394"" indicates that this SKU comes with a Top T&P Location. | The ""-500"" indicates that this SKU comes with White Rodgers Mechanical Control. | [7 empty] | No | Not Applicable | Not Applicable | Residential Water Heating | Water Heating.Gas | 6 | 6 |  |  |  | 238-51012-00 |  |  |  | 238-39699-00 | [6 empty] | Gas | Natural Gas |  |  |  | Indoor |  | Floor Mounted |  | No | Not Applicable | 150 | Category I | 3 |  | 0.5 | 0.75 | No | [7 empty] | 40000 BTU/Hr |  | 69 | 0.58 | 40 | 38 | Not Applicable | On/Off | No, it does not comply with jurisdictions having 10ng/J NOx Regulations | [6 empty] | 139 | 24.5625 | 23 | 49.8125 | 145 | 452 | 22 | 48.0625 | 25.5 | 51.5625 |  |  | 43 |  |  | 8 |  |  |  | 13 | 41.0625 | [8 empty] | 1 | 200 | 200 | ANSI Z21.10.1-2019/CSA 4.1-2019 | Yes | Yes | Yes | No | Not Applicable | [5 empty] | 10131 | RES GAS ATM | 200094324
RG240S6N-394-264-600 | RG240S | Bradford White | 671632569885 | Active | The ""-264"" indicates that this SKU comes with an Aluminum Anode Rod. | The ""-394"" indicates that this SKU comes with a Top T&P Location. | The ""-600"" indicates that this SKU comes with an SIT ICON System® gas control. | [7 empty] | No | Not Applicable | Not Applicable | Residential Water Heating | Water Heating.Gas | 6 | 6 |  |  |  | 238-51012-00 |  |  |  | 238-39699-00 | [6 empty] | Gas | Natural Gas |  |  |  | Indoor |  | Floor Mounted |  | No | Not Applicable | 150 | Category I | 3 |  | 0.5 | 0.75 | No | [7 empty] | 40000 BTU/Hr |  | 69 | 0.58 | 40 | 38 | Not Applicable | On/Off | No, it does not comply with jurisdictions having 10ng/J NOx Regulations | [6 empty] | 139 | 24.5625 | 23 | 49.8125 | 145 | 452 | 22 | 48.0625 | 25.5 | 51.5625 |  |  | 43 |  |  | 8 |  |  |  | 13 | 41.0625 | [8 empty] | 1 | 200 | 200 | ANSI Z21.10.1-2019/CSA 4.1-2019 | Yes | Yes | Yes | No | Not Applicable | [5 empty] | 10131 | RES GAS ATM | 200094324
RG240S6N-394-475 | RG240S | Bradford White | 671632805792 | Active | The ""-394"" indicates that this SKU comes with a Top T&P Location. | The ""-475"" indicates that this SKU was designed to operate in Altitudes between 2,001 feet and 7,000 feet. | [8 empty] | No | Not Applicable | Not Applicable | Residential Water Heating | Water Heating.Gas | 6 | 6 |  |  |  | 238-51012-00 |  |  |  | 238-39699-00 | [6 empty] | Gas | Natural Gas |  |  |  | Indoor |  | Floor Mounted |  | No | Not Applicable | 150 | Category I | 3 |  | 0.5 | 0.75 | No | [7 empty] | 40000 BTU/Hr |  | 69 | 0.58 | 40 | 38 | Not Applicable | On/Off | No, it does not comply with jurisdictions having 10ng/J NOx Regulations | [6 empty] | 139 | 24.5625 | 23 | 49.8125 | 145 | 452 | 22 | 48.0625 | 25.5 | 51.5625 |  |  | 43 |  |  | 8 |  |  |  | 13 | 41.0625 | [8 empty] | 1 | 200 | 200 | ANSI Z21.10.1-2019/CSA 4.1-2019 | Yes | Yes | Yes | No | Not Applicable | [5 empty] | 10131 | RES GAS ATM | 200094324
RG240S6N-394-500 | RG240S | Bradford White | 671632812738 | Active | The ""-394"" indicates that this SKU comes with a Top T&P Location. | The ""-500"" indicates that this SKU comes with White Rodgers Mechanical Control. | [8 empty] | No | Not Applicable | Not Applicable | Residential Water Heating | Water Heating.Gas | 6 | 6 |  |  |  | 238-51012-00 |  |  |  | 238-39699-00 | [6 empty] | Gas | Natural Gas |  |  |  | Indoor |  | Floor Mounted |  | No | Not Applicable | 150 | Category I | 3 |  | 0.5 | 0.75 | No | [7 empty] | 40000 BTU/Hr |  | 69 | 0.58 | 40 | 38 | Not Applicable | On/Off | No, it does not comply with jurisdictions having 10ng/J NOx Regulations | [6 empty] | 139 | 24.5625 | 23 | 49.8125 | 145 | 452 | 22 | 48.0625 | 25.5 | 51.5625 |  |  | 43 |  |  | 8 |  |  |  | 13 | 41.0625 | [8 empty] | 1 | 200 | 200 | ANSI Z21.10.1-2019/CSA 4.1-2019 | Yes | Yes | Yes | No | Not Applicable | [5 empty] | 10131 | RES GAS ATM | 200094324
RG240S6N-394-500-506 | RG240S | Bradford White | 671632852826 | Active | The ""-394"" indicates that this SKU comes with a Top T&P Location. | The ""-500"" indicates that this SKU comes with White Rodgers Mechanical Control. | The ""-506"" indicates that this SKU comes with an A420 Aluminum Anode Rod. | [7 empty] | No | Not Applicable | Not Applicable | Residential Water Heating | Water Heating.Gas | 6 | 6 |  |  |  | 238-51012-00 |  |  |  | 238-39699-00 | [6 empty] | Gas | Natural Gas |  |  |  | Indoor |  | Floor Mounted |  | No | Not Applicable | 150 | Category I | 3 |  | 0.5 | 0.75 | No | [7 empty] | 40000 BTU/Hr |  | 69 | 0.58 | 40 | 38 | Not Applicable | On/Off | No, it does not comply with jurisdictions having 10ng/J NOx Regulations | [6 empty] | 139 | 24.5625 | 23 | 49.8125 | 145 | 452 | 22 | 48.0625 | 25.5 | 51.5625 |  |  | 43 |  |  | 8 |  |  |  | 13 | 41.0625 | [8 empty] | 1 | 200 | 200 | ANSI Z21.10.1-2019/CSA 4.1-2019 | Yes | Yes | Yes | No | Not Applicable | [5 empty] | 10131 | RES GAS ATM | 200094324
RG240S6N-394-506 | RG240S | Bradford White | 671632808908 | Active | The ""-394"" indicates that this SKU comes with a Top T&P Location. | The ""-506"" indicates that this SKU comes with an A420 Aluminum Anode Rod. | [8 empty] | No | Not Applicable | Not Applicable | Residential Water Heating | Water Heating.Gas | 6 | 6 |  |  |  | 238-51012-00 |  |  |  | 238-39699-00 | [6 empty] | Gas | Natural Gas |  |  |  | Indoor |  | Floor Mounted |  | No | Not Applicable | 150 | Category I | 3 |  | 0.5 | 0.75 | No | [7 empty] | 40000 BTU/Hr |  | 69 | 0.58 | 40 | 38 | Not Applicable | On/Off | No, it does not comply with jurisdictions having 10ng/J NOx Regulations | [6 empty] | 139 | 24.5625 | 23 | 49.8125 | 145 | 452 | 22 | 48.0625 | 25.5 | 51.5625 |  |  | 43 |  |  | 8 |  |  |  | 13 | 41.0625 | [8 empty] | 1 | 200 | 200 | ANSI Z21.10.1-2019/CSA 4.1-2019 | Yes | Yes | Yes | No | Not Applicable | [5 empty] | 10131 | RES GAS ATM | 200094324
RG240S6N-394-600 | RG240S | Bradford White | 671632569915 | Active | The ""-394"" indicates that this SKU comes with a Top T&P Location. | The ""-600"" indicates that this SKU comes with an SIT ICON System® gas control. | [8 empty] | No | Not Applicable | Not Applicable | Residential Water Heating | Water Heating.Gas | 6 | 6 |  |  |  | 238-51012-00 |  |  |  | 238-39699-00 | [6 empty] | Gas | Natural Gas |  |  |  | Indoor |  | Floor Mounted |  | No | Not Applicable | 150 | Category I | 3 |  | 0.5 | 0.75 | No | [7 empty] | 40000 BTU/Hr |  | 69 | 0.58 | 40 | 38 | Not Applicable | On/Off | No, it does not comply with jurisdictions having 10ng/J NOx Regulations | [6 empty] | 139 | 24.5625 | 23 | 49.8125 | 145 | 452 | 22 | 48.0625 | 25.5 | 51.5625 |  |  | 43 |  |  | 8 |  |  |  | 13 | 41.0625 | [8 empty] | 1 | 200 | 200 | ANSI Z21.10.1-2019/CSA 4.1-2019 | Yes | Yes | Yes | No | Not Applicable | [5 empty] | 10131 | RES GAS ATM | 200094324
RG240S6N-394-600-506 | RG240S | Bradford White | 671632561025 | Active | The ""-394"" indicates that this SKU comes with a Top T&P Location. | The ""-506"" indicates that this SKU comes with an A420 Aluminum Anode Rod. | The ""-600"" indicates that this SKU comes with an SIT ICON System® gas control. | [7 empty] | No | Not Applicable | Not Applicable | Residential Water Heating | Water Heating.Gas | 6 | 6 |  |  |  | 238-51012-00 |  |  |  | 238-39699-00 | [6 empty] | Gas | Natural Gas |  |  |  | Indoor |  | Floor Mounted |  | No | Not Applicable | 150 | Category I | 3 |  | 0.5 | 0.75 | No | [7 empty] | 40000 BTU/Hr |  | 69 | 0.58 | 40 | 38 | Not Applicable | On/Off | No, it does not comply with jurisdictions having 10ng/J NOx Regulations | [6 empty] | 139 | 24.5625 | 23 | 49.8125 | 145 | 452 | 22 | 48.0625 | 25.5 | 51.5625 |  |  | 43 |  |  | 8 |  |  |  | 13 | 41.0625 | [8 empty] | 1 | 200 | 200 | ANSI Z21.10.1-2019/CSA 4.1-2019 | Yes | Yes | Yes | No | Not Applicable | [5 empty] | 10131 | RES GAS ATM | 200094324
RG240S6N-457 | RG240S | Bradford White | 671632858729 | Active | The -457 indicates that this SKU was designed and certified for Installation in Canada. | [9 empty] | No | Not Applicable | Not Applicable | Residential Water Heating | Water Heating.Gas | 6 | 6 |  |  |  | 238-51012-00 |  |  |  | 238-39699-00 | [6 empty] | Gas | Natural Gas |  |  |  | Indoor |  | Floor Mounted |  | No | Not Applicable | 150 | Category I | 3 |  | 0.5 | 0.75 | No | [7 empty] | 40000 BTU/Hr |  |  |  | 40 |  | Not Applicable | On/Off | No, it does not comply with jurisdictions having 10ng/J NOx Regulations | [6 empty] | 139 | 24.5625 | 23 | 49.8125 | 145 | 469 | 22 | 48.0625 | 25.5 | 51.5625 |  |  | 43 |  |  | 8 |  |  |  | 13 | 41.0625 | [8 empty] | 1 | 200 | 200 | ANSI Z21.10.1-2019/CSA 4.1-2019 | Yes | No | Yes | No | Not Applicable | 238-51030-00 |  |  |  | 238-45684-00 | 10131 | RES GAS ATM
RG240S6N-475 | RG240S | Bradford White | 671632803132 | Active | The ""-475"" indicates that this SKU was designed to operate in Altitudes between 2,001 feet and 7,000 feet. | [9 empty] | No | Not Applicable | Not Applicable | Residential Water Heating | Water Heating.Gas | 6 | 6 |  |  |  | 238-51012-00 |  |  |  | 238-39699-00 | [6 empty] | Gas | Natural Gas |  |  |  | Indoor |  | Floor Mounted |  | No | Not Applicable | 150 | Category I | 3 |  | 0.5 | 0.75 | No | [7 empty] | 40000 BTU/Hr |  | 69 | 0.58 | 40 | 38 | Not Applicable | On/Off | No, it does not comply with jurisdictions having 10ng/J NOx Regulations | [6 empty] | 139 | 24.5625 | 23 | 49.8125 | 145 | 452 | 22 | 48.0625 | 25.5 | 51.5625 |  |  | 43 |  |  | 8 |  |  |  | 13 | 41.0625 | [8 empty] | 1 | 200 | 200 | ANSI Z21.10.1-2019/CSA 4.1-2019 | Yes | Yes | Yes | No | Not Applicable | [5 empty] | 10131 | RES GAS ATM | 200094324
RG240S6N-475-264 | RG240S | Bradford White | 671632811298 | Active | The ""-264"" indicates that this SKU comes with an Aluminum Anode Rod. | The ""-475"" indicates that this SKU was designed to operate in Altitudes between 2,001 feet and 7,000 feet. | [8 empty] | No | Not Applicable | Not Applicable | Residential Water Heating | Water Heating.Gas | 6 | 6 |  |  |  | 238-51012-00 |  |  |  | 238-39699-00 | [6 empty] | Gas | Natural Gas |  |  |  | Indoor |  | Floor Mounted |  | No | Not Applicable | 150 | Category I | 3 |  | 0.5 | 0.75 | No | [7 empty] | 40000 BTU/Hr |  | 69 | 0.58 | 40 | 38 | Not Applicable | On/Off | No, it does not comply with jurisdictions having 10ng/J NOx Regulations | [6 empty] | 139 | 24.5625 | 23 | 49.8125 | 145 | 452 | 22 | 48.0625 | 25.5 | 51.5625 |  |  | 43 |  |  | 8 |  |  |  | 13 | 41.0625 | [8 empty] | 1 | 200 | 200 | ANSI Z21.10.1-2019/CSA 4.1-2019 | Yes | Yes | Yes | No | Not Applicable | [5 empty] | 10131 | RES GAS ATM | 200094324
RG240S6N-475-506 | RG240S | Bradford White | 671632901814 | Active | The ""-475"" indicates that this SKU was designed to operate in Altitudes between 2,001 feet and 7,000 feet. | The ""-506"" indicates that this SKU comes with an A420 Aluminum Anode Rod. | [8 empty] | No | Not Applicable | Not Applicable | Residential Water Heating | Water Heating.Gas | 6 | 6 |  |  |  | 238-51012-00 |  |  |  | 238-39699-00 | [6 empty] | Gas | Natural Gas |  |  |  | Indoor |  | Floor Mounted |  | No | Not Applicable | 150 | Category I | 3 |  | 0.5 | 0.75 | No | [7 empty] | 40000 BTU/Hr |  | 69 | 0.58 | 40 | 38 | Not Applicable | On/Off | No, it does not comply with jurisdictions having 10ng/J NOx Regulations | [6 empty] | 139 | 24.5625 | 23 | 49.8125 | 145 | 452 | 22 | 48.0625 | 25.5 | 51.5625 |  |  | 43 |  |  | 8 |  |  |  | 13 | 41.0625 | [8 empty] | 1 | 200 | 200 | ANSI Z21.10.1-2019/CSA 4.1-2019 | Yes | Yes | Yes | No | Not Applicable | [5 empty] | 10131 | RES GAS ATM | 200094324
RG240S6N-500 | RG240S | Bradford White | 671632803156 | Active | The ""-500"" indicates that this SKU comes with White Rodgers Mechanical Control. | [9 empty] | No | Not Applicable | Not Applicable | Residential Water Heating | Water Heating.Gas | 6 | 6 |  |  |  | 238-51012-00 |  |  |  | 238-39699-00 | [6 empty] | Gas | Natural Gas |  |  |  | Indoor |  | Floor Mounted |  | No | Not Applicable | 150 | Category I | 3 |  | 0.5 | 0.75 | No | [7 empty] | 40000 BTU/Hr |  | 69 | 0.58 | 40 | 38 | Not Applicable | On/Off | No, it does not comply with jurisdictions having 10ng/J NOx Regulations | [6 empty] | 139 | 24.5625 | 23 | 49.8125 | 145 | 452 | 22 | 48.0625 | 25.5 | 51.5625 |  |  | 43 |  |  | 8 |  |  |  | 13 | 41.0625 | [8 empty] | 1 | 200 | 200 | ANSI Z21.10.1-2019/CSA 4.1-2019 | Yes | Yes | Yes | No | Not Applicable | [5 empty] | 10131 | RES GAS ATM | 200094324
RG240S6N-500-506 | RG240S | Bradford White | 671632869022 | Active | The ""-500"" indicates that this SKU comes with White Rodgers Mechanical Control. | The ""-506"" indicates that this SKU comes with an A420 Aluminum Anode Rod. | [8 empty] | No | Not Applicable | Not Applicable | Residential Water Heating | Water Heating.Gas | 6 | 6 |  |  |  | 238-51012-00 |  |  |  | 238-39699-00 | [6 empty] | Gas | Natural Gas |  |  |  | Indoor |  | Floor Mounted |  | No | Not Applicable | 150 | Category I | 3 |  | 0.5 | 0.75 | No | [7 empty] | 40000 BTU/Hr |  | 69 | 0.58 | 40 | 38 | Not Applicable | On/Off | No, it does not comply with jurisdictions having 10ng/J NOx Regulations | [6 empty] | 139 | 24.5625 | 23 | 49.8125 | 145 | 452 | 22 | 48.0625 | 25.5 | 51.5625 |  |  | 43 |  |  | 8 |  |  |  | 13 | 41.0625 | [8 empty] | 1 | 200 | 200 | ANSI Z21.10.1-2019/CSA 4.1-2019 | Yes | Yes | Yes | No | Not Applicable | [5 empty] | 10131 | RES GAS ATM | 200094324
RG240S6N-506 | RG240S | Bradford White | 671632820801 | Active | The ""-506"" indicates that this SKU comes with an A420 Aluminum Anode Rod. | [9 empty] | No | Not Applicable | Not Applicable | Residential Water Heating | Water Heating.Gas | 6 | 6 |  |  |  | 238-51012-00 |  |  |  | 238-39699-00 | [6 empty] | Gas | Natural Gas |  |  |  | Indoor |  | Floor Mounted |  | No | Not Applicable | 150 | Category I | 3 |  | 0.5 | 0.75 | No | [7 empty] | 40000 BTU/Hr |  | 69 | 0.58 | 40 | 38 | Not Applicable | On/Off | No, it does not comply with jurisdictions having 10ng/J NOx Regulations | [6 empty] | 139 | 24.5625 | 23 | 49.8125 | 145 | 452 | 22 | 48.0625 | 25.5 | 51.5625 |  |  | 43 |  |  | 8 |  |  |  | 13 | 41.0625 | [8 empty] | 1 | 200 | 200 | ANSI Z21.10.1-2019/CSA 4.1-2019 | Yes | Yes | Yes | No | Not Applicable | [5 empty] | 10131 | RES GAS ATM | 200094324
RG240S6N-600 | RG240S | Bradford White | 671632313716 | Active | The ""-600"" indicates that this SKU comes with an SIT ICON System® gas control. | [9 empty] | No | Not Applicable | Not Applicable | Residential Water Heating | Water Heating.Gas | 6 | 6 |  |  |  | 238-51012-00 |  |  |  | 238-39699-00 | [6 empty] | Gas | Natural Gas |  |  |  | Indoor |  | Floor Mounted |  | No | Not Applicable | 150 | Category I | 3 |  | 0.5 | 0.75 | No | [7 empty] | 40000 BTU/Hr |  | 69 | 0.58 | 40 | 38 | Not Applicable | On/Off | No, it does not comply with jurisdictions having 10ng/J NOx Regulations | [6 empty] | 139 | 24.5625 | 23 | 49.8125 | 145 | 452 | 22 | 48.0625 | 25.5 | 51.5625 |  |  | 43 |  |  | 8 |  |  |  | 13 | 41.0625 | [8 empty] | 1 | 200 | 200 | ANSI Z21.10.1-2019/CSA 4.1-2019 | Yes | Yes | Yes | No | Not Applicable | [5 empty] | 10131 | RES GAS ATM | 200094324
RG240S6N-600-506 | RG240S | Bradford White | 671632313709 | Active | The ""-506"" indicates that this SKU comes with an A420 Aluminum Anode Rod. | The ""-600"" indicates that this SKU comes with an SIT ICON System® gas control. | [8 empty] | No | Not Applicable | Not Applicable | Residential Water Heating | Water Heating.Gas | 6 | 6 |  |  |  | 238-51012-00 |  |  |  | 238-39699-00 | [6 empty] | Gas | Natural Gas |  |  |  | Indoor |  | Floor Mounted |  | No | Not Applicable | 150 | Category I | 3 |  | 0.5 | 0.75 | No | [7 empty] | 40000 BTU/Hr |  | 69 | 0.58 | 40 | 38 | Not Applicable | On/Off | No, it does not comply with jurisdictions having 10ng/J NOx Regulations | [6 empty] | 139 | 24.5625 | 23 | 49.8125 | 145 | 452 | 22 | 48.0625 | 25.5 | 51.5625 |  |  | 43 |  |  | 8 |  |  |  | 13 | 41.0625 | [8 empty] | 1 | 200 | 200 | ANSI Z21.10.1-2019/CSA 4.1-2019 | Yes | Yes | Yes | No | Not Applicable | [5 empty] | 10131 | RES GAS ATM | 200094324
RG240S6X | RG240S | Bradford White | 671632794669 | Active | [10 empty] | No | Not Applicable | Not Applicable | Residential Water Heating | Water Heating.Gas | 6 | 6 |  |  |  | 238-51012-00 |  |  |  | 238-39699-00 | [6 empty] | Gas | Liquid Propane |  |  |  | Indoor |  | Floor Mounted |  | No | Not Applicable | 150 | Category I | 3 |  | 0.5 | 0.75 | No | [7 empty] | 38000 BTU/Hr |  | 69 | 0.58 | 40 | 38 | Not Applicable | On/Off | Not Applicable | [6 empty] | 139 | 24.5625 | 23 | 49.8125 | 145 | 452 | 22 | 48.0625 | 25.5 | 51.5625 |  |  | 43 |  |  | 8 |  |  |  | 13 | 41.0625 | [8 empty] | 1 | 200 | 200 | ANSI Z21.10.1-2019/CSA 4.1-2019 | Yes | Yes | Yes | No | Not Applicable | [5 empty] | 10131 | RES GAS ATM | 200094326
RG240S6X-220 | RG240S | Bradford White | 671632858828 | Active | The ""-220"" indicates that this SKU was designed to operate in Altitudes ranging from 0 to 4,500 feet (0-1370 meters), and are certified for Installation in Canada. | [9 empty] | No | Not Applicable | Not Applicable | Residential Water Heating | Water Heating.Gas | 6 | 6 |  |  |  | 238-51012-00 |  |  |  | 238-39699-00 | [6 empty] | Gas | Liquid Propane |  |  |  | Indoor |  | Floor Mounted |  | No | Not Applicable | 150 | Category I | 3 |  | 0.5 | 0.75 | No | [7 empty] | 34200 BTU/Hr |  |  |  | 40 |  | Not Applicable | On/Off | Not Applicable | [6 empty] | 139 | 24.5625 | 23 | 49.8125 | 145 | 469 | 22 | 48.0625 | 25.5 | 51.5625 |  |  | 43 |  |  | 8 |  |  |  | 13 | 41.0625 | [8 empty] | 1 | 200 | 200 | ANSI Z21.10.1-2019/CSA 4.1-2019 | Yes | No | Yes | No | Not Applicable | 238-51030-00 |  |  |  | 238-45684-00 | 10131 | RES GAS ATM
RG240S6X-264 | RG240S | Bradford White | 671632806027 | Active | The ""-264"" indicates that this SKU comes with an Aluminum Anode Rod. | [9 empty] | No | Not Applicable | Not Applicable | Residential Water Heating | Water Heating.Gas | 6 | 6 |  |  |  | 238-51012-00 |  |  |  | 238-39699-00 | [6 empty] | Gas | Liquid Propane |  |  |  | Indoor |  | Floor Mounted |  | No | Not Applicable | 150 | Category I | 3 |  | 0.5 | 0.75 | No | [7 empty] | 38000 BTU/Hr |  | 69 | 0.58 | 40 | 38 | Not Applicable | On/Off | Not Applicable | [6 empty] | 139 | 24.5625 | 23 | 49.8125 | 145 | 452 | 22 | 48.0625 | 25.5 | 51.5625 |  |  | 43 |  |  | 8 |  |  |  | 13 | 41.0625 | [8 empty] | 1 | 200 | 200 | ANSI Z21.10.1-2019/CSA 4.1-2019 | Yes | Yes | Yes | No | Not Applicable | [5 empty] | 10131 | RES GAS ATM | 200094326
RG240S6X-264-500 | RG240S | Bradford White | 671632812660 | Active | The ""-264"" indicates that this SKU comes with an Aluminum Anode Rod. | The ""-500"" indicates that this SKU comes with White Rodgers Mechanical Control. | [8 empty] | No | Not Applicable | Not Applicable | Residential Water Heating | Water Heating.Gas | 6 | 6 |  |  |  | 238-51012-00 |  |  |  | 238-39699-00 | [6 empty] | Gas | Liquid Propane |  |  |  | Indoor |  | Floor Mounted |  | No | Not Applicable | 150 | Category I | 3 |  | 0.5 | 0.75 | No | [7 empty] | 38000 BTU/Hr |  | 69 | 0.58 | 40 | 38 | Not Applicable | On/Off | Not Applicable | [6 empty] | 139 | 24.5625 | 23 | 49.8125 | 145 | 452 | 22 | 48.0625 | 25.5 | 51.5625 |  |  | 43 |  |  | 8 |  |  |  | 13 | 41.0625 | [8 empty] | 1 | 200 | 200 | ANSI Z21.10.1-2019/CSA 4.1-2019 | Yes | Yes | Yes | No | Not Applicable | [5 empty] | 10131 | RES GAS ATM | 200094326
RG240S6X-264-600 | RG240S | Bradford White | 671632569892 | Active | The ""-264"" indicates that this SKU comes with an Aluminum Anode Rod. | The ""-600"" indicates that this SKU comes with an SIT ICON System® gas control. | [8 empty] | No | Not Applicable | Not Applicable | Residential Water Heating | Water Heating.Gas | 6 | 6 |  |  |  | 238-51012-00 |  |  |  | 238-39699-00 | [6 empty] | Gas | Liquid Propane |  |  |  | Indoor |  | Floor Mounted |  | No | Not Applicable | 150 | Category I | 3 |  | 0.5 | 0.75 | No | [7 empty] | 38000 BTU/Hr |  | 69 | 0.58 | 40 | 38 | Not Applicable | On/Off | Not Applicable | [6 empty] | 139 | 24.5625 | 23 | 49.8125 | 145 | 452 | 22 | 48.0625 | 25.5 | 51.5625 |  |  | 43 |  |  | 8 |  |  |  | 13 | 41.0625 | [8 empty] | 1 | 200 | 200 | ANSI Z21.10.1-2019/CSA 4.1-2019 | Yes | Yes | Yes | No | Not Applicable | [5 empty] | 10131 | RES GAS ATM | 200094326
RG240S6X-394 | RG240S | Bradford White | 671632808090 | Active | The ""-394"" indicates that this SKU comes with a Top T&P Location. | [9 empty] | No | Not Applicable | Not Applicable | Residential Water Heating | Water Heating.Gas | 6 | 6 |  |  |  | 238-51012-00 |  |  |  | 238-39699-00 | [6 empty] | Gas | Liquid Propane |  |  |  | Indoor |  | Floor Mounted |  | No | Not Applicable | 150 | Category I | 3 |  | 0.5 | 0.75 | No | [7 empty] | 38000 BTU/Hr |  | 69 | 0.58 | 40 | 38 | Not Applicable | On/Off | Not Applicable | [6 empty] | 139 | 24.5625 | 23 | 49.8125 | 145 | 452 | 22 | 48.0625 | 25.5 | 51.5625 |  |  | 43 |  |  | 8 |  |  |  | 13 | 41.0625 | [8 empty] | 1 | 200 | 200 | ANSI Z21.10.1-2019/CSA 4.1-2019 | Yes | Yes | Yes | No | Not Applicable | [5 empty] | 10131 | RES GAS ATM | 200094326
RG240S6X-394-264 | RG240S | Bradford White | 671632807215 | Active | The ""-264"" indicates that this SKU comes with an Aluminum Anode Rod. | The ""-394"" indicates that this SKU comes with a Top T&P Location. | [8 empty] | No | Not Applicable | Not Applicable | Residential Water Heating | Water Heating.Gas | 6 | 6 |  |  |  | 238-51012-00 |  |  |  | 238-39699-00 | [6 empty] | Gas | Liquid Propane |  |  |  | Indoor |  | Floor Mounted |  | No | Not Applicable | 150 | Category I | 3 |  | 0.5 | 0.75 | No | [7 empty] | 38000 BTU/Hr |  | 69 | 0.58 | 40 | 38 | Not Applicable | On/Off | Not Applicable | [6 empty] | 139 | 24.5625 | 23 | 49.8125 | 145 | 452 | 22 | 48.0625 | 25.5 | 51.5625 |  |  | 43 |  |  | 8 |  |  |  | 13 | 41.0625 | [8 empty] | 1 | 200 | 200 | ANSI Z21.10.1-2019/CSA 4.1-2019 | Yes | Yes | Yes | No | Not Applicable | [5 empty] | 10131 | RES GAS ATM | 200094326
RG240S6X-394-264-500 | RG240S | Bradford White | 671632842261 | Active | The ""-264"" indicates that this SKU comes with an Aluminum Anode Rod. | The ""-394"" indicates that this SKU comes with a Top T&P Location. | The ""-500"" indicates that this SKU comes with White Rodgers Mechanical Control. | [7 empty] | No | Not Applicable | Not Applicable | Residential Water Heating | Water Heating.Gas | 6 | 6 |  |  |  | 238-51012-00 |  |  |  | 238-39699-00 | [6 empty] | Gas | Liquid Propane |  |  |  | Indoor |  | Floor Mounted |  | No | Not Applicable | 150 | Category I | 3 |  | 0.5 | 0.75 | No | [7 empty] | 38000 BTU/Hr |  | 69 | 0.58 | 40 | 38 | Not Applicable | On/Off | Not Applicable | [6 empty] | 139 | 24.5625 | 23 | 49.8125 | 145 | 452 | 22 | 48.0625 | 25.5 | 51.5625 |  |  | 43 |  |  | 8 |  |  |  | 13 | 41.0625 | [8 empty] | 1 | 200 | 200 | ANSI Z21.10.1-2019/CSA 4.1-2019 | Yes | Yes | Yes | No | Not Applicable | [5 empty] | 10131 | RES GAS ATM | 200094326
RG240S6X-394-264-600 | RG240S | Bradford White | 671632569908 | Active | The ""-264"" indicates that this SKU comes with an Aluminum Anode Rod. | The ""-394"" indicates that this SKU comes with a Top T&P Location. | The ""-600"" indicates that this SKU comes with an SIT ICON System® gas control. | [7 empty] | No | Not Applicable | Not Applicable | Residential Water Heating | Water Heating.Gas | 6 | 6 |  |  |  | 238-51012-00 |  |  |  | 238-39699-00 | [6 empty] | Gas | Liquid Propane |  |  |  | Indoor |  | Floor Mounted |  | No | Not Applicable | 150 | Category I | 3 |  | 0.5 | 0.75 | No | [7 empty] | 38000 BTU/Hr |  | 69 | 0.58 | 40 | 38 | Not Applicable | On/Off | Not Applicable | [6 empty] | 139 | 24.5625 | 23 | 49.8125 | 145 | 452 | 22 | 48.0625 | 25.5 | 51.5625 |  |  | 43 |  |  | 8 |  |  |  | 13 | 41.0625 | [8 empty] | 1 | 200 | 200 | ANSI Z21.10.1-2019/CSA 4.1-2019 | Yes | Yes | Yes | No | Not Applicable | [5 empty] | 10131 | RES GAS ATM | 200094326
RG240S6X-394-475 | RG240S | Bradford White | 671632810833 | Active | The ""-394"" indicates that this SKU comes with a Top T&P Location. | The ""-475"" indicates that this SKU was designed to operate in Altitudes between 2,001 feet and 7,000 feet. | [8 empty] | No | Not Applicable | Not Applicable | Residential Water Heating | Water Heating.Gas | 6 | 6 |  |  |  | 238-51012-00 |  |  |  | 238-39699-00 | [6 empty] | Gas | Liquid Propane |  |  |  | Indoor |  | Floor Mounted |  | No | Not Applicable | 150 | Category I | 3 |  | 0.5 | 0.75 | No | [7 empty] | 38000 BTU/Hr |  | 69 | 0.58 | 40 | 38 | Not Applicable | On/Off | Not Applicable | [6 empty] | 139 | 24.5625 | 23 | 49.8125 | 145 | 452 | 22 | 48.0625 | 25.5 | 51.5625 |  |  | 43 |  |  | 8 |  |  |  | 13 | 41.0625 | [8 empty] | 1 | 200 | 200 | ANSI Z21.10.1-2019/CSA 4.1-2019 | Yes | Yes | Yes | No | Not Applicable | [5 empty] | 10131 | RES GAS ATM | 200094326
RG240S6X-394-500 | RG240S | Bradford White | 671632335893 | Active | The ""-394"" indicates that this SKU comes with a Top T&P Location. | The ""-500"" indicates that this SKU comes with White Rodgers Mechanical Control. | [8 empty] | No | Not Applicable | Not Applicable | Residential Water Heating | Water Heating.Gas | 6 | 6 |  |  |  | 238-51012-00 |  |  |  | 238-39699-00 | [6 empty] | Gas | Liquid Propane |  |  |  | Indoor |  | Floor Mounted |  | No | Not Applicable | 150 | Category I | 3 |  | 0.5 | 0.75 | No | [7 empty] | 38000 BTU/Hr |  | 69 | 0.58 | 40 | 38 | Not Applicable | On/Off | Not Applicable | [6 empty] | 139 | 24.5625 | 23 | 49.8125 | 145 | 452 | 22 | 48.0625 | 25.5 | 51.5625 |  |  | 43 |  |  | 8 |  |  |  | 13 | 41.0625 | [8 empty] | 1 | 200 | 200 | ANSI Z21.10.1-2019/CSA 4.1-2019 | Yes | Yes | Yes | No | Not Applicable | [5 empty] | 10131 | RES GAS ATM | 200094326
RG240S6X-394-600 | RG240S | Bradford White | 671632571437 | Active | The ""-394"" indicates that this SKU comes with a Top T&P Location. | The ""-600"" indicates that this SKU comes with an SIT ICON System® gas control. | [8 empty] | No | Not Applicable | Not Applicable | Residential Water Heating | Water Heating.Gas | 6 | 6 |  |  |  | 238-51012-00 |  |  |  | 238-39699-00 | [6 empty] | Gas | Liquid Propane |  |  |  | Indoor |  | Floor Mounted |  | No | Not Applicable | 150 | Category I | 3 |  | 0.5 | 0.75 | No | [7 empty] | 38000 BTU/Hr |  | 69 | 0.58 | 40 | 38 | Not Applicable | On/Off | Not Applicable | [6 empty] | 139 | 24.5625 | 23 | 49.8125 | 145 | 452 | 22 | 48.0625 | 25.5 | 51.5625 |  |  | 43 |  |  | 8 |  |  |  | 13 | 41.0625 | [8 empty] | 1 | 200 | 200 | ANSI Z21.10.1-2019/CSA 4.1-2019 | Yes | Yes | Yes | No | Not Applicable | [5 empty] | 10131 | RES GAS ATM | 200094326
RG240S6X-457 | RG240S | Bradford White | 671632858835 | Active | The -457 indicates that this SKU was designed and certified for Installation in Canada. | [9 empty] | No | Not Applicable | Not Applicable | Residential Water Heating | Water Heating.Gas | 6 | 6 |  |  |  | 238-51012-00 |  |  |  | 238-39699-00 | [6 empty] | Gas | Liquid Propane |  |  |  | Indoor |  | Floor Mounted |  | No | Not Applicable | 150 | Category I | 3 |  | 0.5 | 0.75 | No | [7 empty] | 38000 BTU/Hr |  |  |  | 40 |  | Not Applicable | On/Off | Not Applicable | [6 empty] | 139 | 24.5625 | 23 | 49.8125 | 145 | 469 | 22 | 48.0625 | 25.5 | 51.5625 |  |  | 43 |  |  | 8 |  |  |  | 13 | 41.0625 | [8 empty] | 1 | 200 | 200 | ANSI Z21.10.1-2019/CSA 4.1-2019 | Yes | No | Yes | No | Not Applicable | 238-51030-00 |  |  |  | 238-45684-00 | 10131 | RES GAS ATM
RG240S6X-475 | RG240S | Bradford White | 671632814909 | Active | The ""-475"" indicates that this SKU was designed to operate in Altitudes between 2,001 feet and 7,000 feet. | [9 empty] | No | Not Applicable | Not Applicable | Residential Water Heating | Water Heating.Gas | 6 | 6 |  |  |  | 238-51012-00 |  |  |  | 238-39699-00 | [6 empty] | Gas | Liquid Propane |  |  |  | Indoor |  | Floor Mounted |  | No | Not Applicable | 150 | Category I | 3 |  | 0.5 | 0.75 | No | [7 empty] | 38000 BTU/Hr |  | 69 | 0.58 | 40 | 38 | Not Applicable | On/Off | Not Applicable | [6 empty] | 139 | 24.5625 | 23 | 49.8125 | 145 | 452 | 22 | 48.0625 | 25.5 | 51.5625 |  |  | 43 |  |  | 8 |  |  |  | 13 | 41.0625 | [8 empty] | 1 | 200 | 200 | ANSI Z21.10.1-2019/CSA 4.1-2019 | Yes | Yes | Yes | No | Not Applicable | [5 empty] | 10131 | RES GAS ATM | 200094326
RG240S6X-475-264 | RG240S | Bradford White | 671632906857 | Active | The ""-264"" indicates that this SKU comes with an Aluminum Anode Rod. | The ""-475"" indicates that this SKU was designed to operate in Altitudes between 2,001 feet and 7,000 feet. | [8 empty] | No | Not Applicable | Not Applicable | Residential Water Heating | Water Heating.Gas | 6 | 6 |  |  |  | 238-51012-00 |  |  |  | 238-39699-00 | [6 empty] | Gas | Liquid Propane |  |  |  | Indoor |  | Floor Mounted |  | No | Not Applicable | 150 | Category I | 3 |  | 0.5 | 0.75 | No | [7 empty] | 38000 BTU/Hr |  | 69 | 0.58 | 40 | 38 | Not Applicable | On/Off | Not Applicable | [6 empty] | 139 | 24.5625 | 23 | 49.8125 | 145 | 452 | 22 | 48.0625 | 25.5 | 51.5625 |  |  | 43 |  |  | 8 |  |  |  | 13 | 41.0625 | [8 empty] | 1 | 200 | 200 | ANSI Z21.10.1-2019/CSA 4.1-2019 | Yes | Yes | Yes | No | Not Applicable | [5 empty] | 10131 | RES GAS ATM | 200094326
RG240S6X-475-506 | RG240S | Bradford White | 671632904419 | Active | The ""-475"" indicates that this SKU was designed to operate in Altitudes between 2,001 feet and 7,000 feet. | The ""-506"" indicates that this SKU comes with an A420 Aluminum Anode Rod. | [8 empty] | No | Not Applicable | Not Applicable | Residential Water Heating | Water Heating.Gas | 6 | 6 |  |  |  | 238-51012-00 |  |  |  | 238-39699-00 | [6 empty] | Gas | Liquid Propane |  |  |  | Indoor |  | Floor Mounted |  | No | Not Applicable | 150 | Category I | 3 |  | 0.5 | 0.75 | No | [7 empty] | 38000 BTU/Hr |  | 69 | 0.58 | 40 | 38 | Not Applicable | On/Off | Not Applicable | [6 empty] | 139 | 24.5625 | 23 | 49.8125 | 145 | 452 | 22 | 48.0625 | 25.5 | 51.5625 |  |  | 43 |  |  | 8 |  |  |  | 13 | 41.0625 | [8 empty] | 1 | 200 | 200 | ANSI Z21.10.1-2019/CSA 4.1-2019 | Yes | Yes | Yes | No | Not Applicable | [5 empty] | 10131 | RES GAS ATM | 200094326
RG240S6X-500 | RG240S | Bradford White | 671632806782 | Active | The ""-500"" indicates that this SKU comes with White Rodgers Mechanical Control. | [9 empty] | No | Not Applicable | Not Applicable | Residential Water Heating | Water Heating.Gas | 6 | 6 |  |  |  | 238-51012-00 |  |  |  | 238-39699-00 | [6 empty] | Gas | Liquid Propane |  |  |  | Indoor |  | Floor Mounted |  | No | Not Applicable | 150 | Category I | 3 |  | 0.5 | 0.75 | No | [7 empty] | 38000 BTU/Hr |  | 69 | 0.58 | 40 | 38 | Not Applicable | On/Off | Not Applicable | [6 empty] | 139 | 24.5625 | 23 | 49.8125 | 145 | 452 | 22 | 48.0625 | 25.5 | 51.5625 |  |  | 43 |  |  | 8 |  |  |  | 13 | 41.0625 | [8 empty] | 1 | 200 | 200 | ANSI Z21.10.1-2019/CSA 4.1-2019 | Yes | Yes | Yes | No | Not Applicable | [5 empty] | 10131 | RES GAS ATM | 200094326
RG240S6X-500-506 | RG240S | Bradford White | 671632889488 | Active | The ""-500"" indicates that this SKU comes with White Rodgers Mechanical Control. | The ""-506"" indicates that this SKU comes with an A420 Aluminum Anode Rod. | [8 empty] | No | Not Applicable | Not Applicable | Residential Water Heating | Water Heating.Gas | 6 | 6 |  |  |  | 238-51012-00 |  |  |  | 238-39699-00 | [6 empty] | Gas | Liquid Propane |  |  |  | Indoor |  | Floor Mounted |  | No | Not Applicable | 150 | Category I | 3 |  | 0.5 | 0.75 | No | [7 empty] | 38000 BTU/Hr |  | 69 | 0.58 | 40 | 38 | Not Applicable | On/Off | Not Applicable | [6 empty] | 139 | 24.5625 | 23 | 49.8125 | 145 | 452 | 22 | 48.0625 | 25.5 | 51.5625 |  |  | 43 |  |  | 8 |  |  |  | 13 | 41.0625 | [8 empty] | 1 | 200 | 200 | ANSI Z21.10.1-2019/CSA 4.1-2019 | Yes | Yes | Yes | No | Not Applicable | [5 empty] | 10131 | RES GAS ATM | 200094326
RG240S6X-506 | RG240S | Bradford White | 671632884551 | Active | The ""-506"" indicates that this SKU comes with an A420 Aluminum Anode Rod. | [9 empty] | No | Not Applicable | Not Applicable | Residential Water Heating | Water Heating.Gas | 6 | 6 |  |  |  | 238-51012-00 |  |  |  | 238-39699-00 | [6 empty] | Gas | Liquid Propane |  |  |  | Indoor |  | Floor Mounted |  | No | Not Applicable | 150 | Category I | 3 |  | 0.5 | 0.75 | No | [7 empty] | 38000 BTU/Hr |  | 69 | 0.58 | 40 | 38 | Not Applicable | On/Off | Not Applicable | [6 empty] | 136 | 24.5625 | 23 | 49.8125 | 141 | 449 | 22 | 48.0625 | 25.5 | 51.5625 |  |  | 43 |  |  | 8 |  |  |  | 13 | 41.0625 | [8 empty] | 1 | 200 | 200 | ANSI Z21.10.1-2019/CSA 4.1-2019 | Yes | Yes | Yes | No | Not Applicable | [5 empty] | 10131 | RES GAS ATM | 200094326
RG240S6X-600 | RG240S | Bradford White | 671632569939 | Active | The ""-600"" indicates that this SKU comes with an SIT ICON System® gas control. | [9 empty] | No | Not Applicable | Not Applicable | Residential Water Heating | Water Heating.Gas | 6 | 6 |  |  |  | 238-51012-00 |  |  |  | 238-39699-00 | [6 empty] | Gas | Liquid Propane |  |  |  | Indoor |  | Floor Mounted |  | No | Not Applicable | 150 | Category I | 3 |  | 0.5 | 0.75 | No | [7 empty] | 38000 BTU/Hr |  | 69 | 0.58 | 40 | 38 | Not Applicable | On/Off | Not Applicable | [6 empty] | 139 | 24.5625 | 23 | 49.8125 | 145 | 452 | 22 | 48.0625 | 25.5 | 51.5625 |  |  | 43 |  |  | 8 |  |  |  | 13 | 41.0625 | [8 empty] | 1 | 200 | 200 | ANSI Z21.10.1-2019/CSA 4.1-2019 | Yes | Yes | Yes | No | Not Applicable | [5 empty] | 10131 | RES GAS ATM | 200094326
RG240S6X-600-506 | RG240S | Bradford White | 671632561001 | Active | The ""-506"" indicates that this SKU comes with an A420 Aluminum Anode Rod. | The ""-600"" indicates that this SKU comes with an SIT ICON System® gas control. | [8 empty] | No | Not Applicable | Not Applicable | Residential Water Heating | Water Heating.Gas | 6 | 6 |  |  |  | 238-51012-00 |  |  |  | 238-39699-00 | [6 empty] | Gas | Liquid Propane |  |  |  | Indoor |  | Floor Mounted |  | No | Not Applicable | 150 | Category I | 3 |  | 0.5 | 0.75 | No | [7 empty] | 38000 BTU/Hr |  | 69 | 0.58 | 40 | 38 | Not Applicable | On/Off | Not Applicable | [6 empty] | 139 | 24.5625 | 23 | 49.8125 | 145 | 452 | 22 | 48.0625 | 25.5 | 51.5625 |  |  | 43 |  |  | 8 |  |  |  | 13 | 41.0625 | [8 empty] | 1 | 200 | 200 | ANSI Z21.10.1-2019/CSA 4.1-2019 | Yes | Yes | Yes | No | Not Applicable | [5 empty] | 10131 | RES GAS ATM | 200094326
RG240S8N-220 | RG240S | Bradford White | 671632822829 | Active | The ""-220"" indicates that this SKU was designed to operate in Altitudes ranging from 0 to 4,500 feet (0-1370 meters), and are certified for Installation in Canada. | [9 empty] | No | Not Applicable | Not Applicable | Residential Water Heating | Water Heating.Gas | 8 | 6 |  |  |  | 238-51012-00 |  |  |  | 238-39699-00 | [6 empty] | Gas | Natural Gas |  |  |  | Indoor |  | Floor Mounted |  | No | Not Applicable | 150 | Category I | 3 |  | 0.5 | 0.75 | No | [7 empty] | 36000 BTU/Hr |  |  |  | 40 |  | Not Applicable | On/Off | No, it does not comply with jurisdictions having 10ng/J NOx Regulations | [6 empty] | 139 | 24.5625 | 23 | 49.8125 | 145 | 469 | 22 | 48.0625 | 25.5 | 51.5625 |  |  | 43 |  |  | 8 |  |  |  | 13 | 41.0625 | [8 empty] | 1 | 200 | 200 | ANSI Z21.10.1-2019/CSA 4.1-2019 | Yes | No | Yes | No | Not Applicable | 238-51030-00 |  |  |  | 238-45684-00 | 10131 | RES GAS ATM
RG240S8N-457 | RG240S | Bradford White | 671632803989 | Active | The -457 indicates that this SKU was designed and certified for Installation in Canada. | [9 empty] | No | Not Applicable | Not Applicable | Residential Water Heating | Water Heating.Gas | 8 | 6 |  |  |  | 238-51012-00 |  |  |  | 238-39699-00 | [6 empty] | Gas | Natural Gas |  |  |  | Indoor |  | Floor Mounted |  | No | Not Applicable | 150 | Category I | 3 |  | 0.5 | 0.75 | No | [7 empty] | 40000 BTU/Hr |  |  |  | 40 |  | Not Applicable | On/Off | No, it does not comply with jurisdictions having 10ng/J NOx Regulations | [6 empty] | 139 | 24.5625 | 23 | 49.8125 | 145 | 469 | 22 | 48.0625 | 25.5 | 51.5625 |  |  | 43 |  |  | 8 |  |  |  | 13 | 41.0625 | [8 empty] | 1 | 200 | 200 | ANSI Z21.10.1-2019/CSA 4.1-2019 | Yes | No | Yes | No | Not Applicable | 238-51030-00 |  |  |  | 238-45684-00 | 10131 | RES GAS ATM
RG240S8X-220 | RG240S | Bradford White | 671632822836 | Active | The ""-220"" indicates that this SKU was designed to operate in Altitudes ranging from 0 to 4,500 feet (0-1370 meters), and are certified for Installation in Canada. | [9 empty] | No | Not Applicable | Not Applicable | Residential Water Heating | Water Heating.Gas | 8 | 6 |  |  |  | 238-51012-00 |  |  |  | 238-39699-00 | [6 empty] | Gas | Liquid Propane |  |  |  | Indoor |  | Floor Mounted |  | No | Not Applicable | 150 | Category I | 3 |  | 0.5 | 0.75 | No | [7 empty] | 34200 BTU/Hr |  |  |  | 40 |  | Not Applicable | On/Off | Not Applicable | [6 empty] | 139 | 24.5625 | 23 | 49.8125 | 145 | 469 | 22 | 48.0625 | 25.5 | 51.5625 |  |  | 43 |  |  | 8 |  |  |  | 13 | 41.0625 | [8 empty] | 1 | 200 | 200 | ANSI Z21.10.1-2019/CSA 4.1-2019 | Yes | No | Yes | No | Not Applicable | 238-51030-00 |  |  |  | 238-45684-00 | 10131 | RES GAS ATM
RG240S8X-457 | RG240S | Bradford White | 671632803996 | Active | The -457 indicates that this SKU was designed and certified for Installation in Canada. | [9 empty] | No | Not Applicable | Not Applicable | Residential Water Heating | Water Heating.Gas | 8 | 6 |  |  |  | 238-51012-00 |  |  |  | 238-39699-00 | [6 empty] | Gas | Liquid Propane |  |  |  | Indoor |  | Floor Mounted |  | No | Not Applicable | 150 | Category I | 3 |  | 0.5 | 0.75 | No | [7 empty] | 38000 BTU/Hr |  |  |  | 40 |  | Not Applicable | On/Off | Not Applicable | [6 empty] | 139 | 24.5625 | 23 | 49.8125 | 145 | 469 | 22 | 48.0625 | 25.5 | 51.5625 |  |  | 43 |  |  | 8 |  |  |  | 13 | 41.0625 | [8 empty] | 1 | 200 | 200 | ANSI Z21.10.1-2019/CSA 4.1-2019 | Yes | No | Yes | No | Not Applicable | 238-51030-00 |  |  |  | 238-45684-00 | 10131 | RES GAS ATM
RG240T10N | RG240T | Bradford White | 671632806959 | Active | [10 empty] | No | Not Applicable | Not Applicable | Residential Water Heating | Water Heating.Gas | 10 | 6 |  |  |  | 238-51012-00 |  |  |  | 238-39699-00 | [6 empty] | Gas | Natural Gas |  |  |  | Indoor |  | Floor Mounted |  | No | Not Applicable | 150 | Category I | 3 |  | 0.5 | 0.75 | No | [7 empty] | 40000 BTU/Hr |  | 75 | 0.64 | 40 | 38 | Not Applicable | On/Off | No, it does not comply with jurisdictions having 10ng/J NOx Regulations | [6 empty] | 134 | 23 | 21 | 59.375 | 139 | 447 | 20 | 56.625 | 23.5 | 60.125 |  |  | 43 |  |  | 8 |  |  |  | 13 | 49.75 | [8 empty] | 1 | 108 | 104 | ANSI Z21.10.1-2019/CSA 4.1-2019 | Yes | Yes | Yes | No | Not Applicable | [5 empty] | 10131 | RES GAS ATM | 200094336
RG240T10N-220 | RG240T | Bradford White | 671632636914 | Active | The ""-220"" indicates that this SKU was designed to operate in Altitudes ranging from 0 to 4,500 feet (0-1370 meters), and are certified for Installation in Canada. | [9 empty] | No | Not Applicable | Not Applicable | Residential Water Heating | Water Heating.Gas | 10 | 6 |  |  |  | 238-51012-00 |  |  |  | 238-39699-00 | [6 empty] | Gas | Natural Gas |  |  |  | Indoor |  | Floor Mounted |  | No | Not Applicable | 150 | Category I | 3 |  | 0.5 | 0.75 | No | [7 empty] | 36000 BTU/Hr |  |  |  | 40 |  | Not Applicable | On/Off | No, it does not comply with jurisdictions having 10ng/J NOx Regulations | [6 empty] | 134 | 23 | 21 | 59.375 | 139 | 464 | 20 | 56.625 | 23.5 | 60.125 |  |  | 43 |  |  | 8 |  |  |  | 13 | 49.75 | [8 empty] | 1 | 108 | 104 | ANSI Z21.10.1-2019/CSA 4.1-2019 | Yes | No | Yes | No | Not Applicable | 238-51030-00 |  |  |  | 238-45684-00 | 10131 | RES GAS ATM
RG240T10N-264 | RG240T | Bradford White | 671632889983 | Active | The ""-264"" indicates that this SKU comes with an Aluminum Anode Rod. | [9 empty] | No | Not Applicable | Not Applicable | Residential Water Heating | Water Heating.Gas | 10 | 6 |  |  |  | 238-51012-00 |  |  |  | 238-39699-00 | [6 empty] | Gas | Natural Gas |  |  |  | Indoor |  | Floor Mounted |  | No | Not Applicable | 150 | Category I | 3 |  | 0.5 | 0.75 | No | [7 empty] | 40000 BTU/Hr |  | 75 | 0.64 | 40 | 38 | Not Applicable | On/Off | No, it does not comply with jurisdictions having 10ng/J NOx Regulations | [6 empty] | 134 | 23 | 21 | 59.375 | 139 | 447 | 20 | 56.625 | 23.5 | 60.125 |  |  | 43 |  |  | 8 |  |  |  | 13 | 49.75 | [8 empty] | 1 | 108 | 104 | ANSI Z21.10.1-2019/CSA 4.1-2019 | Yes | Yes | Yes | No | Not Applicable | [5 empty] | 10131 | RES GAS ATM | 200094336
RG240T10N-394 | RG240T | Bradford White | 671632827589 | Active | The ""-394"" indicates that this SKU comes with a Top T&P Location. | [9 empty] | No | Not Applicable | Not Applicable | Residential Water Heating | Water Heating.Gas | 10 | 6 |  |  |  | 238-51012-00 |  |  |  | 238-39699-00 | [6 empty] | Gas | Natural Gas |  |  |  | Indoor |  | Floor Mounted |  | No | Not Applicable | 150 | Category I | 3 |  | 0.5 | 0.75 | No | [7 empty] | 40000 BTU/Hr |  | 75 | 0.64 | 40 | 38 | Not Applicable | On/Off | No, it does not comply with jurisdictions having 10ng/J NOx Regulations | [6 empty] | 134 | 23 | 21 | 59.375 | 139 | 447 | 20 | 56.625 | 23.5 | 60.125 |  |  | 43 |  |  | 8 |  |  |  | 13 | 49.75 | [8 empty] | 1 | 108 | 104 | ANSI Z21.10.1-2019/CSA 4.1-2019 | Yes | Yes | Yes | No | Not Applicable | [5 empty] | 10131 | RES GAS ATM | 200094336
RG240T10N-394-264-500 | RG240T | Bradford White | 671632890880 | Active | The ""-264"" indicates that this SKU comes with an Aluminum Anode Rod. | The ""-394"" indicates that this SKU comes with a Top T&P Location. | The ""-500"" indicates that this SKU comes with White Rodgers Mechanical Control. | [7 empty] | No | Not Applicable | Not Applicable | Residential Water Heating | Water Heating.Gas | 10 | 6 |  |  |  | 238-51012-00 |  |  |  | 238-39699-00 | [6 empty] | Gas | Natural Gas |  |  |  | Indoor |  | Floor Mounted |  | No | Not Applicable | 150 | Category I | 3 |  | 0.5 | 0.75 | No | [7 empty] | 40000 BTU/Hr |  | 75 | 0.64 | 40 | 38 | Not Applicable | On/Off | No, it does not comply with jurisdictions having 10ng/J NOx Regulations | [6 empty] | 134 | 23 | 21 | 59.375 | 139 | 447 | 20 | 56.625 | 23.5 | 60.125 |  |  | 43 |  |  | 8 |  |  |  | 13 | 49.75 | [8 empty] | 1 | 108 | 104 | ANSI Z21.10.1-2019/CSA 4.1-2019 | Yes | Yes | Yes | No | Not Applicable | [5 empty] | 10131 | RES GAS ATM | 200094336
RG240T10N-394-264-600 | RG240T | Bradford White | 671632569946 | Active | The ""-264"" indicates that this SKU comes with an Aluminum Anode Rod. | The ""-394"" indicates that this SKU comes with a Top T&P Location. | The ""-600"" indicates that this SKU comes with an SIT ICON System® gas control. | [7 empty] | No | Not Applicable | Not Applicable | Residential Water Heating | Water Heating.Gas | 10 | 6 |  |  |  | 238-51012-00 |  |  |  | 238-39699-00 | [6 empty] | Gas | Natural Gas |  |  |  | Indoor |  | Floor Mounted |  | No | Not Applicable | 150 | Category I | 3 |  | 0.5 | 0.75 | No | [7 empty] | 40000 BTU/Hr |  | 75 | 0.64 | 40 | 38 | Not Applicable | On/Off | No, it does not comply with jurisdictions having 10ng/J NOx Regulations | [6 empty] | 134 | 23 | 21 | 59.375 | 139 | 447 | 20 | 56.625 | 23.5 | 60.125 |  |  | 43 |  |  | 8 |  |  |  | 13 | 49.75 | [8 empty] | 1 | 108 | 104 | ANSI Z21.10.1-2019/CSA 4.1-2019 | Yes | Yes | Yes | No | Not Applicable | [5 empty] | 10131 | RES GAS ATM | 200094336
RG240T10N-457 | RG240T | Bradford White | 671632869459 | Active | The -457 indicates that this SKU was designed and certified for Installation in Canada. | [9 empty] | No | Not Applicable | Not Applicable | Residential Water Heating | Water Heating.Gas | 10 | 6 |  |  |  | 238-51012-00 |  |  |  | 238-39699-00 | [6 empty] | Gas | Natural Gas |  |  |  | Indoor |  | Floor Mounted |  | No | Not Applicable | 150 | Category I | 3 |  | 0.5 | 0.75 | No | [7 empty] | 40000 BTU/Hr |  |  |  | 40 |  | Not Applicable | On/Off | No, it does not comply with jurisdictions having 10ng/J NOx Regulations | [6 empty] | 134 | 23 | 21 | 59.375 | 139 | 464 | 20 | 56.625 | 23.5 | 60.125 |  |  | 43 |  |  | 8 |  |  |  | 13 | 49.75 | [8 empty] | 1 | 108 | 104 | ANSI Z21.10.1-2019/CSA 4.1-2019 | Yes | No | Yes | No | Not Applicable | 238-51030-00 |  |  |  | 238-45684-00 | 10131 | RES GAS ATM
RG240T10N-500-506 | RG240T | Bradford White | 671632571550 | Active | The ""-500"" indicates that this SKU comes with White Rodgers Mechanical Control. | The ""-506"" indicates that this SKU comes with an A420 Aluminum Anode Rod. | [8 empty] | No | Not Applicable | Not Applicable | Residential Water Heating | Water Heating.Gas | 10 | 6 |  |  |  | 238-51012-00 |  |  |  | 238-39699-00 | [6 empty] | Gas | Natural Gas |  |  |  | Indoor |  | Floor Mounted |  | No | Not Applicable | 150 | Category I | 3 |  | 0.5 | 0.75 | No | [7 empty] | 40000 BTU/Hr |  | 75 | 0.64 | 40 | 38 | Not Applicable | On/Off | No, it does not comply with jurisdictions having 10ng/J NOx Regulations | [6 empty] | 134 | 23 | 21 | 59.375 | 139 | 447 | 20 | 56.625 | 23.5 | 60.125 |  |  | 43 |  |  | 8 |  |  |  | 13 | 49.75 | [8 empty] | 1 | 108 | 104 | ANSI Z21.10.1-2019/CSA 4.1-2019 | Yes | Yes | Yes | No | Not Applicable | [5 empty] | 10131 | RES GAS ATM | 200094336
RG240T10X | RG240T | Bradford White | 671632856763 | Active | [10 empty] | No | Not Applicable | Not Applicable | Residential Water Heating | Water Heating.Gas | 10 | 6 |  |  |  | 238-51012-00 |  |  |  | 238-39699-00 | [6 empty] | Gas | Liquid Propane |  |  |  | Indoor |  | Floor Mounted |  | No | Not Applicable | 150 | Category I | 3 |  | 0.5 | 0.75 | No | [7 empty] | 36000 BTU/Hr |  | 75 | 0.64 | 40 | 38 | Not Applicable | On/Off | Not Applicable | [6 empty] | 134 | 23 | 21 | 59.375 | 139 | 447 | 20 | 56.625 | 23.5 | 60.125 |  |  | 43 |  |  | 8 |  |  |  | 13 | 49.75 | [8 empty] | 1 | 108 | 104 | ANSI Z21.10.1-2019/CSA 4.1-2019 | Yes | Yes | Yes | No | Not Applicable | [5 empty] | 10131 | RES GAS ATM | 200094338
RG240T10X-394 | RG240T | Bradford White | 671632860654 | Active | The ""-394"" indicates that this SKU comes with a Top T&P Location. | [9 empty] | No | Not Applicable | Not Applicable | Residential Water Heating | Water Heating.Gas | 10 | 6 |  |  |  | 238-51012-00 |  |  |  | 238-39699-00 | [6 empty] | Gas | Liquid Propane |  |  |  | Indoor |  | Floor Mounted |  | No | Not Applicable | 150 | Category I | 3 |  | 0.5 | 0.75 | No | [7 empty] | 36000 BTU/Hr |  | 75 | 0.64 | 40 | 38 | Not Applicable | On/Off | Not Applicable | [6 empty] | 134 | 23 | 21 | 59.375 | 139 | 447 | 20 | 56.625 | 23.5 | 60.125 |  |  | 43 |  |  | 8 |  |  |  | 13 | 49.75 | [8 empty] | 1 | 108 | 104 | ANSI Z21.10.1-2019/CSA 4.1-2019 | Yes | Yes | Yes | No | Not Applicable | [5 empty] | 10131 | RES GAS ATM | 200094338
RG240T6N | RG240T | Bradford White | 671632791682 | Active | [10 empty] | No | Not Applicable | Not Applicable | Residential Water Heating | Water Heating.Gas | 6 | 6 |  |  |  | 238-51012-00 |  |  |  | 238-39699-00 | [6 empty] | Gas | Natural Gas |  |  |  | Indoor |  | Floor Mounted |  | No | Not Applicable | 150 | Category I | 3 |  | 0.5 | 0.75 | No | [7 empty] | 40000 BTU/Hr |  | 75 | 0.64 | 40 | 38 | Not Applicable | On/Off | No, it does not comply with jurisdictions having 10ng/J NOx Regulations | [6 empty] | 134 | 23 | 21 | 59.375 | 139 | 447 | 20 | 56.625 | 23.5 | 60.125 |  |  | 43 |  |  | 8 |  |  |  | 13 | 49.75 | [8 empty] | 1 | 108 | 104 | ANSI Z21.10.1-2019/CSA 4.1-2019 | Yes | Yes | Yes | No | Not Applicable | [5 empty] | 10131 | RES GAS ATM | 200094336
RG240T6N-220 | RG240T | Bradford White | 671632858842 | Active | The ""-220"" indicates that this SKU was designed to operate in Altitudes ranging from 0 to 4,500 feet (0-1370 meters), and are certified for Installation in Canada. | [9 empty] | No | Not Applicable | Not Applicable | Residential Water Heating | Water Heating.Gas | 6 | 6 |  |  |  | 238-51012-00 |  |  |  | 238-39699-00 | [6 empty] | Gas | Natural Gas |  |  |  | Indoor |  | Floor Mounted |  | No | Not Applicable | 150 | Category I | 3 |  | 0.5 | 0.75 | No | [7 empty] | 36000 BTU/Hr |  |  |  | 40 |  | Not Applicable | On/Off | No, it does not comply with jurisdictions having 10ng/J NOx Regulations | [6 empty] | 134 | 23 | 21 | 59.375 | 139 | 464 | 20 | 56.625 | 23.5 | 60.125 |  |  | 43 |  |  | 8 |  |  |  | 13 | 49.75 | [8 empty] | 1 | 108 | 104 | ANSI Z21.10.1-2019/CSA 4.1-2019 | Yes | No | Yes | No | Not Applicable | 238-51030-00 |  |  |  | 238-45684-00 | 10131 | RES GAS ATM
RG240T6N-264 | RG240T | Bradford White | 671632799916 | Active | The ""-264"" indicates that this SKU comes with an Aluminum Anode Rod. | [9 empty] | No | Not Applicable | Not Applicable | Residential Water Heating | Water Heating.Gas | 6 | 6 |  |  |  | 238-51012-00 |  |  |  | 238-39699-00 | [6 empty] | Gas | Natural Gas |  |  |  | Indoor |  | Floor Mounted |  | No | Not Applicable | 150 | Category I | 3 |  | 0.5 | 0.75 | No | [7 empty] | 40000 BTU/Hr |  | 75 | 0.64 | 40 | 38 | Not Applicable | On/Off | No, it does not comply with jurisdictions having 10ng/J NOx Regulations | [6 empty] | 134 | 23 | 21 | 59.375 | 139 | 447 | 20 | 56.625 | 23.5 | 60.125 |  |  | 43 |  |  | 8 |  |  |  | 13 | 49.75 | [8 empty] | 1 | 108 | 104 | ANSI Z21.10.1-2019/CSA 4.1-2019 | Yes | Yes | Yes | No | Not Applicable | [5 empty] | 10131 | RES GAS ATM | 200094336
RG240T6N-264-500 | RG240T | Bradford White | 671632809202 | Active | The ""-264"" indicates that this SKU comes with an Aluminum Anode Rod. | The ""-500"" indicates that this SKU comes with White Rodgers Mechanical Control. | [8 empty] | No | Not Applicable | Not Applicable | Residential Water Heating | Water Heating.Gas | 6 | 6 |  |  |  | 238-51012-00 |  |  |  | 238-39699-00 | [6 empty] | Gas | Natural Gas |  |  |  | Indoor |  | Floor Mounted |  | No | Not Applicable | 150 | Category I | 3 |  | 0.5 | 0.75 | No | [7 empty] | 40000 BTU/Hr |  | 75 | 0.64 | 40 | 38 | Not Applicable | On/Off | No, it does not comply with jurisdictions having 10ng/J NOx Regulations | [6 empty] | 134 | 23 | 21 | 59.375 | 139 | 447 | 20 | 56.625 | 23.5 | 60.125 |  |  | 43 |  |  | 8 |  |  |  | 13 | 49.75 | [8 empty] | 1 | 108 | 104 | ANSI Z21.10.1-2019/CSA 4.1-2019 | Yes | Yes | Yes | No | Not Applicable | [5 empty] | 10131 | RES GAS ATM | 200094336
RG240T6N-264-600 | RG240T | Bradford White | 671632313761 | Active | The ""-264"" indicates that this SKU comes with an Aluminum Anode Rod. | The ""-600"" indicates that this SKU comes with an SIT ICON System® gas control. | [8 empty] | No | Not Applicable | Not Applicable | Residential Water Heating | Water Heating.Gas | 6 | 6 |  |  |  | 238-51012-00 |  |  |  | 238-39699-00 | [6 empty] | Gas | Natural Gas |  |  |  | Indoor |  | Floor Mounted |  | No | Not Applicable | 150 | Category I | 3 |  | 0.5 | 0.75 | No | [7 empty] | 40000 BTU/Hr |  | 75 | 0.64 | 40 | 38 | Not Applicable | On/Off | No, it does not comply with jurisdictions having 10ng/J NOx Regulations | [6 empty] | 134 | 23 | 21 | 59.375 | 139 | 447 | 20 | 56.625 | 23.5 | 60.125 |  |  | 43 |  |  | 8 |  |  |  | 13 | 49.75 | [8 empty] | 1 | 108 | 104 | ANSI Z21.10.1-2019/CSA 4.1-2019 | Yes | Yes | Yes | No | Not Applicable | [5 empty] | 10131 | RES GAS ATM | 200094336
RG240T6N-394 | RG240T | Bradford White | 671632803163 | Active | The ""-394"" indicates that this SKU comes with a Top T&P Location. | [9 empty] | No | Not Applicable | Not Applicable | Residential Water Heating | Water Heating.Gas | 6 | 6 |  |  |  | 238-51012-00 |  |  |  | 238-39699-00 | [6 empty] | Gas | Natural Gas |  |  |  | Indoor |  | Floor Mounted |  | No | Not Applicable | 150 | Category I | 3 |  | 0.5 | 0.75 | No | [7 empty] | 40000 BTU/Hr |  | 75 | 0.64 | 40 | 38 | Not Applicable | On/Off | No, it does not comply with jurisdictions having 10ng/J NOx Regulations | [6 empty] | 134 | 23 | 21 | 59.375 | 139 | 447 | 20 | 56.625 | 23.5 | 60.125 |  |  | 43 |  |  | 8 |  |  |  | 13 | 49.75 | [8 empty] | 1 | 108 | 104 | ANSI Z21.10.1-2019/CSA 4.1-2019 | Yes | Yes | Yes | No | Not Applicable | [5 empty] | 10131 | RES GAS ATM | 200094336
RG240T6N-394-264 | RG240T | Bradford White | 671632799923 | Active | The ""-264"" indicates that this SKU comes with an Aluminum Anode Rod. | The ""-394"" indicates that this SKU comes with a Top T&P Location. | [8 empty] | No | Not Applicable | Not Applicable | Residential Water Heating | Water Heating.Gas | 6 | 6 |  |  |  | 238-51012-00 |  |  |  | 238-39699-00 | [6 empty] | Gas | Natural Gas |  |  |  | Indoor |  | Floor Mounted |  | No | Not Applicable | 150 | Category I | 3 |  | 0.5 | 0.75 | No | [7 empty] | 40000 BTU/Hr |  | 75 | 0.64 | 40 | 38 | Not Applicable | On/Off | No, it does not comply with jurisdictions having 10ng/J NOx Regulations | [6 empty] | 134 | 23 | 21 | 59.375 | 139 | 447 | 20 | 56.625 | 23.5 | 60.125 |  |  | 43 |  |  | 8 |  |  |  | 13 | 49.75 | [8 empty] | 1 | 108 | 104 | ANSI Z21.10.1-2019/CSA 4.1-2019 | Yes | Yes | Yes | No | Not Applicable | [5 empty] | 10131 | RES GAS ATM | 200094336
RG240T6N-394-264-500 | RG240T | Bradford White | 671632800223 | Active | The ""-264"" indicates that this SKU comes with an Aluminum Anode Rod. | The ""-394"" indicates that this SKU comes with a Top T&P Location. | The ""-500"" indicates that this SKU comes with White Rodgers Mechanical Control. | [7 empty] | No | Not Applicable | Not Applicable | Residential Water Heating | Water Heating.Gas | 6 | 6 |  |  |  | 238-51012-00 |  |  |  | 238-39699-00 | [6 empty] | Gas | Natural Gas |  |  |  | Indoor |  | Floor Mounted |  | No | Not Applicable | 150 | Category I | 3 |  | 0.5 | 0.75 | No | [7 empty] | 40000 BTU/Hr |  | 75 | 0.64 | 40 | 38 | Not Applicable | On/Off | No, it does not comply with jurisdictions having 10ng/J NOx Regulations | [6 empty] | 134 | 23 | 21 | 59.375 | 139 | 447 | 20 | 56.625 | 23.5 | 60.125 |  |  | 43 |  |  | 8 |  |  |  | 13 | 49.75 | [8 empty] | 1 | 108 | 104 | ANSI Z21.10.1-2019/CSA 4.1-2019 | Yes | Yes | Yes | No | Not Applicable | [5 empty] | 10131 | RES GAS ATM | 200094336
RG240T6N-394-264-600 | RG240T | Bradford White | 671632569922 | Active | The ""-264"" indicates that this SKU comes with an Aluminum Anode Rod. | The ""-394"" indicates that this SKU comes with a Top T&P Location. | The ""-600"" indicates that this SKU comes with an SIT ICON System® gas control. | [7 empty] | No | Not Applicable | Not Applicable | Residential Water Heating | Water Heating.Gas | 6 | 6 |  |  |  | 238-51012-00 |  |  |  | 238-39699-00 | [6 empty] | Gas | Natural Gas |  |  |  | Indoor |  | Floor Mounted |  | No | Not Applicable | 150 | Category I | 3 |  | 0.5 | 0.75 | No | [7 empty] | 40000 BTU/Hr |  | 75 | 0.64 | 40 | 38 | Not Applicable | On/Off | No, it does not comply with jurisdictions having 10ng/J NOx Regulations | [6 empty] | 134 | 23 | 21 | 59.375 | 139 | 447 | 20 | 56.625 | 23.5 | 60.125 |  |  | 43 |  |  | 8 |  |  |  | 13 | 49.75 | [8 empty] | 1 | 108 | 104 | ANSI Z21.10.1-2019/CSA 4.1-2019 | Yes | Yes | Yes | No | Not Applicable | [5 empty] | 10131 | RES GAS ATM | 200094336
RG240T6N-394-475 | RG240T | Bradford White | 671632805808 | Active | The ""-394"" indicates that this SKU comes with a Top T&P Location. | The ""-475"" indicates that this SKU was designed to operate in Altitudes between 2,001 feet and 7,000 feet. | [8 empty] | No | Not Applicable | Not Applicable | Residential Water Heating | Water Heating.Gas | 6 | 6 |  |  |  | 238-51012-00 |  |  |  | 238-39699-00 | [6 empty] | Gas | Natural Gas |  |  |  | Indoor |  | Floor Mounted |  | No | Not Applicable | 150 | Category I | 3 |  | 0.5 | 0.75 | No | [7 empty] | 40000 BTU/Hr |  | 75 | 0.64 | 40 | 38 | Not Applicable | On/Off | No, it does not comply with jurisdictions having 10ng/J NOx Regulations | [6 empty] | 134 | 23 | 21 | 59.375 | 139 | 447 | 20 | 56.625 | 23.5 | 60.125 |  |  | 43 |  |  | 8 |  |  |  | 13 | 49.75 | [8 empty] | 1 | 108 | 104 | ANSI Z21.10.1-2019/CSA 4.1-2019 | Yes | Yes | Yes | No | Not Applicable | [5 empty] | 10131 | RES GAS ATM | 200094336
RG240T6N-394-475-264 | RG240T | Bradford White | 671632866007 | Active | The ""-264"" indicates that this SKU comes with an Aluminum Anode Rod. | The ""-394"" indicates that this SKU comes with a Top T&P Location. | The ""-475"" indicates that this SKU was designed to operate in Altitudes between 2,001 feet and 7,000 feet. | [7 empty] | No | Not Applicable | Not Applicable | Residential Water Heating | Water Heating.Gas | 6 | 6 |  |  |  | 238-51012-00 |  |  |  | 238-39699-00 | [6 empty] | Gas | Natural Gas |  |  |  | Indoor |  | Floor Mounted |  | No | Not Applicable | 150 | Category I | 3 |  | 0.5 | 0.75 | No | [7 empty] | 40000 BTU/Hr |  | 75 | 0.64 | 40 | 38 | Not Applicable | On/Off | No, it does not comply with jurisdictions having 10ng/J NOx Regulations | [6 empty] | 134 | 23 | 21 | 59.375 | 139 | 447 | 20 | 56.625 | 23.5 | 60.125 |  |  | 43 |  |  | 8 |  |  |  | 13 | 49.75 | [8 empty] | 1 | 108 | 104 | ANSI Z21.10.1-2019/CSA 4.1-2019 | Yes | Yes | Yes | No | Not Applicable | [5 empty] | 10131 | RES GAS ATM | 200094336
RG240T6N-394-475-500 | RG240T | Bradford White | 671632894253 | Active | The ""-394"" indicates that this SKU comes with a Top T&P Location. | The ""-475"" indicates that this SKU was designed to operate in Altitudes between 2,001 feet and 7,000 feet. | The ""-500"" indicates that this SKU comes with White Rodgers Mechanical Control. | [7 empty] | No | Not Applicable | Not Applicable | Residential Water Heating | Water Heating.Gas | 6 | 6 |  |  |  | 238-51012-00 |  |  |  | 238-39699-00 | [6 empty] | Gas | Natural Gas |  |  |  | Indoor |  | Floor Mounted |  | No | Not Applicable | 150 | Category I | 3 |  | 0.5 | 0.75 | No | [7 empty] | 40000 BTU/Hr |  | 75 | 0.64 | 40 | 38 | Not Applicable | On/Off | No, it does not comply with jurisdictions having 10ng/J NOx Regulations | [6 empty] | 134 | 23 | 21 | 59.375 | 139 | 447 | 20 | 56.625 | 23.5 | 60.125 |  |  | 43 |  |  | 8 |  |  |  | 13 | 49.75 | [8 empty] | 1 | 108 | 104 | ANSI Z21.10.1-2019/CSA 4.1-2019 | Yes | Yes | Yes | No | Not Applicable | [5 empty] | 10131 | RES GAS ATM | 200094336
RG240T6N-394-475-600 | RG240T | Bradford White | 671632570386 | Active | The ""-394"" indicates that this SKU comes with a Top T&P Location. | The ""-475"" indicates that this SKU was designed to operate in Altitudes between 2,001 feet and 7,000 feet. | The ""-600"" indicates that this SKU comes with an SIT ICON System® gas control. | [7 empty] | No | Not Applicable | Not Applicable | Residential Water Heating | Water Heating.Gas | 6 | 6 |  |  |  | 238-51012-00 |  |  |  | 238-39699-00 | [6 empty] | Gas | Natural Gas |  |  |  | Indoor |  | Floor Mounted |  | No | Not Applicable | 150 | Category I | 3 |  | 0.5 | 0.75 | No | [7 empty] | 40000 BTU/Hr |  | 75 | 0.64 | 40 | 38 | Not Applicable | On/Off | No, it does not comply with jurisdictions having 10ng/J NOx Regulations | [6 empty] | 134 | 23 | 21 | 59.375 | 139 | 447 | 20 | 56.625 | 23.5 | 60.125 |  |  | 43 |  |  | 8 |  |  |  | 13 | 49.75 | [8 empty] | 1 | 108 | 104 | ANSI Z21.10.1-2019/CSA 4.1-2019 | Yes | Yes | Yes | No | Not Applicable | [5 empty] | 10131 | RES GAS ATM | 200094336
RG240T6N-394-500 | RG240T | Bradford White | 671632808786 | Active | The ""-394"" indicates that this SKU comes with a Top T&P Location. | The ""-500"" indicates that this SKU comes with White Rodgers Mechanical Control. | [8 empty] | No | Not Applicable | Not Applicable | Residential Water Heating | Water Heating.Gas | 6 | 6 |  |  |  | 238-51012-00 |  |  |  | 238-39699-00 | [6 empty] | Gas | Natural Gas |  |  |  | Indoor |  | Floor Mounted |  | No | Not Applicable | 150 | Category I | 3 |  | 0.5 | 0.75 | No | [7 empty] | 40000 BTU/Hr |  | 75 | 0.64 | 40 | 38 | Not Applicable | On/Off | No, it does not comply with jurisdictions having 10ng/J NOx Regulations | [6 empty] | 134 | 23 | 21 | 59.375 | 139 | 447 | 20 | 56.625 | 23.5 | 60.125 |  |  | 43 |  |  | 8 |  |  |  | 13 | 49.75 | [8 empty] | 1 | 108 | 104 | ANSI Z21.10.1-2019/CSA 4.1-2019 | Yes | Yes | Yes | No | Not Applicable | [5 empty] | 10131 | RES GAS ATM | 200094336
RG240T6N-394-500-506 | RG240T | Bradford White | 671632810680 | Active | The ""-394"" indicates that this SKU comes with a Top T&P Location. | The ""-500"" indicates that this SKU comes with White Rodgers Mechanical Control. | The ""-506"" indicates that this SKU comes with an A420 Aluminum Anode Rod. | [7 empty] | No | Not Applicable | Not Applicable | Residential Water Heating | Water Heating.Gas | 6 | 6 |  |  |  | 238-51012-00 |  |  |  | 238-39699-00 | [6 empty] | Gas | Natural Gas |  |  |  | Indoor |  | Floor Mounted |  | No | Not Applicable | 150 | Category I | 3 |  | 0.5 | 0.75 | No | [7 empty] | 40000 BTU/Hr |  | 75 | 0.64 | 40 | 38 | Not Applicable | On/Off | No, it does not comply with jurisdictions having 10ng/J NOx Regulations | [6 empty] | 134 | 23 | 21 | 59.375 | 139 | 447 | 20 | 56.625 | 23.5 | 60.125 |  |  | 43 |  |  | 8 |  |  |  | 13 | 49.75 | [8 empty] | 1 | 108 | 104 | ANSI Z21.10.1-2019/CSA 4.1-2019 | Yes | Yes | Yes | No | Not Applicable | [5 empty] | 10131 | RES GAS ATM | 200094336
RG240T6N-394-506 | RG240T | Bradford White | 671632808915 | Active | The ""-394"" indicates that this SKU comes with a Top T&P Location. | The ""-506"" indicates that this SKU comes with an A420 Aluminum Anode Rod. | [8 empty] | No | Not Applicable | Not Applicable | Residential Water Heating | Water Heating.Gas | 6 | 6 |  |  |  | 238-51012-00 |  |  |  | 238-39699-00 | [6 empty] | Gas | Natural Gas |  |  |  | Indoor |  | Floor Mounted |  | No | Not Applicable | 150 | Category I | 3 |  | 0.5 | 0.75 | No | [7 empty] | 40000 BTU/Hr |  | 75 | 0.64 | 40 | 38 | Not Applicable | On/Off | No, it does not comply with jurisdictions having 10ng/J NOx Regulations | [6 empty] | 134 | 23 | 21 | 59.375 | 139 | 447 | 20 | 56.625 | 23.5 | 60.125 |  |  | 43 |  |  | 8 |  |  |  | 13 | 49.75 | [8 empty] | 1 | 108 | 104 | ANSI Z21.10.1-2019/CSA 4.1-2019 | Yes | Yes | Yes | No | Not Applicable | [5 empty] | 10131 | RES GAS ATM | 200094336
RG240T6N-394-600 | RG240T | Bradford White | 671632313785 | Active | The ""-394"" indicates that this SKU comes with a Top T&P Location. | The ""-600"" indicates that this SKU comes with an SIT ICON System® gas control. | [8 empty] | No | Not Applicable | Not Applicable | Residential Water Heating | Water Heating.Gas | 6 | 6 |  |  |  | 238-51012-00 |  |  |  | 238-39699-00 | [6 empty] | Gas | Natural Gas |  |  |  | Indoor |  | Floor Mounted |  | No | Not Applicable | 150 | Category I | 3 |  | 0.5 | 0.75 | No | [7 empty] | 40000 BTU/Hr |  | 75 | 0.64 | 40 | 38 | Not Applicable | On/Off | No, it does not comply with jurisdictions having 10ng/J NOx Regulations | [6 empty] | 134 | 23 | 21 | 59.375 | 139 | 447 | 20 | 56.625 | 23.5 | 60.125 |  |  | 43 |  |  | 8 |  |  |  | 13 | 49.75 | [8 empty] | 1 | 108 | 104 | ANSI Z21.10.1-2019/CSA 4.1-2019 | Yes | Yes | Yes | No | Not Applicable | [5 empty] | 10131 | RES GAS ATM | 200094336
RG240T6N-394-600-506 | RG240T | Bradford White | 671632313822 | Active | The ""-394"" indicates that this SKU comes with a Top T&P Location. | The ""-506"" indicates that this SKU comes with an A420 Aluminum Anode Rod. | The ""-600"" indicates that this SKU comes with an SIT ICON System® gas control. | [7 empty] | No | Not Applicable | Not Applicable | Residential Water Heating | Water Heating.Gas | 6 | 6 |  |  |  | 238-51012-00 |  |  |  | 238-39699-00 | [6 empty] | Gas | Natural Gas |  |  |  | Indoor |  | Floor Mounted |  | No | Not Applicable | 150 | Category I | 3 |  | 0.5 | 0.75 | No | [7 empty] | 40000 BTU/Hr |  | 75 | 0.64 | 40 | 38 | Not Applicable | On/Off | No, it does not comply with jurisdictions having 10ng/J NOx Regulations | [6 empty] | 134 | 23 | 21 | 59.375 | 139 | 447 | 20 | 56.625 | 23.5 | 60.125 |  |  | 43 |  |  | 8 |  |  |  | 13 | 49.75 | [8 empty] | 1 | 108 | 104 | ANSI Z21.10.1-2019/CSA 4.1-2019 | Yes | Yes | Yes | No | Not Applicable | [5 empty] | 10131 | RES GAS ATM | 200094336
RG240T6N-457 | RG240T | Bradford White | 671632858859 | Active | The -457 indicates that this SKU was designed and certified for Installation in Canada. | [9 empty] | No | Not Applicable | Not Applicable | Residential Water Heating | Water Heating.Gas | 6 | 6 |  |  |  | 238-51012-00 |  |  |  | 238-39699-00 | [6 empty] | Gas | Natural Gas |  |  |  | Indoor |  | Floor Mounted |  | No | Not Applicable | 150 | Category I | 3 |  | 0.5 | 0.75 | No | [7 empty] | 40000 BTU/Hr |  |  |  | 40 |  | Not Applicable | On/Off | No, it does not comply with jurisdictions having 10ng/J NOx Regulations | [6 empty] | 134 | 23 | 21 | 59.375 | 139 | 464 | 20 | 56.625 | 23.5 | 60.125 |  |  | 43 |  |  | 8 |  |  |  | 13 | 49.75 | [8 empty] | 1 | 108 | 104 | ANSI Z21.10.1-2019/CSA 4.1-2019 | Yes | No | Yes | No | Not Applicable | 238-51030-00 |  |  |  | 238-45684-00 | 10131 | RES GAS ATM
RG240T6N-475 | RG240T | Bradford White | 671632803170 | Active | The ""-475"" indicates that this SKU was designed to operate in Altitudes between 2,001 feet and 7,000 feet. | [9 empty] | No | Not Applicable | Not Applicable | Residential Water Heating | Water Heating.Gas | 6 | 6 |  |  |  | 238-51012-00 |  |  |  | 238-39699-00 | [6 empty] | Gas | Natural Gas |  |  |  | Indoor |  | Floor Mounted |  | No | Not Applicable | 150 | Category I | 3 |  | 0.5 | 0.75 | No | [7 empty] | 40000 BTU/Hr |  | 75 | 0.64 | 40 | 38 | Not Applicable | On/Off | No, it does not comply with jurisdictions having 10ng/J NOx Regulations | [6 empty] | 134 | 23 | 21 | 59.375 | 139 | 447 | 20 | 56.625 | 23.5 | 60.125 |  |  | 43 |  |  | 8 |  |  |  | 13 | 49.75 | [8 empty] | 1 | 108 | 104 | ANSI Z21.10.1-2019/CSA 4.1-2019 | Yes | Yes | Yes | No | Not Applicable | [5 empty] | 10131 | RES GAS ATM | 200094336
RG240T6N-475-264 | RG240T | Bradford White | 671632807444 | Active | The ""-264"" indicates that this SKU comes with an Aluminum Anode Rod. | The ""-475"" indicates that this SKU was designed to operate in Altitudes between 2,001 feet and 7,000 feet. | [8 empty] | No | Not Applicable | Not Applicable | Residential Water Heating | Water Heating.Gas | 6 | 6 |  |  |  | 238-51012-00 |  |  |  | 238-39699-00 | [6 empty] | Gas | Natural Gas |  |  |  | Indoor |  | Floor Mounted |  | No | Not Applicable | 150 | Category I | 3 |  | 0.5 | 0.75 | No | [7 empty] | 40000 BTU/Hr |  | 75 | 0.64 | 40 | 38 | Not Applicable | On/Off | No, it does not comply with jurisdictions having 10ng/J NOx Regulations | [6 empty] | 134 | 23 | 21 | 59.375 | 139 | 447 | 20 | 56.625 | 23.5 | 60.125 |  |  | 43 |  |  | 8 |  |  |  | 13 | 49.75 | [8 empty] | 1 | 108 | 104 | ANSI Z21.10.1-2019/CSA 4.1-2019 | Yes | Yes | Yes | No | Not Applicable | [5 empty] | 10131 | RES GAS ATM | 200094336
RG240T6N-475-500-506 | RG240T | Bradford White | 671632632817 | Active | The ""-475"" indicates that this SKU was designed to operate in Altitudes between 2,001 feet and 7,000 feet. | The ""-500"" indicates that this SKU comes with White Rodgers Mechanical Control. | The ""-506"" indicates that this SKU comes with an A420 Aluminum Anode Rod. | [7 empty] | No | Not Applicable | Not Applicable | Residential Water Heating | Water Heating.Gas | 6 | 6 |  |  |  | 238-51012-00 |  |  |  | 238-39699-00 | [6 empty] | Gas | Natural Gas |  |  |  | Indoor |  | Floor Mounted |  | No | Not Applicable | 150 | Category I | 3 |  | 0.5 | 0.75 | No | [7 empty] | 40000 BTU/Hr |  | 75 | 0.64 | 40 | 38 | Not Applicable | On/Off | No, it does not comply with jurisdictions having 10ng/J NOx Regulations | [6 empty] | 134 | 23 | 21 | 59.375 | 139 | 447 | 20 | 56.625 | 23.5 | 60.125 |  |  | 43 |  |  | 8 |  |  |  | 13 | 49.75 | [8 empty] | 1 | 108 | 104 | ANSI Z21.10.1-2019/CSA 4.1-2019 | Yes | Yes | Yes | No | Not Applicable | [5 empty] | 10131 | RES GAS ATM | 200094336
RG240T6N-475-506 | RG240T | Bradford White | 671632901821 | Active | The ""-475"" indicates that this SKU was designed to operate in Altitudes between 2,001 feet and 7,000 feet. | The ""-506"" indicates that this SKU comes with an A420 Aluminum Anode Rod. | [8 empty] | No | Not Applicable | Not Applicable | Residential Water Heating | Water Heating.Gas | 6 | 6 |  |  |  | 238-51012-00 |  |  |  | 238-39699-00 | [6 empty] | Gas | Natural Gas |  |  |  | Indoor |  | Floor Mounted |  | No | Not Applicable | 150 | Category I | 3 |  | 0.5 | 0.75 | No | [7 empty] | 40000 BTU/Hr |  | 75 | 0.64 | 40 | 38 | Not Applicable | On/Off | No, it does not comply with jurisdictions having 10ng/J NOx Regulations | [6 empty] | 134 | 23 | 21 | 59.375 | 139 | 447 | 20 | 56.625 | 23.5 | 60.125 |  |  | 43 |  |  | 8 |  |  |  | 13 | 49.75 | [8 empty] | 1 | 108 | 104 | ANSI Z21.10.1-2019/CSA 4.1-2019 | Yes | Yes | Yes | No | Not Applicable | [5 empty] | 10131 | RES GAS ATM | 200094336
RG240T6N-500 | RG240T | Bradford White | 671632803187 | Active | The ""-500"" indicates that this SKU comes with White Rodgers Mechanical Control. | [9 empty] | No | Not Applicable | Not Applicable | Residential Water Heating | Water Heating.Gas | 6 | 6 |  |  |  | 238-51012-00 |  |  |  | 238-39699-00 | [6 empty] | Gas | Natural Gas |  |  |  | Indoor |  | Floor Mounted |  | No | Not Applicable | 150 | Category I | 3 |  | 0.5 | 0.75 | No | [7 empty] | 40000 BTU/Hr |  | 75 | 0.64 | 40 | 38 | Not Applicable | On/Off | No, it does not comply with jurisdictions having 10ng/J NOx Regulations | [6 empty] | 134 | 23 | 21 | 59.375 | 139 | 447 | 20 | 56.625 | 23.5 | 60.125 |  |  | 43 |  |  | 8 |  |  |  | 13 | 49.75 | [8 empty] | 1 | 108 | 104 | ANSI Z21.10.1-2019/CSA 4.1-2019 | Yes | Yes | Yes | No | Not Applicable | [5 empty] | 10131 | RES GAS ATM | 200094336
RG240T6N-500-506 | RG240T | Bradford White | 671632887859 | Active | The ""-500"" indicates that this SKU comes with White Rodgers Mechanical Control. | The ""-506"" indicates that this SKU comes with an A420 Aluminum Anode Rod. | [8 empty] | No | Not Applicable | Not Applicable | Residential Water Heating | Water Heating.Gas | 6 | 6 |  |  |  | 238-51012-00 |  |  |  | 238-39699-00 | [6 empty] | Gas | Natural Gas |  |  |  | Indoor |  | Floor Mounted |  | No | Not Applicable | 150 | Category I | 3 |  | 0.5 | 0.75 | No | [7 empty] | 40000 BTU/Hr |  | 75 | 0.64 | 40 | 38 | Not Applicable | On/Off | No, it does not comply with jurisdictions having 10ng/J NOx Regulations | [6 empty] | 134 | 23 | 21 | 59.375 | 139 | 447 | 20 | 56.625 | 23.5 | 60.125 |  |  | 43 |  |  | 8 |  |  |  | 13 | 49.75 | [8 empty] | 1 | 108 | 104 | ANSI Z21.10.1-2019/CSA 4.1-2019 | Yes | Yes | Yes | No | Not Applicable | [5 empty] | 10131 | RES GAS ATM | 200094336
RG240T6N-506 | RG240T | Bradford White | 671632807758 | Active | The ""-506"" indicates that this SKU comes with an A420 Aluminum Anode Rod. | [9 empty] | No | Not Applicable | Not Applicable | Residential Water Heating | Water Heating.Gas | 6 | 6 |  |  |  | 238-51012-00 |  |  |  | 238-39699-00 | [6 empty] | Gas | Natural Gas |  |  |  | Indoor |  | Floor Mounted |  | No | Not Applicable | 150 | Category I | 3 |  | 0.5 | 0.75 | No | [7 empty] | 40000 BTU/Hr |  | 75 | 0.64 | 40 | 38 | Not Applicable | On/Off | No, it does not comply with jurisdictions having 10ng/J NOx Regulations | [6 empty] | 134 | 23 | 21 | 59.375 | 139 | 447 | 20 | 56.625 | 23.5 | 60.125 |  |  | 43 |  |  | 8 |  |  |  | 13 | 49.75 | [8 empty] | 1 | 108 | 104 | ANSI Z21.10.1-2019/CSA 4.1-2019 | Yes | Yes | Yes | No | Not Applicable | [5 empty] | 10131 | RES GAS ATM | 200094336
RG240T6N-600 | RG240T | Bradford White | 671632313839 | Active | The ""-600"" indicates that this SKU comes with an SIT ICON System® gas control. | [9 empty] | No | Not Applicable | Not Applicable | Residential Water Heating | Water Heating.Gas | 6 | 6 |  |  |  | 238-51012-00 |  |  |  | 238-39699-00 | [6 empty] | Gas | Natural Gas |  |  |  | Indoor |  | Floor Mounted |  | No | Not Applicable | 150 | Category I | 3 |  | 0.5 | 0.75 | No | [7 empty] | 40000 BTU/Hr |  | 75 | 0.64 | 40 | 38 | Not Applicable | On/Off | No, it does not comply with jurisdictions having 10ng/J NOx Regulations | [6 empty] | 134 | 23 | 21 | 59.375 | 139 | 447 | 20 | 56.625 | 23.5 | 60.125 |  |  | 43 |  |  | 8 |  |  |  | 13 | 49.75 | [8 empty] | 1 | 108 | 104 | ANSI Z21.10.1-2019/CSA 4.1-2019 | Yes | Yes | Yes | No | Not Applicable | [5 empty] | 10131 | RES GAS ATM | 200094336
RG240T6N-600-506 | RG240T | Bradford White | 671632313815 | Active | The ""-506"" indicates that this SKU comes with an A420 Aluminum Anode Rod. | The ""-600"" indicates that this SKU comes with an SIT ICON System® gas control. | [8 empty] | No | Not Applicable | Not Applicable | Residential Water Heating | Water Heating.Gas | 6 | 6 |  |  |  | 238-51012-00 |  |  |  | 238-39699-00 | [6 empty] | Gas | Natural Gas |  |  |  | Indoor |  | Floor Mounted |  | No | Not Applicable | 150 | Category I | 3 |  | 0.5 | 0.75 | No | [7 empty] | 40000 BTU/Hr |  | 75 | 0.64 | 40 | 38 | Not Applicable | On/Off | No, it does not comply with jurisdictions having 10ng/J NOx Regulations | [6 empty] | 134 | 23 | 21 | 59.375 | 139 | 447 | 20 | 56.625 | 23.5 | 60.125 |  |  | 43 |  |  | 8 |  |  |  | 13 | 49.75 | [8 empty] | 1 | 108 | 104 | ANSI Z21.10.1-2019/CSA 4.1-2019 | Yes | Yes | Yes | No | Not Applicable | [5 empty] | 10131 | RES GAS ATM | 200094336
RG240T6X | RG240T | Bradford White | 671632794638 | Active | [10 empty] | No | Not Applicable | Not Applicable | Residential Water Heating | Water Heating.Gas | 6 | 6 |  |  |  | 238-51012-00 |  |  |  | 238-39699-00 | [6 empty] | Gas | Liquid Propane |  |  |  | Indoor |  | Floor Mounted |  | No | Not Applicable | 150 | Category I | 3 |  | 0.5 | 0.75 | No | [7 empty] | 36000 BTU/Hr |  | 75 | 0.64 | 40 | 38 | Not Applicable | On/Off | Not Applicable | [6 empty] | 134 | 23 | 21 | 59.375 | 139 | 447 | 20 | 56.625 | 23.5 | 60.125 |  |  | 43 |  |  | 8 |  |  |  | 13 | 49.75 | [8 empty] | 1 | 108 | 104 | ANSI Z21.10.1-2019/CSA 4.1-2019 | Yes | Yes | Yes | No | Not Applicable | [5 empty] | 10131 | RES GAS ATM | 200094338
RG240T6X-220 | RG240T | Bradford White | 671632858866 | Active | The ""-220"" indicates that this SKU was designed to operate in Altitudes ranging from 0 to 4,500 feet (0-1370 meters), and are certified for Installation in Canada. | [9 empty] | No | Not Applicable | Not Applicable | Residential Water Heating | Water Heating.Gas | 6 | 6 |  |  |  | 238-51012-00 |  |  |  | 238-39699-00 | [6 empty] | Gas | Liquid Propane |  |  |  | Indoor |  | Floor Mounted |  | No | Not Applicable | 150 | Category I | 3 |  | 0.5 | 0.75 | No | [7 empty] | 32400 BTU/Hr |  |  |  | 40 |  | Not Applicable | On/Off | Not Applicable | [6 empty] | 134 | 23 | 21 | 59.375 | 139 | 464 | 20 | 56.625 | 23.5 | 60.125 |  |  | 43 |  |  | 8 |  |  |  | 13 | 49.75 | [8 empty] | 1 | 108 | 104 | ANSI Z21.10.1-2019/CSA 4.1-2019 | Yes | No | Yes | No | Not Applicable | 238-51030-00 |  |  |  | 238-45684-00 | 10131 | RES GAS ATM
RG240T6X-264 | RG240T | Bradford White | 671632806034 | Active | The ""-264"" indicates that this SKU comes with an Aluminum Anode Rod. | [9 empty] | No | Not Applicable | Not Applicable | Residential Water Heating | Water Heating.Gas | 6 | 6 |  |  |  | 238-51012-00 |  |  |  | 238-39699-00 | [6 empty] | Gas | Liquid Propane |  |  |  | Indoor |  | Floor Mounted |  | No | Not Applicable | 150 | Category I | 3 |  | 0.5 | 0.75 | No | [7 empty] | 36000 BTU/Hr |  | 75 | 0.64 | 40 | 38 | Not Applicable | On/Off | Not Applicable | [6 empty] | 134 | 23 | 21 | 59.375 | 139 | 447 | 20 | 56.625 | 23.5 | 60.125 |  |  | 43 |  |  | 8 |  |  |  | 13 | 49.75 | [8 empty] | 1 | 108 | 104 | ANSI Z21.10.1-2019/CSA 4.1-2019 | Yes | Yes | Yes | No | Not Applicable | [5 empty] | 10131 | RES GAS ATM | 200094338
RG240T6X-264-500 | RG240T | Bradford White | 671632809233 | Active | The ""-264"" indicates that this SKU comes with an Aluminum Anode Rod. | The ""-500"" indicates that this SKU comes with White Rodgers Mechanical Control. | [8 empty] | No | Not Applicable | Not Applicable | Residential Water Heating | Water Heating.Gas | 6 | 6 |  |  |  | 238-51012-00 |  |  |  | 238-39699-00 | [6 empty] | Gas | Liquid Propane |  |  |  | Indoor |  | Floor Mounted |  | No | Not Applicable | 150 | Category I | 3 |  | 0.5 | 0.75 | No | [7 empty] | 36000 BTU/Hr |  | 75 | 0.64 | 40 | 38 | Not Applicable | On/Off | Not Applicable | [6 empty] | 134 | 23 | 21 | 59.375 | 139 | 447 | 20 | 56.625 | 23.5 | 60.125 |  |  | 43 |  |  | 8 |  |  |  | 13 | 49.75 | [8 empty] | 1 | 108 | 104 | ANSI Z21.10.1-2019/CSA 4.1-2019 | Yes | Yes | Yes | No | Not Applicable | [5 empty] | 10131 | RES GAS ATM | 200094338
RG240T6X-264-600 | RG240T | Bradford White | 671632570393 | Active | The ""-264"" indicates that this SKU comes with an Aluminum Anode Rod. | The ""-600"" indicates that this SKU comes with an SIT ICON System® gas control. | [8 empty] | No | Not Applicable | Not Applicable | Residential Water Heating | Water Heating.Gas | 6 | 6 |  |  |  | 238-51012-00 |  |  |  | 238-39699-00 | [6 empty] | Gas | Liquid Propane |  |  |  | Indoor |  | Floor Mounted |  | No | Not Applicable | 150 | Category I | 3 |  | 0.5 | 0.75 | No | [7 empty] | 36000 BTU/Hr |  | 75 | 0.64 | 40 | 38 | Not Applicable | On/Off | Not Applicable | [6 empty] | 134 | 23 | 21 | 59.375 | 139 | 447 | 20 | 56.625 | 23.5 | 60.125 |  |  | 43 |  |  | 8 |  |  |  | 13 | 49.75 | [8 empty] | 1 | 108 | 104 | ANSI Z21.10.1-2019/CSA 4.1-2019 | Yes | Yes | Yes | No | Not Applicable | [5 empty] | 10131 | RES GAS ATM | 200094338
RG240T6X-394 | RG240T | Bradford White | 671632803194 | Active | The ""-394"" indicates that this SKU comes with a Top T&P Location. | [9 empty] | No | Not Applicable | Not Applicable | Residential Water Heating | Water Heating.Gas | 6 | 6 |  |  |  | 238-51012-00 |  |  |  | 238-39699-00 | [6 empty] | Gas | Liquid Propane |  |  |  | Indoor |  | Floor Mounted |  | No | Not Applicable | 150 | Category I | 3 |  | 0.5 | 0.75 | No | [7 empty] | 36000 BTU/Hr |  | 75 | 0.64 | 40 | 38 | Not Applicable | On/Off | Not Applicable | [6 empty] | 134 | 23 | 21 | 59.375 | 139 | 447 | 20 | 56.625 | 23.5 | 60.125 |  |  | 43 |  |  | 8 |  |  |  | 13 | 49.75 | [8 empty] | 1 | 108 | 104 | ANSI Z21.10.1-2019/CSA 4.1-2019 | Yes | Yes | Yes | No | Not Applicable | [5 empty] | 10131 | RES GAS ATM | 200094338
RG240T6X-394-264 | RG240T | Bradford White | 671632806195 | Active | The ""-264"" indicates that this SKU comes with an Aluminum Anode Rod. | The ""-394"" indicates that this SKU comes with a Top T&P Location. | [8 empty] | No | Not Applicable | Not Applicable | Residential Water Heating | Water Heating.Gas | 6 | 6 |  |  |  | 238-51012-00 |  |  |  | 238-39699-00 | [6 empty] | Gas | Liquid Propane |  |  |  | Indoor |  | Floor Mounted |  | No | Not Applicable | 150 | Category I | 3 |  | 0.5 | 0.75 | No | [7 empty] | 36000 BTU/Hr |  | 75 | 0.64 | 40 | 38 | Not Applicable | On/Off | Not Applicable | [6 empty] | 134 | 23 | 21 | 59.375 | 139 | 447 | 20 | 56.625 | 23.5 | 60.125 |  |  | 43 |  |  | 8 |  |  |  | 13 | 49.75 | [8 empty] | 1 | 108 | 104 | ANSI Z21.10.1-2019/CSA 4.1-2019 | Yes | Yes | Yes | No | Not Applicable | [5 empty] | 10131 | RES GAS ATM | 200094338
RG240T6X-394-264-500 | RG240T | Bradford White | 671632839643 | Active | The ""-264"" indicates that this SKU comes with an Aluminum Anode Rod. | The ""-394"" indicates that this SKU comes with a Top T&P Location. | The ""-500"" indicates that this SKU comes with White Rodgers Mechanical Control. | [7 empty] | No | Not Applicable | Not Applicable | Residential Water Heating | Water Heating.Gas | 6 | 6 |  |  |  | 238-51012-00 |  |  |  | 238-39699-00 | [6 empty] | Gas | Liquid Propane |  |  |  | Indoor |  | Floor Mounted |  | No | Not Applicable | 150 | Category I | 3 |  | 0.5 | 0.75 | No | [7 empty] | 36000 BTU/Hr |  | 75 | 0.64 | 40 | 38 | Not Applicable | On/Off | Not Applicable | [6 empty] | 134 | 23 | 21 | 59.375 | 139 | 447 | 20 | 56.625 | 23.5 | 60.125 |  |  | 43 |  |  | 8 |  |  |  | 13 | 49.75 | [8 empty] | 1 | 108 | 104 | ANSI Z21.10.1-2019/CSA 4.1-2019 | Yes | Yes | Yes | No | Not Applicable | [5 empty] | 10131 | RES GAS ATM | 200094338
RG240T6X-394-264-600 | RG240T | Bradford White | 671632570416 | Active | The ""-264"" indicates that this SKU comes with an Aluminum Anode Rod. | The ""-394"" indicates that this SKU comes with a Top T&P Location. | The ""-600"" indicates that this SKU comes with an SIT ICON System® gas control. | [7 empty] | No | Not Applicable | Not Applicable | Residential Water Heating | Water Heating.Gas | 6 | 6 |  |  |  | 238-51012-00 |  |  |  | 238-39699-00 | [6 empty] | Gas | Liquid Propane |  |  |  | Indoor |  | Floor Mounted |  | No | Not Applicable | 150 | Category I | 3 |  | 0.5 | 0.75 | No | [7 empty] | 36000 BTU/Hr |  | 75 | 0.64 | 40 | 38 | Not Applicable | On/Off | Not Applicable | [6 empty] | 134 | 23 | 21 | 59.375 | 139 | 447 | 20 | 56.625 | 23.5 | 60.125 |  |  | 43 |  |  | 8 |  |  |  | 13 | 49.75 | [8 empty] | 1 | 108 | 104 | ANSI Z21.10.1-2019/CSA 4.1-2019 | Yes | Yes | Yes | No | Not Applicable | [5 empty] | 10131 | RES GAS ATM | 200094338
RG240T6X-394-475 | RG240T | Bradford White | 671632805815 | Active | The ""-394"" indicates that this SKU comes with a Top T&P Location. | The ""-475"" indicates that this SKU was designed to operate in Altitudes between 2,001 feet and 7,000 feet. | [8 empty] | No | Not Applicable | Not Applicable | Residential Water Heating | Water Heating.Gas | 6 | 6 |  |  |  | 238-51012-00 |  |  |  | 238-39699-00 | [6 empty] | Gas | Liquid Propane |  |  |  | Indoor |  | Floor Mounted |  | No | Not Applicable | 150 | Category I | 3 |  | 0.5 | 0.75 | No | [7 empty] | 36000 BTU/Hr |  | 75 | 0.64 | 40 | 38 | Not Applicable | On/Off | Not Applicable | [6 empty] | 134 | 23 | 21 | 59.375 | 139 | 447 | 20 | 56.625 | 23.5 | 60.125 |  |  | 43 |  |  | 8 |  |  |  | 13 | 49.75 | [8 empty] | 1 | 108 | 104 | ANSI Z21.10.1-2019/CSA 4.1-2019 | Yes | Yes | Yes | No | Not Applicable | [5 empty] | 10131 | RES GAS ATM | 200094338
RG240T6X-394-475-264 | RG240T | Bradford White | 671632913657 | Active | The ""-264"" indicates that this SKU comes with an Aluminum Anode Rod. | The ""-394"" indicates that this SKU comes with a Top T&P Location. | The ""-475"" indicates that this SKU was designed to operate in Altitudes between 2,001 feet and 7,000 feet. | [7 empty] | No | Not Applicable | Not Applicable | Residential Water Heating | Water Heating.Gas | 6 | 6 |  |  |  | 238-51012-00 |  |  |  | 238-39699-00 | [6 empty] | Gas | Liquid Propane |  |  |  | Indoor |  | Floor Mounted |  | No | Not Applicable | 150 | Category I | 3 |  | 0.5 | 0.75 | No | [7 empty] | 36000 BTU/Hr |  | 75 | 0.64 | 40 | 38 | Not Applicable | On/Off | Not Applicable | [6 empty] | 134 | 23 | 21 | 59.375 | 139 | 447 | 20 | 56.625 | 23.5 | 60.125 |  |  | 43 |  |  | 8 |  |  |  | 13 | 49.75 | [8 empty] | 1 | 108 | 104 | ANSI Z21.10.1-2019/CSA 4.1-2019 | Yes | Yes | Yes | No | Not Applicable | [5 empty] | 10131 | RES GAS ATM | 200094338
RG240T6X-394-475-500 | RG240T | Bradford White | 671632888993 | Active | The ""-394"" indicates that this SKU comes with a Top T&P Location. | The ""-475"" indicates that this SKU was designed to operate in Altitudes between 2,001 feet and 7,000 feet. | The ""-500"" indicates that this SKU comes with White Rodgers Mechanical Control. | [7 empty] | No | Not Applicable | Not Applicable | Residential Water Heating | Water Heating.Gas | 6 | 6 |  |  |  | 238-51012-00 |  |  |  | 238-39699-00 | [6 empty] | Gas | Liquid Propane |  |  |  | Indoor |  | Floor Mounted |  | No | Not Applicable | 150 | Category I | 3 |  | 0.5 | 0.75 | No | [7 empty] | 36000 BTU/Hr |  | 75 | 0.64 | 40 | 38 | Not Applicable | On/Off | Not Applicable | [6 empty] | 134 | 23 | 21 | 59.375 | 139 | 447 | 20 | 56.625 | 23.5 | 60.125 |  |  | 43 |  |  | 8 |  |  |  | 13 | 49.75 | [8 empty] | 1 | 108 | 104 | ANSI Z21.10.1-2019/CSA 4.1-2019 | Yes | Yes | Yes | No | Not Applicable | [5 empty] | 10131 | RES GAS ATM | 200094338
RG240T6X-394-475-600 | RG240T | Bradford White | 671632570409 | Active | The ""-394"" indicates that this SKU comes with a Top T&P Location. | The ""-475"" indicates that this SKU was designed to operate in Altitudes between 2,001 feet and 7,000 feet. | The ""-600"" indicates that this SKU comes with an SIT ICON System® gas control. | [7 empty] | No | Not Applicable | Not Applicable | Residential Water Heating | Water Heating.Gas | 6 | 6 |  |  |  | 238-51012-00 |  |  |  | 238-39699-00 | [6 empty] | Gas | Liquid Propane |  |  |  | Indoor |  | Floor Mounted |  | No | Not Applicable | 150 | Category I | 3 |  | 0.5 | 0.75 | No | [7 empty] | 36000 BTU/Hr |  | 75 | 0.64 | 40 | 38 | Not Applicable | On/Off | Not Applicable | [6 empty] | 134 | 23 | 21 | 59.375 | 139 | 447 | 20 | 56.625 | 23.5 | 60.125 |  |  | 43 |  |  | 8 |  |  |  | 13 | 49.75 | [8 empty] | 1 | 108 | 104 | ANSI Z21.10.1-2019/CSA 4.1-2019 | Yes | Yes | Yes | No | Not Applicable | [5 empty] | 10131 | RES GAS ATM | 200094338
RG240T6X-394-500 | RG240T | Bradford White | 671632808793 | Active | The ""-394"" indicates that this SKU comes with a Top T&P Location. | The ""-500"" indicates that this SKU comes with White Rodgers Mechanical Control. | [8 empty] | No | Not Applicable | Not Applicable | Residential Water Heating | Water Heating.Gas | 6 | 6 |  |  |  | 238-51012-00 |  |  |  | 238-39699-00 | [6 empty] | Gas | Liquid Propane |  |  |  | Indoor |  | Floor Mounted |  | No | Not Applicable | 150 | Category I | 3 |  | 0.5 | 0.75 | No | [7 empty] | 36000 BTU/Hr |  | 75 | 0.64 | 40 | 38 | Not Applicable | On/Off | Not Applicable | [6 empty] | 134 | 23 | 21 | 59.375 | 139 | 447 | 20 | 56.625 | 23.5 | 60.125 |  |  | 43 |  |  | 8 |  |  |  | 13 | 49.75 | [8 empty] | 1 | 108 | 104 | ANSI Z21.10.1-2019/CSA 4.1-2019 | Yes | Yes | Yes | No | Not Applicable | [5 empty] | 10131 | RES GAS ATM | 200094338
RG240T6X-394-500-506 | RG240T | Bradford White | 671632810673 | Active | The ""-394"" indicates that this SKU comes with a Top T&P Location. | The ""-500"" indicates that this SKU comes with White Rodgers Mechanical Control. | The ""-506"" indicates that this SKU comes with an A420 Aluminum Anode Rod. | [7 empty] | No | Not Applicable | Not Applicable | Residential Water Heating | Water Heating.Gas | 6 | 6 |  |  |  | 238-51012-00 |  |  |  | 238-39699-00 | [6 empty] | Gas | Liquid Propane |  |  |  | Indoor |  | Floor Mounted |  | No | Not Applicable | 150 | Category I | 3 |  | 0.5 | 0.75 | No | [7 empty] | 36000 BTU/Hr |  | 75 | 0.64 | 40 | 38 | Not Applicable | On/Off | Not Applicable | [6 empty] | 134 | 23 | 21 | 59.375 | 139 | 447 | 20 | 56.625 | 23.5 | 60.125 |  |  | 43 |  |  | 8 |  |  |  | 13 | 49.75 | [8 empty] | 1 | 108 | 104 | ANSI Z21.10.1-2019/CSA 4.1-2019 | Yes | Yes | Yes | No | Not Applicable | [5 empty] | 10131 | RES GAS ATM | 200094338
RG240T6X-394-506 | RG240T | Bradford White | 671632808922 | Active | The ""-394"" indicates that this SKU comes with a Top T&P Location. | The ""-506"" indicates that this SKU comes with an A420 Aluminum Anode Rod. | [8 empty] | No | Not Applicable | Not Applicable | Residential Water Heating | Water Heating.Gas | 6 | 6 |  |  |  | 238-51012-00 |  |  |  | 238-39699-00 | [6 empty] | Gas | Liquid Propane |  |  |  | Indoor |  | Floor Mounted |  | No | Not Applicable | 150 | Category I | 3 |  | 0.5 | 0.75 | No | [7 empty] | 36000 BTU/Hr |  | 75 | 0.64 | 40 | 38 | Not Applicable | On/Off | Not Applicable | [6 empty] | 134 | 23 | 21 | 59.375 | 139 | 447 | 20 | 56.625 | 23.5 | 60.125 |  |  | 43 |  |  | 8 |  |  |  | 13 | 49.75 | [8 empty] | 1 | 108 | 104 | ANSI Z21.10.1-2019/CSA 4.1-2019 | Yes | Yes | Yes | No | Not Applicable | [5 empty] | 10131 | RES GAS ATM | 200094338
RG240T6X-394-600 | RG240T | Bradford White | 671632570737 | Active | The ""-394"" indicates that this SKU comes with a Top T&P Location. | The ""-600"" indicates that this SKU comes with an SIT ICON System® gas control. | [8 empty] | No | Not Applicable | Not Applicable | Residential Water Heating | Water Heating.Gas | 6 | 6 |  |  |  | 238-51012-00 |  |  |  | 238-39699-00 | [6 empty] | Gas | Liquid Propane |  |  |  | Indoor |  | Floor Mounted |  | No | Not Applicable | 150 | Category I | 3 |  | 0.5 | 0.75 | No | [7 empty] | 36000 BTU/Hr |  | 75 | 0.64 | 40 | 38 | Not Applicable | On/Off | Not Applicable | [6 empty] | 134 | 23 | 21 | 59.375 | 139 | 447 | 20 | 56.625 | 23.5 | 60.125 |  |  | 43 |  |  | 8 |  |  |  | 13 | 49.75 | [8 empty] | 1 | 108 | 104 | ANSI Z21.10.1-2019/CSA 4.1-2019 | Yes | Yes | Yes | No | Not Applicable | [5 empty] | 10131 | RES GAS ATM | 200094338
RG240T6X-394-600-506 | RG240T | Bradford White | 671632561179 | Active | The ""-394"" indicates that this SKU comes with a Top T&P Location. | The ""-506"" indicates that this SKU comes with an A420 Aluminum Anode Rod. | The ""-600"" indicates that this SKU comes with an SIT ICON System® gas control. | [7 empty] | No | Not Applicable | Not Applicable | Residential Water Heating | Water Heating.Gas | 6 | 6 |  |  |  | 238-51012-00 |  |  |  | 238-39699-00 | [6 empty] | Gas | Liquid Propane |  |  |  | Indoor |  | Floor Mounted |  | No | Not Applicable | 150 | Category I | 3 |  | 0.5 | 0.75 | No | [7 empty] | 36000 BTU/Hr |  | 75 | 0.64 | 40 | 38 | Not Applicable | On/Off | Not Applicable | [6 empty] | 134 | 23 | 21 | 59.375 | 139 | 447 | 20 | 56.625 | 23.5 | 60.125 |  |  | 43 |  |  | 8 |  |  |  | 13 | 49.75 | [8 empty] | 1 | 108 | 104 | ANSI Z21.10.1-2019/CSA 4.1-2019 | Yes | Yes | Yes | No | Not Applicable | [5 empty] | 10131 | RES GAS ATM | 200094338
RG240T6X-457 | RG240T | Bradford White | 671632858873 | Active | The -457 indicates that this SKU was designed and certified for Installation in Canada. | [9 empty] | No | Not Applicable | Not Applicable | Residential Water Heating | Water Heating.Gas | 6 | 6 |  |  |  | 238-51012-00 |  |  |  | 238-39699-00 | [6 empty] | Gas | Liquid Propane |  |  |  | Indoor |  | Floor Mounted |  | No | Not Applicable | 150 | Category I | 3 |  | 0.5 | 0.75 | No | [7 empty] | 36000 BTU/Hr |  |  |  | 40 |  | Not Applicable | On/Off | Not Applicable | [6 empty] | 134 | 23 | 21 | 59.375 | 139 | 464 | 20 | 56.625 | 23.5 | 60.125 |  |  | 43 |  |  | 8 |  |  |  | 13 | 49.75 | [8 empty] | 1 | 108 | 104 | ANSI Z21.10.1-2019/CSA 4.1-2019 | Yes | No | Yes | No | Not Applicable | 238-51030-00 |  |  |  | 238-45684-00 | 10131 | RES GAS ATM
RG240T6X-475 | RG240T | Bradford White | 671632803200 | Active | The ""-475"" indicates that this SKU was designed to operate in Altitudes between 2,001 feet and 7,000 feet. | [9 empty] | No | Not Applicable | Not Applicable | Residential Water Heating | Water Heating.Gas | 6 | 6 |  |  |  | 238-51012-00 |  |  |  | 238-39699-00 | [6 empty] | Gas | Liquid Propane |  |  |  | Indoor |  | Floor Mounted |  | No | Not Applicable | 150 | Category I | 3 |  | 0.5 | 0.75 | No | [7 empty] | 36000 BTU/Hr |  | 75 | 0.64 | 40 | 38 | Not Applicable | On/Off | Not Applicable | [6 empty] | 134 | 23 | 21 | 59.375 | 139 | 447 | 20 | 56.625 | 23.5 | 60.125 |  |  | 43 |  |  | 8 |  |  |  | 13 | 49.75 | [8 empty] | 1 | 108 | 104 | ANSI Z21.10.1-2019/CSA 4.1-2019 | Yes | Yes | Yes | No | Not Applicable | [5 empty] | 10131 | RES GAS ATM | 200094338
RG240T6X-475-264 | RG240T | Bradford White | 671632807451 | Active | The ""-264"" indicates that this SKU comes with an Aluminum Anode Rod. | The ""-475"" indicates that this SKU was designed to operate in Altitudes between 2,001 feet and 7,000 feet. | [8 empty] | No | Not Applicable | Not Applicable | Residential Water Heating | Water Heating.Gas | 6 | 6 |  |  |  | 238-51012-00 |  |  |  | 238-39699-00 | [6 empty] | Gas | Liquid Propane |  |  |  | Indoor |  | Floor Mounted |  | No | Not Applicable | 150 | Category I | 3 |  | 0.5 | 0.75 | No | [7 empty] | 36000 BTU/Hr |  | 75 | 0.64 | 40 | 38 | Not Applicable | On/Off | Not Applicable | [6 empty] | 134 | 23 | 21 | 59.375 | 139 | 447 | 20 | 56.625 | 23.5 | 60.125 |  |  | 43 |  |  | 8 |  |  |  | 13 | 49.75 | [8 empty] | 1 | 108 | 104 | ANSI Z21.10.1-2019/CSA 4.1-2019 | Yes | Yes | Yes | No | Not Applicable | [5 empty] | 10131 | RES GAS ATM | 200094338
RG240T6X-475-500 | RG240T | Bradford White | 671632888740 | Active | The ""-475"" indicates that this SKU was designed to operate in Altitudes between 2,001 feet and 7,000 feet. | The ""-500"" indicates that this SKU comes with White Rodgers Mechanical Control. | [8 empty] | No | Not Applicable | Not Applicable | Residential Water Heating | Water Heating.Gas | 6 | 6 |  |  |  | 238-51012-00 |  |  |  | 238-39699-00 | [6 empty] | Gas | Liquid Propane |  |  |  | Indoor |  | Floor Mounted |  | No | Not Applicable | 150 | Category I | 3 |  | 0.5 | 0.75 | No | [7 empty] | 36000 BTU/Hr |  | 75 | 0.64 | 40 | 38 | Not Applicable | On/Off | Not Applicable | [6 empty] | 134 | 23 | 21 | 59.375 | 139 | 447 | 20 | 56.625 | 23.5 | 60.125 |  |  | 43 |  |  | 8 |  |  |  | 13 | 49.75 | [8 empty] | 1 | 108 | 104 | ANSI Z21.10.1-2019/CSA 4.1-2019 | Yes | Yes | Yes | No | Not Applicable | [5 empty] | 10131 | RES GAS ATM | 200094338
RG240T6X-475-500-506 | RG240T | Bradford White | 671632674602 | Active | The ""-475"" indicates that this SKU was designed to operate in Altitudes between 2,001 feet and 7,000 feet. | The ""-500"" indicates that this SKU comes with White Rodgers Mechanical Control. | The ""-506"" indicates that this SKU comes with an A420 Aluminum Anode Rod. | [7 empty] | No | Not Applicable | Not Applicable | Residential Water Heating | Water Heating.Gas | 6 | 6 |  |  |  | 238-51012-00 |  |  |  | 238-39699-00 | [6 empty] | Gas | Liquid Propane |  |  |  | Indoor |  | Floor Mounted |  | No | Not Applicable | 150 | Category I | 3 |  | 0.5 | 0.75 | No | [7 empty] | 36000 BTU/Hr |  | 75 | 0.64 | 40 | 38 | Not Applicable | On/Off | Not Applicable | [6 empty] | 134 | 23 | 21 | 59.375 | 139 | 447 | 20 | 56.625 | 23.5 | 60.125 |  |  | 43 |  |  | 8 |  |  |  | 13 | 49.75 | [8 empty] | 1 | 108 | 104 | ANSI Z21.10.1-2019/CSA 4.1-2019 | Yes | Yes | Yes | No | Not Applicable | [5 empty] | 10131 | RES GAS ATM | 200094338
RG240T6X-475-506 | RG240T | Bradford White | 671632901906 | Active | The ""-475"" indicates that this SKU was designed to operate in Altitudes between 2,001 feet and 7,000 feet. | The ""-506"" indicates that this SKU comes with an A420 Aluminum Anode Rod. | [8 empty] | No | Not Applicable | Not Applicable | Residential Water Heating | Water Heating.Gas | 6 | 6 |  |  |  | 238-51012-00 |  |  |  | 238-39699-00 | [6 empty] | Gas | Liquid Propane |  |  |  | Indoor |  | Floor Mounted |  | No | Not Applicable | 150 | Category I | 3 |  | 0.5 | 0.75 | No | [7 empty] | 36000 BTU/Hr |  | 75 | 0.64 | 40 | 38 | Not Applicable | On/Off | Not Applicable | [6 empty] | 134 | 23 | 21 | 59.375 | 139 | 447 | 20 | 56.625 | 23.5 | 60.125 |  |  | 43 |  |  | 8 |  |  |  | 13 | 49.75 | [8 empty] | 1 | 108 | 104 | ANSI Z21.10.1-2019/CSA 4.1-2019 | Yes | Yes | Yes | No | Not Applicable | [5 empty] | 10131 | RES GAS ATM | 200094338
RG240T6X-475-600 | RG240T | Bradford White | 671632570720 | Active | The ""-475"" indicates that this SKU was designed to operate in Altitudes between 2,001 feet and 7,000 feet. | The ""-600"" indicates that this SKU comes with an SIT ICON System® gas control. | [8 empty] | No | Not Applicable | Not Applicable | Residential Water Heating | Water Heating.Gas | 6 | 6 |  |  |  | 238-51012-00 |  |  |  | 238-39699-00 | [6 empty] | Gas | Liquid Propane |  |  |  | Indoor |  | Floor Mounted |  | No | Not Applicable | 150 | Category I | 3 |  | 0.5 | 0.75 | No | [7 empty] | 36000 BTU/Hr |  | 75 | 0.64 | 40 | 38 | Not Applicable | On/Off | Not Applicable | [6 empty] | 134 | 23 | 21 | 59.375 | 139 | 447 | 20 | 56.625 | 23.5 | 60.125 |  |  | 43 |  |  | 8 |  |  |  | 13 | 49.75 | [8 empty] | 1 | 108 | 104 | ANSI Z21.10.1-2019/CSA 4.1-2019 | Yes | Yes | Yes | No | Not Applicable | [5 empty] | 10131 | RES GAS ATM | 200094338
RG240T6X-500 | RG240T | Bradford White | 671632806799 | Active | The ""-500"" indicates that this SKU comes with White Rodgers Mechanical Control. | [9 empty] | No | Not Applicable | Not Applicable | Residential Water Heating | Water Heating.Gas | 6 | 6 |  |  |  | 238-51012-00 |  |  |  | 238-39699-00 | [6 empty] | Gas | Liquid Propane |  |  |  | Indoor |  | Floor Mounted |  | No | Not Applicable | 150 | Category I | 3 |  | 0.5 | 0.75 | No | [7 empty] | 36000 BTU/Hr |  | 75 | 0.64 | 40 | 38 | Not Applicable | On/Off | Not Applicable | [6 empty] | 134 | 23 | 21 | 59.375 | 139 | 447 | 20 | 56.625 | 23.5 | 60.125 |  |  | 43 |  |  | 8 |  |  |  | 13 | 49.75 | [8 empty] | 1 | 108 | 104 | ANSI Z21.10.1-2019/CSA 4.1-2019 | Yes | Yes | Yes | No | Not Applicable | [5 empty] | 10131 | RES GAS ATM | 200094338
RG240T6X-500-506 | RG240T | Bradford White | 671632869077 | Active | The ""-500"" indicates that this SKU comes with White Rodgers Mechanical Control. | The ""-506"" indicates that this SKU comes with an A420 Aluminum Anode Rod. | [8 empty] | No | Not Applicable | Not Applicable | Residential Water Heating | Water Heating.Gas | 6 | 6 |  |  |  | 238-51012-00 |  |  |  | 238-39699-00 | [6 empty] | Gas | Liquid Propane |  |  |  | Indoor |  | Floor Mounted |  | No | Not Applicable | 150 | Category I | 3 |  | 0.5 | 0.75 | No | [7 empty] | 36000 BTU/Hr |  | 75 | 0.64 | 40 | 38 | Not Applicable | On/Off | Not Applicable | [6 empty] | 134 | 23 | 21 | 59.375 | 139 | 447 | 20 | 56.625 | 23.5 | 60.125 |  |  | 43 |  |  | 8 |  |  |  | 13 | 49.75 | [8 empty] | 1 | 108 | 104 | ANSI Z21.10.1-2019/CSA 4.1-2019 | Yes | Yes | Yes | No | Not Applicable | [5 empty] | 10131 | RES GAS ATM | 200094338
RG240T6X-506 | RG240T | Bradford White | 671632807765 | Active | The ""-506"" indicates that this SKU comes with an A420 Aluminum Anode Rod. | [9 empty] | No | Not Applicable | Not Applicable | Residential Water Heating | Water Heating.Gas | 6 | 6 |  |  |  | 238-51012-00 |  |  |  | 238-39699-00 | [6 empty] | Gas | Liquid Propane |  |  |  | Indoor |  | Floor Mounted |  | No | Not Applicable | 150 | Category I | 3 |  | 0.5 | 0.75 | No | [7 empty] | 36000 BTU/Hr |  | 75 | 0.64 | 40 | 38 | Not Applicable | On/Off | Not Applicable | [6 empty] | 134 | 23 | 21 | 59.375 | 139 | 447 | 20 | 56.625 | 23.5 | 60.125 |  |  | 43 |  |  | 8 |  |  |  | 13 | 49.75 | [8 empty] | 1 | 108 | 104 | ANSI Z21.10.1-2019/CSA 4.1-2019 | Yes | Yes | Yes | No | Not Applicable | [5 empty] | 10131 | RES GAS ATM | 200094338
RG240T6X-600 | RG240T | Bradford White | 671632561100 | Active | The ""-600"" indicates that this SKU comes with an SIT ICON System® gas control. | [9 empty] | No | Not Applicable | Not Applicable | Residential Water Heating | Water Heating.Gas | 6 | 6 |  |  |  | 238-51012-00 |  |  |  | 238-39699-00 | [6 empty] | Gas | Liquid Propane |  |  |  | Indoor |  | Floor Mounted |  | No | Not Applicable | 150 | Category I | 3 |  | 0.5 | 0.75 | No | [7 empty] | 36000 BTU/Hr |  | 75 | 0.64 | 40 | 38 | Not Applicable | On/Off | Not Applicable | [6 empty] | 134 | 23 | 21 | 59.375 | 139 | 447 | 20 | 56.625 | 23.5 | 60.125 |  |  | 43 |  |  | 8 |  |  |  | 13 | 49.75 | [8 empty] | 1 | 108 | 104 | ANSI Z21.10.1-2019/CSA 4.1-2019 | Yes | Yes | Yes | No | Not Applicable | [5 empty] | 10131 | RES GAS ATM | 200094338
RG240T6X-600-506 | RG240T | Bradford White | 671632561117 | Active | The ""-506"" indicates that this SKU comes with an A420 Aluminum Anode Rod. | The ""-600"" indicates that this SKU comes with an SIT ICON System® gas control. | [8 empty] | No | Not Applicable | Not Applicable | Residential Water Heating | Water Heating.Gas | 6 | 6 |  |  |  | 238-51012-00 |  |  |  | 238-39699-00 | [6 empty] | Gas | Liquid Propane |  |  |  | Indoor |  | Floor Mounted |  | No | Not Applicable | 150 | Category I | 3 |  | 0.5 | 0.75 | No | [7 empty] | 36000 BTU/Hr |  | 75 | 0.64 | 40 | 38 | Not Applicable | On/Off | Not Applicable | [6 empty] | 134 | 23 | 21 | 59.375 | 139 | 447 | 20 | 56.625 | 23.5 | 60.125 |  |  | 43 |  |  | 8 |  |  |  | 13 | 49.75 | [8 empty] | 1 | 108 | 104 | ANSI Z21.10.1-2019/CSA 4.1-2019 | Yes | Yes | Yes | No | Not Applicable | [5 empty] | 10131 | RES GAS ATM | 200094338
RG240T8N-220 | RG240T | Bradford White | 671632822843 | Active | The ""-220"" indicates that this SKU was designed to operate in Altitudes ranging from 0 to 4,500 feet (0-1370 meters), and are certified for Installation in Canada. | [9 empty] | No | Not Applicable | Not Applicable | Residential Water Heating | Water Heating.Gas | 8 | 6 |  |  |  | 238-51012-00 |  |  |  | 238-39699-00 | [6 empty] | Gas | Natural Gas |  |  |  | Indoor |  | Floor Mounted |  | No | Not Applicable | 150 | Category I | 3 |  | 0.5 | 0.75 | No | [7 empty] | 36000 BTU/Hr |  |  |  | 40 |  | Not Applicable | On/Off | No, it does not comply with jurisdictions having 10ng/J NOx Regulations | [6 empty] | 134 | 23 | 21 | 59.375 | 139 | 464 | 20 | 56.625 | 23.5 | 60.125 |  |  | 43 |  |  | 8 |  |  |  | 13 | 49.75 | [8 empty] | 1 | 108 | 104 | ANSI Z21.10.1-2019/CSA 4.1-2019 | Yes | No | Yes | No | Not Applicable | 238-51030-00 |  |  |  | 238-45684-00 | 10131 | RES GAS ATM
RG240T8N-457 | RG240T | Bradford White | 671632804009 | Active | The -457 indicates that this SKU was designed and certified for Installation in Canada. | [9 empty] | No | Not Applicable | Not Applicable | Residential Water Heating | Water Heating.Gas | 8 | 6 |  |  |  | 238-51012-00 |  |  |  | 238-39699-00 | [6 empty] | Gas | Natural Gas |  |  |  | Indoor |  | Floor Mounted |  | No | Not Applicable | 150 | Category I | 3 |  | 0.5 | 0.75 | No | [7 empty] | 40000 BTU/Hr |  |  |  | 40 |  | Not Applicable | On/Off | No, it does not comply with jurisdictions having 10ng/J NOx Regulations | [6 empty] | 134 | 23 | 21 | 59.375 | 139 | 464 | 20 | 56.625 | 23.5 | 60.125 |  |  | 43 |  |  | 8 |  |  |  | 13 | 49.75 | [8 empty] | 1 | 108 | 104 | ANSI Z21.10.1-2019/CSA 4.1-2019 | Yes | No | Yes | No | Not Applicable | 238-51030-00 |  |  |  | 238-45684-00 | 10131 | RES GAS ATM
RG240T8X-220 | RG240T | Bradford White | 671632822850 | Active | The ""-220"" indicates that this SKU was designed to operate in Altitudes ranging from 0 to 4,500 feet (0-1370 meters), and are certified for Installation in Canada. | [9 empty] | No | Not Applicable | Not Applicable | Residential Water Heating | Water Heating.Gas | 8 | 6 |  |  |  | 238-51012-00 |  |  |  | 238-39699-00 | [6 empty] | Gas | Liquid Propane |  |  |  | Indoor |  | Floor Mounted |  | No | Not Applicable | 150 | Category I | 3 |  | 0.5 | 0.75 | No | [7 empty] | 32400 BTU/Hr |  |  |  | 40 |  | Not Applicable | On/Off | Not Applicable | [6 empty] | 134 | 23 | 21 | 59.375 | 139 | 464 | 20 | 56.625 | 23.5 | 60.125 |  |  | 43 |  |  | 8 |  |  |  | 13 | 49.75 | [8 empty] | 1 | 108 | 104 | ANSI Z21.10.1-2019/CSA 4.1-2019 | Yes | No | Yes | No | Not Applicable | 238-51030-00 |  |  |  | 238-45684-00 | 10131 | RES GAS ATM
RG240T8X-457 | RG240T | Bradford White | 671632804016 | Active | The -457 indicates that this SKU was designed and certified for Installation in Canada. | [9 empty] | No | Not Applicable | Not Applicable | Residential Water Heating | Water Heating.Gas | 8 | 6 |  |  |  | 238-51012-00 |  |  |  | 238-39699-00 | [6 empty] | Gas | Liquid Propane |  |  |  | Indoor |  | Floor Mounted |  | No | Not Applicable | 150 | Category I | 3 |  | 0.5 | 0.75 | No | [7 empty] | 36000 BTU/Hr |  |  |  | 40 |  | Not Applicable | On/Off | Not Applicable | [6 empty] | 134 | 23 | 21 | 59.375 | 139 | 464 | 20 | 56.625 | 23.5 | 60.125 |  |  | 43 |  |  | 8 |  |  |  | 13 | 49.75 | [8 empty] | 1 | 108 | 104 | ANSI Z21.10.1-2019/CSA 4.1-2019 | Yes | No | Yes | No | Not Applicable | 238-51030-00 |  |  |  | 238-45684-00 | 10131 | RES GAS ATM
RG250H10N | RG250H | Bradford White | 671632810154 | Active | [10 empty] | No | Not Applicable | Not Applicable | Residential Water Heating | Water Heating.Gas | 10 | 6 |  |  |  | 238-51012-00 |  |  |  | 238-39699-00 | [6 empty] | Gas | Natural Gas |  |  |  | Indoor |  | Floor Mounted |  | No | Not Applicable | 150 | Category I | 4 |  | 0.5 | 0.75 | No | [7 empty] | 65000 BTU/Hr |  | 106 | 0.63 | 48 | 46 | Not Applicable | On/Off | No, it does not comply with jurisdictions having 10ng/J NOx Regulations | [6 empty] | 189 | 24.5 | 23.1875 | 59.375 | 197 | 568 | 22 | 56.625 | 25.5 | 60.125 |  |  | 70 |  |  | 11 | 0.75 | 13.4375 | 19.9375 | 13 | 49.9375 | [8 empty] | 1 | 100 | 100 | ANSI Z21.10.1-2019/CSA 4.1-2019 | Yes | Yes | Yes | No | Not Applicable | [5 empty] | 10121 | RES GAS ATM HI INPUT | 200094376
RG250H10N-475 | RG250H | Bradford White | 671632894536 | Active | The ""-475"" indicates that this SKU was designed to operate in Altitudes between 2,001 feet and 7,000 feet. | [9 empty] | No | Not Applicable | Not Applicable | Residential Water Heating | Water Heating.Gas | 10 | 6 |  |  |  | 238-51012-00 |  |  |  | 238-39699-00 | [6 empty] | Gas | Natural Gas |  |  |  | Indoor |  | Floor Mounted |  | No | Not Applicable | 150 | Category I | 4 |  | 0.5 | 0.75 | No | [7 empty] | 65000 BTU/Hr |  | 106 | 0.63 | 48 | 46 | Not Applicable | On/Off | No, it does not comply with jurisdictions having 10ng/J NOx Regulations | [6 empty] | 189 | 24.5 | 23.1875 | 59.375 | 197 | 568 | 22 | 56.625 | 25.5 | 60.125 |  |  | 70 |  |  | 11 | 0.75 | 13.4375 | 19.9375 | 13 | 49.9375 | [8 empty] | 1 | 100 | 100 | ANSI Z21.10.1-2019/CSA 4.1-2019 | Yes | Yes | Yes | No | Not Applicable | [5 empty] | 10121 | RES GAS ATM HI INPUT | 200094376
RG250H10X | RG250H | Bradford White | 671632841110 | Active | [10 empty] | No | Not Applicable | Not Applicable | Residential Water Heating | Water Heating.Gas | 10 | 6 |  |  |  | 238-51012-00 |  |  |  | 238-39699-00 | [6 empty] | Gas | Liquid Propane |  |  |  | Indoor |  | Floor Mounted |  | No | Not Applicable | 150 | Category I | 4 |  | 0.5 | 0.75 | No | [7 empty] | 61000 BTU/Hr |  | 106 | 0.63 | 48 | 46 | Not Applicable | On/Off | Not Applicable | [6 empty] | 189 | 24.5 | 23.1875 | 59.375 | 197 | 568 | 22 | 56.625 | 25.5 | 60.125 |  |  | 70 |  |  | 11 | 0.75 | 13.4375 | 19.9375 | 13 | 49.9375 | [8 empty] | 1 | 100 | 100 | ANSI Z21.10.1-2019/CSA 4.1-2019 | Yes | Yes | Yes | No | Not Applicable | [5 empty] | 10121 | RES GAS ATM HI INPUT | 200094378
RG250H6N | RG250H | Bradford White | 671632790159 | Active | [10 empty] | No | Not Applicable | Not Applicable | Residential Water Heating | Water Heating.Gas | 6 | 6 |  |  |  | 238-51012-00 |  |  |  | 238-39699-00 | [6 empty] | Gas | Natural Gas |  |  |  | Indoor |  | Floor Mounted |  | No | Not Applicable | 150 | Category I | 4 |  | 0.5 | 0.75 | No | [7 empty] | 65000 BTU/Hr |  | 106 | 0.63 | 48 | 46 | Not Applicable | On/Off | No, it does not comply with jurisdictions having 10ng/J NOx Regulations | [6 empty] | 189 | 24.5 | 23.1875 | 59.375 | 197 | 568 | 22 | 56.625 | 25.5 | 60.125 |  |  | 70 |  |  | 11 | 0.75 | 13.4375 | 19.9375 | 13 | 49.9375 | [8 empty] | 1 | 100 | 100 | ANSI Z21.10.1-2019/CSA 4.1-2019 | Yes | Yes | Yes | No | Not Applicable | [5 empty] | 10121 | RES GAS ATM HI INPUT | 200094376
RG250H6N-220 | RG250H | Bradford White | 671632822867 | Active | The ""-220"" indicates that this SKU was designed to operate in Altitudes ranging from 0 to 4,500 feet (0-1370 meters), and are certified for Installation in Canada. | [9 empty] | No | Not Applicable | Not Applicable | Residential Water Heating | Water Heating.Gas | 6 | 6 |  |  |  | 238-51012-00 |  |  |  | 238-39699-00 | [6 empty] | Gas | Natural Gas |  |  |  | Indoor |  | Floor Mounted |  | No | Not Applicable | 150 | Category I | 4 |  | 0.5 | 0.75 | No | [7 empty] | 58500 BTU/Hr |  |  |  | 48 |  | Not Applicable | On/Off | No, it does not comply with jurisdictions having 10ng/J NOx Regulations | [6 empty] | 189 | 24.5 | 23.1875 | 59.375 | 197 | 585 | 22 | 56.625 | 25.5 | 60.125 |  |  | 70 |  |  | 11 | 0.75 | 13.4375 | 19.9375 | 13 | 49.9375 | [8 empty] | 1 | 100 | 100 | ANSI Z21.10.1-2019/CSA 4.1-2019 | Yes | No | Yes | No | Not Applicable | 238-51030-00 |  |  |  | 238-45684-00 | 10121 | RES GAS ATM HI INPUT
RG250H6N-264 | RG250H | Bradford White | 671632806041 | Active | The ""-264"" indicates that this SKU comes with an Aluminum Anode Rod. | [9 empty] | No | Not Applicable | Not Applicable | Residential Water Heating | Water Heating.Gas | 6 | 6 |  |  |  | 238-51012-00 |  |  |  | 238-39699-00 | [6 empty] | Gas | Natural Gas |  |  |  | Indoor |  | Floor Mounted |  | No | Not Applicable | 150 | Category I | 4 |  | 0.5 | 0.75 | No | [7 empty] | 65000 BTU/Hr |  | 106 | 0.63 | 48 | 46 | Not Applicable | On/Off | No, it does not comply with jurisdictions having 10ng/J NOx Regulations | [6 empty] | 189 | 24.5 | 23.1875 | 59.375 | 197 | 568 | 22 | 56.625 | 25.5 | 60.125 |  |  | 70 |  |  | 11 | 0.75 | 13.4375 | 19.9375 | 13 | 49.9375 | [8 empty] | 1 | 100 | 100 | ANSI Z21.10.1-2019/CSA 4.1-2019 | Yes | Yes | Yes | No | Not Applicable | [5 empty] | 10121 | RES GAS ATM HI INPUT | 200094376
RG250H6N-264-500 | RG250H | Bradford White | 671632842292 | Active | The ""-264"" indicates that this SKU comes with an Aluminum Anode Rod. | The ""-500"" indicates that this SKU comes with White Rodgers Mechanical Control. | [8 empty] | No | Not Applicable | Not Applicable | Residential Water Heating | Water Heating.Gas | 6 | 6 |  |  |  | 238-51012-00 |  |  |  | 238-39699-00 | [6 empty] | Gas | Natural Gas |  |  |  | Indoor |  | Floor Mounted |  | No | Not Applicable | 150 | Category I | 4 |  | 0.5 | 0.75 | No | [7 empty] | 65000 BTU/Hr |  | 106 | 0.63 | 48 | 46 | Not Applicable | On/Off | No, it does not comply with jurisdictions having 10ng/J NOx Regulations | [6 empty] | 189 | 24.5 | 23.1875 | 59.375 | 197 | 568 | 22 | 56.625 | 25.5 | 60.125 |  |  | 70 |  |  | 11 | 0.75 | 13.4375 | 19.9375 | 13 | 49.9375 | [8 empty] | 1 | 100 | 100 | ANSI Z21.10.1-2019/CSA 4.1-2019 | Yes | Yes | Yes | No | Not Applicable | [5 empty] | 10121 | RES GAS ATM HI INPUT | 200094376
RG250H6N-264-600 | RG250H | Bradford White | 671632570836 | Active | The ""-264"" indicates that this SKU comes with an Aluminum Anode Rod. | The ""-600"" indicates that this SKU comes with an SIT ICON System® gas control. | [8 empty] | No | Not Applicable | Not Applicable | Residential Water Heating | Water Heating.Gas | 6 | 6 |  |  |  | 238-51012-00 |  |  |  | 238-39699-00 | [6 empty] | Gas | Natural Gas |  |  |  | Indoor |  | Floor Mounted |  | No | Not Applicable | 150 | Category I | 4 |  | 0.5 | 0.75 | No | [7 empty] | 65000 BTU/Hr |  | 106 | 0.63 | 48 | 46 | Not Applicable | On/Off | No, it does not comply with jurisdictions having 10ng/J NOx Regulations | [6 empty] | 189 | 24.5 | 23.1875 | 59.375 | 197 | 568 | 22 | 56.625 | 25.5 | 60.125 |  |  | 70 |  |  | 11 | 0.75 | 13.4375 | 19.9375 | 13 | 49.9375 | [8 empty] | 1 | 100 | 100 | ANSI Z21.10.1-2019/CSA 4.1-2019 | Yes | Yes | Yes | No | Not Applicable | [5 empty] | 10121 | RES GAS ATM HI INPUT | 200094376
RG250H6N-457 | RG250H | Bradford White | 671632803927 | Active | The -457 indicates that this SKU was designed and certified for Installation in Canada. | [9 empty] | No | Not Applicable | Not Applicable | Residential Water Heating | Water Heating.Gas | 6 | 6 |  |  |  | 238-51012-00 |  |  |  | 238-39699-00 | [6 empty] | Gas | Natural Gas |  |  |  | Indoor |  | Floor Mounted |  | No | Not Applicable | 150 | Category I | 4 |  | 0.5 | 0.75 | No | [7 empty] | 65000 BTU/Hr |  |  |  | 48 |  | Not Applicable | On/Off | No, it does not comply with jurisdictions having 10ng/J NOx Regulations | [6 empty] | 189 | 24.5 | 23.1875 | 59.375 | 197 | 585 | 22 | 56.625 | 25.5 | 60.125 |  |  | 70 |  |  | 11 | 0.75 | 13.4375 | 19.9375 | 13 | 49.9375 | [8 empty] | 1 | 100 | 100 | ANSI Z21.10.1-2019/CSA 4.1-2019 | Yes | No | Yes | No | Not Applicable | 238-51030-00 |  |  |  | 238-45684-00 | 10121 | RES GAS ATM HI INPUT
RG250H6N-475 | RG250H | Bradford White | 671632803217 | Active | The ""-475"" indicates that this SKU was designed to operate in Altitudes between 2,001 feet and 7,000 feet. | [9 empty] | No | Not Applicable | Not Applicable | Residential Water Heating | Water Heating.Gas | 6 | 6 |  |  |  | 238-51012-00 |  |  |  | 238-39699-00 | [6 empty] | Gas | Natural Gas |  |  |  | Indoor |  | Floor Mounted |  | No | Not Applicable | 150 | Category I | 4 |  | 0.5 | 0.75 | No | [7 empty] | 65000 BTU/Hr |  | 106 | 0.63 | 48 | 46 | Not Applicable | On/Off | No, it does not comply with jurisdictions having 10ng/J NOx Regulations | [6 empty] | 189 | 24.5 | 23.1875 | 59.375 | 197 | 568 | 22 | 56.625 | 25.5 | 60.125 |  |  | 70 |  |  | 11 | 0.75 | 13.4375 | 19.9375 | 13 | 49.9375 | [8 empty] | 1 | 100 | 100 | ANSI Z21.10.1-2019/CSA 4.1-2019 | Yes | Yes | Yes | No | Not Applicable | [5 empty] | 10121 | RES GAS ATM HI INPUT | 200094376
RG250H6N-475-264 | RG250H | Bradford White | 671632807697 | Active | The ""-264"" indicates that this SKU comes with an Aluminum Anode Rod. | The ""-475"" indicates that this SKU was designed to operate in Altitudes between 2,001 feet and 7,000 feet. | [8 empty] | No | Not Applicable | Not Applicable | Residential Water Heating | Water Heating.Gas | 6 | 6 |  |  |  | 238-51012-00 |  |  |  | 238-39699-00 | [6 empty] | Gas | Natural Gas |  |  |  | Indoor |  | Floor Mounted |  | No | Not Applicable | 150 | Category I | 4 |  | 0.5 | 0.75 | No | [7 empty] | 65000 BTU/Hr |  | 106 | 0.63 | 48 | 46 | Not Applicable | On/Off | No, it does not comply with jurisdictions having 10ng/J NOx Regulations | [6 empty] | 189 | 24.5 | 23.1875 | 59.375 | 197 | 568 | 22 | 56.625 | 25.5 | 60.125 |  |  | 70 |  |  | 11 | 0.75 | 13.4375 | 19.9375 | 13 | 49.9375 | [8 empty] | 1 | 100 | 100 | ANSI Z21.10.1-2019/CSA 4.1-2019 | Yes | Yes | Yes | No | Not Applicable | [5 empty] | 10121 | RES GAS ATM HI INPUT | 200094376
RG250H6N-475-500 | RG250H | Bradford White | 671632134533 | Active | The ""-475"" indicates that this SKU was designed to operate in Altitudes between 2,001 feet and 7,000 feet. | The ""-500"" indicates that this SKU comes with White Rodgers Mechanical Control. | [8 empty] | No | Not Applicable | Not Applicable | Residential Water Heating | Water Heating.Gas | 6 | 6 |  |  |  | 238-51012-00 |  |  |  | 238-39699-00 | [6 empty] | Gas | Natural Gas |  |  |  | Indoor |  | Floor Mounted |  | No | Not Applicable | 150 | Category I | 4 |  | 0.5 | 0.75 | No | [7 empty] | 65000 BTU/Hr |  | 106 | 0.63 | 48 | 46 | Not Applicable | On/Off | No, it does not comply with jurisdictions having 10ng/J NOx Regulations | [6 empty] | 189 | 24.5 | 23.1875 | 59.375 | 197 | 568 | 22 | 56.625 | 25.5 | 60.125 |  |  | 70 |  |  | 11 | 0.75 | 13.4375 | 19.9375 | 13 | 49.9375 | [8 empty] | 1 | 100 | 100 | ANSI Z21.10.1-2019/CSA 4.1-2019 | Yes | Yes | Yes | No | Not Applicable | [5 empty] | 10121 | RES GAS ATM HI INPUT | 200094376
RG250H6N-475-600 | RG250H | Bradford White | 671632571284 | Active | The ""-475"" indicates that this SKU was designed to operate in Altitudes between 2,001 feet and 7,000 feet. | The ""-600"" indicates that this SKU comes with an SIT ICON System® gas control. | [8 empty] | No | Not Applicable | Not Applicable | Residential Water Heating | Water Heating.Gas | 6 | 6 |  |  |  | 238-51012-00 |  |  |  | 238-39699-00 | [6 empty] | Gas | Natural Gas |  |  |  | Indoor |  | Floor Mounted |  | No | Not Applicable | 150 | Category I | 4 |  | 0.5 | 0.75 | No | [7 empty] | 65000 BTU/Hr |  | 106 | 0.63 | 48 | 46 | Not Applicable | On/Off | No, it does not comply with jurisdictions having 10ng/J NOx Regulations | [6 empty] | 189 | 24.5 | 23.1875 | 59.375 | 197 | 568 | 22 | 56.625 | 25.5 | 60.125 |  |  | 70 |  |  | 11 | 0.75 | 13.4375 | 19.9375 | 13 | 49.9375 | [8 empty] | 1 | 100 | 100 | ANSI Z21.10.1-2019/CSA 4.1-2019 | Yes | Yes | Yes | No | Not Applicable | [5 empty] | 10121 | RES GAS ATM HI INPUT | 200094376
RG250H6N-500 | RG250H | Bradford White | 671632806805 | Active | The ""-500"" indicates that this SKU comes with White Rodgers Mechanical Control. | [9 empty] | No | Not Applicable | Not Applicable | Residential Water Heating | Water Heating.Gas | 6 | 6 |  |  |  | 238-51012-00 |  |  |  | 238-39699-00 | [6 empty] | Gas | Natural Gas |  |  |  | Indoor |  | Floor Mounted |  | No | Not Applicable | 150 | Category I | 4 |  | 0.5 | 0.75 | No | [7 empty] | 65000 BTU/Hr |  | 106 | 0.63 | 48 | 46 | Not Applicable | On/Off | No, it does not comply with jurisdictions having 10ng/J NOx Regulations | [6 empty] | 189 | 24.5 | 23.1875 | 59.375 | 197 | 568 | 22 | 56.625 | 25.5 | 60.125 |  |  | 70 |  |  | 11 | 0.75 | 13.4375 | 19.9375 | 13 | 49.9375 | [8 empty] | 1 | 100 | 100 | ANSI Z21.10.1-2019/CSA 4.1-2019 | Yes | Yes | Yes | No | Not Applicable | [5 empty] | 10121 | RES GAS ATM HI INPUT | 200094376
RG250H6N-500-506 | RG250H | Bradford White | 671632999439 | Active | The ""-500"" indicates that this SKU comes with White Rodgers Mechanical Control. | The ""-506"" indicates that this SKU comes with an A420 Aluminum Anode Rod. | [8 empty] | No | Not Applicable | Not Applicable | Residential Water Heating | Water Heating.Gas | 6 | 6 |  |  |  | 238-51012-00 |  |  |  | 238-39699-00 | [6 empty] | Gas | Natural Gas |  |  |  | Indoor |  | Floor Mounted |  | No | Not Applicable | 150 | Category I | 4 |  | 0.5 | 0.75 | No | [7 empty] | 65000 BTU/Hr |  | 106 | 0.63 | 48 | 46 | Not Applicable | On/Off | No, it does not comply with jurisdictions having 10ng/J NOx Regulations | [6 empty] | 189 | 24.5 | 23.1875 | 59.375 | 197 | 568 | 22 | 56.625 | 25.5 | 60.125 |  |  | 70 |  |  | 11 | 0.75 | 13.4375 | 19.9375 | 13 | 49.9375 | [8 empty] | 1 | 100 | 100 | ANSI Z21.10.1-2019/CSA 4.1-2019 | Yes | Yes | Yes | No | Not Applicable | [5 empty] | 10121 | RES GAS ATM HI INPUT | 200094376
RG250H6N-600 | RG250H | Bradford White | 671632570829 | Active | The ""-600"" indicates that this SKU comes with an SIT ICON System® gas control. | [9 empty] | No | Not Applicable | Not Applicable | Residential Water Heating | Water Heating.Gas | 6 | 6 |  |  |  | 238-51012-00 |  |  |  | 238-39699-00 | [6 empty] | Gas | Natural Gas |  |  |  | Indoor |  | Floor Mounted |  | No | Not Applicable | 150 | Category I | 4 |  | 0.5 | 0.75 | No | [7 empty] | 65000 BTU/Hr |  | 106 | 0.63 | 48 | 46 | Not Applicable | On/Off | No, it does not comply with jurisdictions having 10ng/J NOx Regulations | [6 empty] | 189 | 24.5 | 23.1875 | 59.375 | 197 | 568 | 22 | 56.625 | 25.5 | 60.125 |  |  | 70 |  |  | 11 | 0.75 | 13.4375 | 19.9375 | 13 | 49.9375 | [8 empty] | 1 | 100 | 100 | ANSI Z21.10.1-2019/CSA 4.1-2019 | Yes | Yes | Yes | No | Not Applicable | [5 empty] | 10121 | RES GAS ATM HI INPUT | 200094376
RG250H6N-600-506 | RG250H | Bradford White | 671632570843 | Active | The ""-506"" indicates that this SKU comes with an A420 Aluminum Anode Rod. | The ""-600"" indicates that this SKU comes with an SIT ICON System® gas control. | [8 empty] | No | Not Applicable | Not Applicable | Residential Water Heating | Water Heating.Gas | 6 | 6 |  |  |  | 238-51012-00 |  |  |  | 238-39699-00 | [6 empty] | Gas | Natural Gas |  |  |  | Indoor |  | Floor Mounted |  | No | Not Applicable | 150 | Category I | 4 |  | 0.5 | 0.75 | No | [7 empty] | 65000 BTU/Hr |  | 106 | 0.63 | 48 | 46 | Not Applicable | On/Off | No, it does not comply with jurisdictions having 10ng/J NOx Regulations | [6 empty] | 189 | 24.5 | 23.1875 | 59.375 | 197 | 568 | 22 | 56.625 | 25.5 | 60.125 |  |  | 70 |  |  | 11 | 0.75 | 13.4375 | 19.9375 | 13 | 49.9375 | [8 empty] | 1 | 100 | 100 | ANSI Z21.10.1-2019/CSA 4.1-2019 | Yes | Yes | Yes | No | Not Applicable | [5 empty] | 10121 | RES GAS ATM HI INPUT | 200094376
RG250H6X | RG250H | Bradford White | 671632792825 | Active | [10 empty] | No | Not Applicable | Not Applicable | Residential Water Heating | Water Heating.Gas | 6 | 6 |  |  |  | 238-51012-00 |  |  |  | 238-39699-00 | [6 empty] | Gas | Liquid Propane |  |  |  | Indoor |  | Floor Mounted |  | No | Not Applicable | 150 | Category I | 4 |  | 0.5 | 0.75 | No | [7 empty] | 61000 BTU/Hr |  | 106 | 0.63 | 48 | 46 | Not Applicable | On/Off | Not Applicable | [6 empty] | 189 | 24.5 | 23.1875 | 59.375 | 197 | 568 | 22 | 56.625 | 25.5 | 60.125 |  |  | 70 |  |  | 11 | 0.75 | 13.4375 | 19.9375 | 13 | 49.9375 | [8 empty] | 1 | 100 | 100 | ANSI Z21.10.1-2019/CSA 4.1-2019 | Yes | Yes | Yes | No | Not Applicable | [5 empty] | 10121 | RES GAS ATM HI INPUT | 200094378
RG250H6X-220 | RG250H | Bradford White | 671632822874 | Active | The ""-220"" indicates that this SKU was designed to operate in Altitudes ranging from 0 to 4,500 feet (0-1370 meters), and are certified for Installation in Canada. | [9 empty] | No | Not Applicable | Not Applicable | Residential Water Heating | Water Heating.Gas | 6 | 6 |  |  |  | 238-51012-00 |  |  |  | 238-39699-00 | [6 empty] | Gas | Liquid Propane |  |  |  | Indoor |  | Floor Mounted |  | No | Not Applicable | 150 | Category I | 4 |  | 0.5 | 0.75 | No | [7 empty] | 54900 BTU/Hr |  |  |  | 48 |  | Not Applicable | On/Off | Not Applicable | [6 empty] | 189 | 24.5 | 23.1875 | 59.375 | 197 | 585 | 22 | 56.625 | 25.5 | 60.125 |  |  | 70 |  |  | 11 | 0.75 | 13.4375 | 19.9375 | 13 | 49.9375 | [8 empty] | 1 | 100 | 100 | ANSI Z21.10.1-2019/CSA 4.1-2019 | Yes | No | Yes | No | Not Applicable | 238-51030-00 |  |  |  | 238-45684-00 | 10121 | RES GAS ATM HI INPUT
RG250H6X-264 | RG250H | Bradford White | 671632890064 | Active | The ""-264"" indicates that this SKU comes with an Aluminum Anode Rod. | [9 empty] | No | Not Applicable | Not Applicable | Residential Water Heating | Water Heating.Gas | 6 | 6 |  |  |  | 238-51012-00 |  |  |  | 238-39699-00 | [6 empty] | Gas | Liquid Propane |  |  |  | Indoor |  | Floor Mounted |  | No | Not Applicable | 150 | Category I | 4 |  | 0.5 | 0.75 | No | [7 empty] | 61000 BTU/Hr |  | 106 | 0.63 | 48 | 46 | Not Applicable | On/Off | Not Applicable | [6 empty] | 189 | 24.5 | 23.1875 | 59.375 | 197 | 568 | 22 | 56.625 | 25.5 | 60.125 |  |  | 70 |  |  | 11 | 0.75 | 13.4375 | 19.9375 | 13 | 49.9375 | [8 empty] | 1 | 100 | 100 | ANSI Z21.10.1-2019/CSA 4.1-2019 | Yes | Yes | Yes | No | Not Applicable | [5 empty] | 10121 | RES GAS ATM HI INPUT | 200094378
RG250H6X-264-500 | RG250H | Bradford White | 671632842308 | Active | The ""-264"" indicates that this SKU comes with an Aluminum Anode Rod. | The ""-500"" indicates that this SKU comes with White Rodgers Mechanical Control. | [8 empty] | No | Not Applicable | Not Applicable | Residential Water Heating | Water Heating.Gas | 6 | 6 |  |  |  | 238-51012-00 |  |  |  | 238-39699-00 | [6 empty] | Gas | Liquid Propane |  |  |  | Indoor |  | Floor Mounted |  | No | Not Applicable | 150 | Category I | 4 |  | 0.5 | 0.75 | No | [7 empty] | 61000 BTU/Hr |  | 106 | 0.63 | 48 | 46 | Not Applicable | On/Off | Not Applicable | [6 empty] | 189 | 24.5 | 23.1875 | 59.375 | 197 | 568 | 22 | 56.625 | 25.5 | 60.125 |  |  | 70 |  |  | 11 | 0.75 | 13.4375 | 19.9375 | 13 | 49.9375 | [8 empty] | 1 | 100 | 100 | ANSI Z21.10.1-2019/CSA 4.1-2019 | Yes | Yes | Yes | No | Not Applicable | [5 empty] | 10121 | RES GAS ATM HI INPUT | 200094378
RG250H6X-264-600 | RG250H | Bradford White | 671632570850 | Active | The ""-264"" indicates that this SKU comes with an Aluminum Anode Rod. | The ""-600"" indicates that this SKU comes with an SIT ICON System® gas control. | [8 empty] | No | Not Applicable | Not Applicable | Residential Water Heating | Water Heating.Gas | 6 | 6 |  |  |  | 238-51012-00 |  |  |  | 238-39699-00 | [6 empty] | Gas | Liquid Propane |  |  |  | Indoor |  | Floor Mounted |  | No | Not Applicable | 150 | Category I | 4 |  | 0.5 | 0.75 | No | [7 empty] | 61000 BTU/Hr |  | 106 | 0.63 | 48 | 46 | Not Applicable | On/Off | Not Applicable | [6 empty] | 189 | 24.5 | 23.1875 | 59.375 | 197 | 568 | 22 | 56.625 | 25.5 | 60.125 |  |  | 70 |  |  | 11 | 0.75 | 13.4375 | 19.9375 | 13 | 49.9375 | [8 empty] | 1 | 100 | 100 | ANSI Z21.10.1-2019/CSA 4.1-2019 | Yes | Yes | Yes | No | Not Applicable | [5 empty] | 10121 | RES GAS ATM HI INPUT | 200094378
RG250H6X-457 | RG250H | Bradford White | 671632803934 | Active | The -457 indicates that this SKU was designed and certified for Installation in Canada. | [9 empty] | No | Not Applicable | Not Applicable | Residential Water Heating | Water Heating.Gas | 6 | 6 |  |  |  | 238-51012-00 |  |  |  | 238-39699-00 | [6 empty] | Gas | Liquid Propane |  |  |  | Indoor |  | Floor Mounted |  | No | Not Applicable | 150 | Category I | 4 |  | 0.5 | 0.75 | No | [7 empty] | 61000 BTU/Hr |  |  |  | 48 |  | Not Applicable | On/Off | Not Applicable | [6 empty] | 189 | 24.5 | 23.1875 | 59.375 | 197 | 585 | 22 | 56.625 | 25.5 | 60.125 |  |  | 70 |  |  | 11 | 0.75 | 13.4375 | 19.9375 | 13 | 49.9375 | [8 empty] | 1 | 100 | 100 | ANSI Z21.10.1-2019/CSA 4.1-2019 | Yes | No | Yes | No | Not Applicable | 238-51030-00 |  |  |  | 238-45684-00 | 10121 | RES GAS ATM HI INPUT
RG250H6X-475 | RG250H | Bradford White | 671632807895 | Active | The ""-475"" indicates that this SKU was designed to operate in Altitudes between 2,001 feet and 7,000 feet. | [9 empty] | No | Not Applicable | Not Applicable | Residential Water Heating | Water Heating.Gas | 6 | 6 |  |  |  | 238-51012-00 |  |  |  | 238-39699-00 | [6 empty] | Gas | Liquid Propane |  |  |  | Indoor |  | Floor Mounted |  | No | Not Applicable | 150 | Category I | 4 |  | 0.5 | 0.75 | No | [7 empty] | 61000 BTU/Hr |  | 106 | 0.63 | 48 | 46 | Not Applicable | On/Off | Not Applicable | [6 empty] | 189 | 24.5 | 23.1875 | 59.375 | 197 | 568 | 22 | 56.625 | 25.5 | 60.125 |  |  | 70 |  |  | 11 | 0.75 | 13.4375 | 19.9375 | 13 | 49.9375 | [8 empty] | 1 | 100 | 100 | ANSI Z21.10.1-2019/CSA 4.1-2019 | Yes | Yes | Yes | No | Not Applicable | [5 empty] | 10121 | RES GAS ATM HI INPUT | 200094378
RG250H6X-475-264 | RG250H | Bradford White | 671632807703 | Active | The ""-264"" indicates that this SKU comes with an Aluminum Anode Rod. | The ""-475"" indicates that this SKU was designed to operate in Altitudes between 2,001 feet and 7,000 feet. | [8 empty] | No | Not Applicable | Not Applicable | Residential Water Heating | Water Heating.Gas | 6 | 6 |  |  |  | 238-51012-00 |  |  |  | 238-39699-00 | [6 empty] | Gas | Liquid Propane |  |  |  | Indoor |  | Floor Mounted |  | No | Not Applicable | 150 | Category I | 4 |  | 0.5 | 0.75 | No | [7 empty] | 61000 BTU/Hr |  | 106 | 0.63 | 48 | 46 | Not Applicable | On/Off | Not Applicable | [6 empty] | 189 | 24.5 | 23.1875 | 59.375 | 197 | 568 | 22 | 56.625 | 25.5 | 60.125 |  |  | 70 |  |  | 11 | 0.75 | 13.4375 | 19.9375 | 13 | 49.9375 | [8 empty] | 1 | 100 | 100 | ANSI Z21.10.1-2019/CSA 4.1-2019 | Yes | Yes | Yes | No | Not Applicable | [5 empty] | 10121 | RES GAS ATM HI INPUT | 200094378
RG250H6X-506-500 | RG250H | Bradford White | 671632823635 | Active | The ""-500"" indicates that this SKU comes with White Rodgers Mechanical Control. | The ""-506"" indicates that this SKU comes with an A420 Aluminum Anode Rod. | [8 empty] | No | Not Applicable | Not Applicable | Residential Water Heating | Water Heating.Gas | 6 | 6 |  |  |  | 238-51012-00 |  |  |  | 238-39699-00 | [6 empty] | Gas | Liquid Propane |  |  |  | Indoor |  | Floor Mounted |  | No | Not Applicable | 150 | Category I | 4 |  | 0.5 | 0.75 | No | [7 empty] | 61000 BTU/Hr |  | 106 | 0.63 | 48 | 46 | Not Applicable | On/Off | Not Applicable | [6 empty] | 189 | 24.5 | 23.1875 | 59.375 | 197 | 568 | 22 | 56.625 | 25.5 | 60.125 |  |  | 70 |  |  | 11 | 0.75 | 13.4375 | 19.9375 | 13 | 49.9375 | [8 empty] | 1 | 100 | 100 | ANSI Z21.10.1-2019/CSA 4.1-2019 | Yes | Yes | Yes | No | Not Applicable | [5 empty] | 10121 | RES GAS ATM HI INPUT | 200094378
RG250H6X-506-600 | RG250H | Bradford White | 671632570799 | Active | The ""-506"" indicates that this SKU comes with an A420 Aluminum Anode Rod. | The ""-600"" indicates that this SKU comes with an SIT ICON System® gas control. | [8 empty] | No | Not Applicable | Not Applicable | Residential Water Heating | Water Heating.Gas | 6 | 6 |  |  |  | 238-51012-00 |  |  |  | 238-39699-00 | [6 empty] | Gas | Liquid Propane |  |  |  | Indoor |  | Floor Mounted |  | No | Not Applicable | 150 | Category I | 4 |  | 0.5 | 0.75 | No | [7 empty] | 61000 BTU/Hr |  | 106 | 0.63 | 48 | 46 | Not Applicable | On/Off | Not Applicable | [6 empty] | 189 | 24.5 | 23.1875 | 59.375 | 197 | 568 | 22 | 56.625 | 25.5 | 60.125 |  |  | 70 |  |  | 11 | 0.75 | 13.4375 | 19.9375 | 13 | 49.9375 | [8 empty] | 1 | 100 | 100 | ANSI Z21.10.1-2019/CSA 4.1-2019 | Yes | Yes | Yes | No | Not Applicable | [5 empty] | 10121 | RES GAS ATM HI INPUT | 200094378
RG250L10N | RG250L | Bradford White | 671632811267 | Active | [10 empty] | No | Not Applicable | Not Applicable | Residential Water Heating | Water Heating.Gas | 10 | 6 |  |  |  | 238-51012-00 |  |  |  | 238-39699-00 | [6 empty] | Gas | Natural Gas |  |  |  | Indoor |  | Floor Mounted |  | No | Not Applicable | 150 | Category I | 3 |  | 0.5 | 0.75 | No | [7 empty] | 40000 BTU/Hr |  | 77 | 0.63 | 48 | 47 | Not Applicable | On/Off | No, it does not comply with jurisdictions having 10ng/J NOx Regulations | [6 empty] | 170 | 26.625 | 25.375 | 50.8125 | 177 | 557 | 24 | 48.0625 | 27.5 | 51.5625 |  |  | 43 |  |  | 8 |  |  |  | 13 | 40.6875 | [8 empty] | 1 | 69 | 66 | ANSI Z21.10.1-2019/CSA 4.1-2019 | Yes | Yes | Yes | No | Not Applicable | [5 empty] | 10131 | RES GAS ATM | 200094370
RG250L10X | RG250L | Bradford White | 671632638437 | Active | [10 empty] | No | Not Applicable | Not Applicable | Residential Water Heating | Water Heating.Gas | 10 | 6 |  |  |  | 238-51012-00 |  |  |  | 238-39699-00 | [6 empty] | Gas | Liquid Propane |  |  |  | Indoor |  | Floor Mounted |  | No | Not Applicable | 150 | Category I | 3 |  | 0.5 | 0.75 | No | [7 empty] | 38000 BTU/Hr |  | 77 | 0.63 | 48 | 47 | Not Applicable | On/Off | Not Applicable | [6 empty] | 170 | 26.625 | 25.375 | 50.8125 | 177 | 557 | 24 | 48.0625 | 27.5 | 51.5625 |  |  | 43 |  |  | 8 |  |  |  | 13 | 40.6875 | [8 empty] | 1 | 69 | 66 | ANSI Z21.10.1-2019/CSA 4.1-2019 | Yes | Yes | Yes | No | Not Applicable | [5 empty] | 10131 | RES GAS ATM | 200094372
RG250L6N | RG250L | Bradford White | 671632791712 | Active | [10 empty] | No | Not Applicable | Not Applicable | Residential Water Heating | Water Heating.Gas | 6 | 6 |  |  |  | 238-51012-00 |  |  |  | 238-39699-00 | [6 empty] | Gas | Natural Gas |  |  |  | Indoor |  | Floor Mounted |  | No | Not Applicable | 150 | Category I | 3 |  | 0.5 | 0.75 | No | [7 empty] | 40000 BTU/Hr |  | 77 | 0.63 | 48 | 47 | Not Applicable | On/Off | No, it does not comply with jurisdictions having 10ng/J NOx Regulations | [6 empty] | 170 | 26.625 | 25.375 | 50.8125 | 177 | 557 | 24 | 48.0625 | 27.5 | 51.5625 |  |  | 43 |  |  | 8 |  |  |  | 13 | 40.6875 | [8 empty] | 1 | 69 | 66 | ANSI Z21.10.1-2019/CSA 4.1-2019 | Yes | Yes | Yes | No | Not Applicable | [5 empty] | 10131 | RES GAS ATM | 200094370
RG250L6N-220 | RG250L | Bradford White | 671632324095 | Active | The ""-220"" indicates that this SKU was designed to operate in Altitudes ranging from 0 to 4,500 feet (0-1370 meters), and are certified for Installation in Canada. | [9 empty] | No | Not Applicable | Not Applicable | Residential Water Heating | Water Heating.Gas | 6 | 6 |  |  |  | 238-51012-00 |  |  |  | 238-39699-00 | [6 empty] | Gas | Natural Gas |  |  |  | Indoor |  | Floor Mounted |  | No | Not Applicable | 150 | Category I | 3 |  | 0.5 | 0.75 | No | [7 empty] | 36000 BTU/Hr |  |  |  | 48 |  | Not Applicable | On/Off | No, it does not comply with jurisdictions having 10ng/J NOx Regulations | [6 empty] | 170 | 26.625 | 25.375 | 50.8125 | 177 | 566 | 24 | 48.0625 | 27.5 | 51.5625 |  |  | 43 |  |  | 8 |  |  |  | 13 | 40.6875 | [8 empty] | 1 | 69 | 66 | ANSI Z21.10.1-2019/CSA 4.1-2019 | Yes | No | Yes | No | Not Applicable | 238-51030-00 |  |  |  | 238-45684-00 | 10131 | RES GAS ATM
RG250L6N-264 | RG250L | Bradford White | 671632807246 | Active | The ""-264"" indicates that this SKU comes with an Aluminum Anode Rod. | [9 empty] | No | Not Applicable | Not Applicable | Residential Water Heating | Water Heating.Gas | 6 | 6 |  |  |  | 238-51012-00 |  |  |  | 238-39699-00 | [6 empty] | Gas | Natural Gas |  |  |  | Indoor |  | Floor Mounted |  | No | Not Applicable | 150 | Category I | 3 |  | 0.5 | 0.75 | No | [7 empty] | 40000 BTU/Hr |  | 77 | 0.63 | 48 | 47 | Not Applicable | On/Off | No, it does not comply with jurisdictions having 10ng/J NOx Regulations | [6 empty] | 170 | 26.625 | 25.375 | 50.8125 | 177 | 557 | 24 | 48.0625 | 27.5 | 51.5625 |  |  | 43 |  |  | 8 |  |  |  | 13 | 40.6875 | [8 empty] | 1 | 69 | 66 | ANSI Z21.10.1-2019/CSA 4.1-2019 | Yes | Yes | Yes | No | Not Applicable | [5 empty] | 10131 | RES GAS ATM | 200094370
RG250L6N-264-500 | RG250L | Bradford White | 671632809257 | Active | The ""-264"" indicates that this SKU comes with an Aluminum Anode Rod. | The ""-500"" indicates that this SKU comes with White Rodgers Mechanical Control. | [8 empty] | No | Not Applicable | Not Applicable | Residential Water Heating | Water Heating.Gas | 6 | 6 |  |  |  | 238-51012-00 |  |  |  | 238-39699-00 | [6 empty] | Gas | Natural Gas |  |  |  | Indoor |  | Floor Mounted |  | No | Not Applicable | 150 | Category I | 3 |  | 0.5 | 0.75 | No | [7 empty] | 40000 BTU/Hr |  | 77 | 0.63 | 48 | 47 | Not Applicable | On/Off | No, it does not comply with jurisdictions having 10ng/J NOx Regulations | [6 empty] | 170 | 26.625 | 25.375 | 50.8125 | 177 | 557 | 24 | 48.0625 | 27.5 | 51.5625 |  |  | 43 |  |  | 8 |  |  |  | 13 | 40.6875 | [8 empty] | 1 | 69 | 66 | ANSI Z21.10.1-2019/CSA 4.1-2019 | Yes | Yes | Yes | No | Not Applicable | [5 empty] | 10131 | RES GAS ATM | 200094370
RG250L6N-264-600 | RG250L | Bradford White | 671632570805 | Active | The ""-264"" indicates that this SKU comes with an Aluminum Anode Rod. | The ""-600"" indicates that this SKU comes with an SIT ICON System® gas control. | [8 empty] | No | Not Applicable | Not Applicable | Residential Water Heating | Water Heating.Gas | 6 | 6 |  |  |  | 238-51012-00 |  |  |  | 238-39699-00 | [6 empty] | Gas | Natural Gas |  |  |  | Indoor |  | Floor Mounted |  | No | Not Applicable | 150 | Category I | 3 |  | 0.5 | 0.75 | No | [7 empty] | 40000 BTU/Hr |  | 77 | 0.63 | 48 | 47 | Not Applicable | On/Off | No, it does not comply with jurisdictions having 10ng/J NOx Regulations | [6 empty] | 170 | 26.625 | 25.375 | 50.8125 | 177 | 557 | 24 | 48.0625 | 27.5 | 51.5625 |  |  | 43 |  |  | 8 |  |  |  | 13 | 40.6875 | [8 empty] | 1 | 69 | 66 | ANSI Z21.10.1-2019/CSA 4.1-2019 | Yes | Yes | Yes | No | Not Applicable | [5 empty] | 10131 | RES GAS ATM | 200094370
RG250L6N-457 | RG250L | Bradford White | 671632858972 | Active | The -457 indicates that this SKU was designed and certified for Installation in Canada. | [9 empty] | No | Not Applicable | Not Applicable | Residential Water Heating | Water Heating.Gas | 6 | 6 |  |  |  | 238-51012-00 |  |  |  | 238-39699-00 | [6 empty] | Gas | Natural Gas |  |  |  | Indoor |  | Floor Mounted |  | No | Not Applicable | 150 | Category I | 3 |  | 0.5 | 0.75 | No | [7 empty] | 40000 BTU/Hr |  |  |  | 48 |  | Not Applicable | On/Off | No, it does not comply with jurisdictions having 10ng/J NOx Regulations | [6 empty] | 170 | 26.625 | 25.375 | 50.8125 | 177 | 566 | 24 | 48.0625 | 27.5 | 51.5625 |  |  | 43 |  |  | 8 |  |  |  | 13 | 40.6875 | [8 empty] | 1 | 69 | 66 | ANSI Z21.10.1-2019/CSA 4.1-2019 | Yes | No | Yes | No | Not Applicable | 238-51030-00 |  |  |  | 238-45684-00 | 10131 | RES GAS ATM
RG250L6N-475 | RG250L | Bradford White | 671632807048 | Active | The ""-475"" indicates that this SKU was designed to operate in Altitudes between 2,001 feet and 7,000 feet. | [9 empty] | No | Not Applicable | Not Applicable | Residential Water Heating | Water Heating.Gas | 6 | 6 |  |  |  | 238-51012-00 |  |  |  | 238-39699-00 | [6 empty] | Gas | Natural Gas |  |  |  | Indoor |  | Floor Mounted |  | No | Not Applicable | 150 | Category I | 3 |  | 0.5 | 0.75 | No | [7 empty] | 40000 BTU/Hr |  | 77 | 0.63 | 48 | 47 | Not Applicable | On/Off | No, it does not comply with jurisdictions having 10ng/J NOx Regulations | [6 empty] | 170 | 26.625 | 25.375 | 50.8125 | 177 | 557 | 24 | 48.0625 | 27.5 | 51.5625 |  |  | 43 |  |  | 8 |  |  |  | 13 | 40.6875 | [8 empty] | 1 | 69 | 66 | ANSI Z21.10.1-2019/CSA 4.1-2019 | Yes | Yes | Yes | No | Not Applicable | [5 empty] | 10131 | RES GAS ATM | 200094370
RG250L6N-475-264 | RG250L | Bradford White | 671632894888 | Active | The ""-264"" indicates that this SKU comes with an Aluminum Anode Rod. | The ""-475"" indicates that this SKU was designed to operate in Altitudes between 2,001 feet and 7,000 feet. | [8 empty] | No | Not Applicable | Not Applicable | Residential Water Heating | Water Heating.Gas | 6 | 6 |  |  |  | 238-51012-00 |  |  |  | 238-39699-00 | [6 empty] | Gas | Natural Gas |  |  |  | Indoor |  | Floor Mounted |  | No | Not Applicable | 150 | Category I | 3 |  | 0.5 | 0.75 | No | [7 empty] | 40000 BTU/Hr |  | 77 | 0.63 | 48 | 47 | Not Applicable | On/Off | No, it does not comply with jurisdictions having 10ng/J NOx Regulations | [6 empty] | 170 | 26.625 | 25.375 | 50.8125 | 177 | 557 | 24 | 48.0625 | 27.5 | 51.5625 |  |  | 43 |  |  | 8 |  |  |  | 13 | 40.6875 | [8 empty] | 1 | 69 | 66 | ANSI Z21.10.1-2019/CSA 4.1-2019 | Yes | Yes | Yes | No | Not Applicable | [5 empty] | 10131 | RES GAS ATM | 200094370
RG250L6N-475-506 | RG250L | Bradford White | 671632325863 | Active | The ""-475"" indicates that this SKU was designed to operate in Altitudes between 2,001 feet and 7,000 feet. | The ""-506"" indicates that this SKU comes with an A420 Aluminum Anode Rod. | [8 empty] | No | Not Applicable | Not Applicable | Residential Water Heating | Water Heating.Gas | 6 | 6 |  |  |  | 238-51012-00 |  |  |  | 238-39699-00 | [6 empty] | Gas | Natural Gas |  |  |  | Indoor |  | Floor Mounted |  | No | Not Applicable | 150 | Category I | 3 |  | 0.5 | 0.75 | No | [7 empty] | 40000 BTU/Hr |  | 77 | 0.63 | 48 | 47 | Not Applicable | On/Off | No, it does not comply with jurisdictions having 10ng/J NOx Regulations | [6 empty] | 170 | 26.625 | 25.375 | 50.8125 | 177 | 557 | 24 | 48.0625 | 27.5 | 51.5625 |  |  | 43 |  |  | 8 |  |  |  | 13 | 40.6875 | [8 empty] | 1 | 69 | 66 | ANSI Z21.10.1-2019/CSA 4.1-2019 | Yes | Yes | Yes | No | Not Applicable | [5 empty] | 10131 | RES GAS ATM | 200094370
RG250L6N-500 | RG250L | Bradford White | 671632803224 | Active | The ""-500"" indicates that this SKU comes with White Rodgers Mechanical Control. | [9 empty] | No | Not Applicable | Not Applicable | Residential Water Heating | Water Heating.Gas | 6 | 6 |  |  |  | 238-51012-00 |  |  |  | 238-39699-00 | [6 empty] | Gas | Natural Gas |  |  |  | Indoor |  | Floor Mounted |  | No | Not Applicable | 150 | Category I | 3 |  | 0.5 | 0.75 | No | [7 empty] | 40000 BTU/Hr |  | 77 | 0.63 | 48 | 47 | Not Applicable | On/Off | No, it does not comply with jurisdictions having 10ng/J NOx Regulations | [6 empty] | 170 | 26.625 | 25.375 | 50.8125 | 177 | 557 | 24 | 48.0625 | 27.5 | 51.5625 |  |  | 43 |  |  | 8 |  |  |  | 13 | 40.6875 | [8 empty] | 1 | 69 | 66 | ANSI Z21.10.1-2019/CSA 4.1-2019 | Yes | Yes | Yes | No | Not Applicable | [5 empty] | 10131 | RES GAS ATM | 200094370
RG250L6N-500-506 | RG250L | Bradford White | 671632869060 | Active | The ""-500"" indicates that this SKU comes with White Rodgers Mechanical Control. | The ""-506"" indicates that this SKU comes with an A420 Aluminum Anode Rod. | [8 empty] | No | Not Applicable | Not Applicable | Residential Water Heating | Water Heating.Gas | 6 | 6 |  |  |  | 238-51012-00 |  |  |  | 238-39699-00 | [6 empty] | Gas | Natural Gas |  |  |  | Indoor |  | Floor Mounted |  | No | Not Applicable | 150 | Category I | 3 |  | 0.5 | 0.75 | No | [7 empty] | 40000 BTU/Hr |  | 77 | 0.63 | 48 | 47 | Not Applicable | On/Off | No, it does not comply with jurisdictions having 10ng/J NOx Regulations | [6 empty] | 170 | 26.625 | 25.375 | 50.8125 | 177 | 557 | 24 | 48.0625 | 27.5 | 51.5625 |  |  | 43 |  |  | 8 |  |  |  | 13 | 40.6875 | [8 empty] | 1 | 69 | 66 | ANSI Z21.10.1-2019/CSA 4.1-2019 | Yes | Yes | Yes | No | Not Applicable | [5 empty] | 10131 | RES GAS ATM | 200094370
RG250L6N-506 | RG250L | Bradford White | 671632808939 | Active | The ""-506"" indicates that this SKU comes with an A420 Aluminum Anode Rod. | [9 empty] | No | Not Applicable | Not Applicable | Residential Water Heating | Water Heating.Gas | 6 | 6 |  |  |  | 238-51012-00 |  |  |  | 238-39699-00 | [6 empty] | Gas | Natural Gas |  |  |  | Indoor |  | Floor Mounted |  | No | Not Applicable | 150 | Category I | 3 |  | 0.5 | 0.75 | No | [7 empty] | 40000 BTU/Hr |  | 77 | 0.63 | 48 | 47 | Not Applicable | On/Off | No, it does not comply with jurisdictions having 10ng/J NOx Regulations | [6 empty] | 170 | 26.625 | 25.375 | 50.8125 | 177 | 557 | 24 | 48.0625 | 27.5 | 51.5625 |  |  | 43 |  |  | 8 |  |  |  | 13 | 40.6875 | [8 empty] | 1 | 69 | 66 | ANSI Z21.10.1-2019/CSA 4.1-2019 | Yes | Yes | Yes | No | Not Applicable | [5 empty] | 10131 | RES GAS ATM | 200094370
RG250L6N-600 | RG250L | Bradford White | 671632570812 | Active | The ""-600"" indicates that this SKU comes with an SIT ICON System® gas control. | [9 empty] | No | Not Applicable | Not Applicable | Residential Water Heating | Water Heating.Gas | 6 | 6 |  |  |  | 238-51012-00 |  |  |  | 238-39699-00 | [6 empty] | Gas | Natural Gas |  |  |  | Indoor |  | Floor Mounted |  | No | Not Applicable | 150 | Category I | 3 |  | 0.5 | 0.75 | No | [7 empty] | 40000 BTU/Hr |  | 77 | 0.63 | 48 | 47 | Not Applicable | On/Off | No, it does not comply with jurisdictions having 10ng/J NOx Regulations | [6 empty] | 170 | 26.625 | 25.375 | 50.8125 | 177 | 557 | 24 | 48.0625 | 27.5 | 51.5625 |  |  | 43 |  |  | 8 |  |  |  | 13 | 40.6875 | [8 empty] | 1 | 69 | 66 | ANSI Z21.10.1-2019/CSA 4.1-2019 | Yes | Yes | Yes | No | Not Applicable | [5 empty] | 10131 | RES GAS ATM | 200094370
RG250L6N-600-506 | RG250L | Bradford White | 671632561049 | Active | The ""-506"" indicates that this SKU comes with an A420 Aluminum Anode Rod. | The ""-600"" indicates that this SKU comes with an SIT ICON System® gas control. | [8 empty] | No | Not Applicable | Not Applicable | Residential Water Heating | Water Heating.Gas | 6 | 6 |  |  |  | 238-51012-00 |  |  |  | 238-39699-00 | [6 empty] | Gas | Natural Gas |  |  |  | Indoor |  | Floor Mounted |  | No | Not Applicable | 150 | Category I | 3 |  | 0.5 | 0.75 | No | [7 empty] | 40000 BTU/Hr |  | 77 | 0.63 | 48 | 47 | Not Applicable | On/Off | No, it does not comply with jurisdictions having 10ng/J NOx Regulations | [6 empty] | 170 | 26.625 | 25.375 | 50.8125 | 177 | 557 | 24 | 48.0625 | 27.5 | 51.5625 |  |  | 43 |  |  | 8 |  |  |  | 13 | 40.6875 | [8 empty] | 1 | 69 | 66 | ANSI Z21.10.1-2019/CSA 4.1-2019 | Yes | Yes | Yes | No | Not Applicable | [5 empty] | 10131 | RES GAS ATM | 200094370
RG250L6X | RG250L | Bradford White | 671632794683 | Active | [10 empty] | No | Not Applicable | Not Applicable | Residential Water Heating | Water Heating.Gas | 6 | 6 |  |  |  | 238-51012-00 |  |  |  | 238-39699-00 | [6 empty] | Gas | Liquid Propane |  |  |  | Indoor |  | Floor Mounted |  | No | Not Applicable | 150 | Category I | 3 |  | 0.5 | 0.75 | No | [7 empty] | 38000 BTU/Hr |  | 77 | 0.63 | 48 | 47 | Not Applicable | On/Off | Not Applicable | [6 empty] | 170 | 26.625 | 25.375 | 50.8125 | 177 | 557 | 24 | 48.0625 | 27.5 | 51.5625 |  |  | 43 |  |  | 8 |  |  |  | 13 | 40.6875 | [8 empty] | 1 | 69 | 66 | ANSI Z21.10.1-2019/CSA 4.1-2019 | Yes | Yes | Yes | No | Not Applicable | [5 empty] | 10131 | RES GAS ATM | 200094372
RG250L6X-220 | RG250L | Bradford White | 671632328376 | Active | The ""-220"" indicates that this SKU was designed to operate in Altitudes ranging from 0 to 4,500 feet (0-1370 meters), and are certified for Installation in Canada. | [9 empty] | No | Not Applicable | Not Applicable | Residential Water Heating | Water Heating.Gas | 6 | 6 |  |  |  | 238-51012-00 |  |  |  | 238-39699-00 | [6 empty] | Gas | Liquid Propane |  |  |  | Indoor |  | Floor Mounted |  | No | Not Applicable | 150 | Category I | 3 |  | 0.5 | 0.75 | No | [7 empty] | 34200 BTU/Hr |  |  |  | 48 |  | Not Applicable | On/Off | Not Applicable | [6 empty] | 170 | 26.625 | 25.375 | 50.8125 | 177 | 566 | 24 | 48.0625 | 27.5 | 51.5625 |  |  | 43 |  |  | 8 |  |  |  | 13 | 40.6875 | [8 empty] | 1 | 69 | 66 | ANSI Z21.10.1-2019/CSA 4.1-2019 | Yes | No | Yes | No | Not Applicable | 238-51030-00 |  |  |  | 238-45684-00 | 10131 | RES GAS ATM
RG250L6X-264-500 | RG250L | Bradford White | 671632842278 | Active | The ""-264"" indicates that this SKU comes with an Aluminum Anode Rod. | The ""-500"" indicates that this SKU comes with White Rodgers Mechanical Control. | [8 empty] | No | Not Applicable | Not Applicable | Residential Water Heating | Water Heating.Gas | 6 | 6 |  |  |  | 238-51012-00 |  |  |  | 238-39699-00 | [6 empty] | Gas | Liquid Propane |  |  |  | Indoor |  | Floor Mounted |  | No | Not Applicable | 150 | Category I | 3 |  | 0.5 | 0.75 | No | [7 empty] | 38000 BTU/Hr |  | 77 | 0.63 | 48 | 47 | Not Applicable | On/Off | Not Applicable | [6 empty] | 170 | 26.625 | 25.375 | 50.8125 | 177 | 557 | 24 | 48.0625 | 27.5 | 51.5625 |  |  | 43 |  |  | 8 |  |  |  | 13 | 40.6875 | [8 empty] | 1 | 69 | 66 | ANSI Z21.10.1-2019/CSA 4.1-2019 | Yes | Yes | Yes | No | Not Applicable | [5 empty] | 10131 | RES GAS ATM | 200094372
RG250L6X-264-600 | RG250L | Bradford White | 671632570867 | Active | The ""-264"" indicates that this SKU comes with an Aluminum Anode Rod. | The ""-600"" indicates that this SKU comes with an SIT ICON System® gas control. | [8 empty] | No | Not Applicable | Not Applicable | Residential Water Heating | Water Heating.Gas | 6 | 6 |  |  |  | 238-51012-00 |  |  |  | 238-39699-00 | [6 empty] | Gas | Liquid Propane |  |  |  | Indoor |  | Floor Mounted |  | No | Not Applicable | 150 | Category I | 3 |  | 0.5 | 0.75 | No | [7 empty] | 38000 BTU/Hr |  | 77 | 0.63 | 48 | 47 | Not Applicable | On/Off | Not Applicable | [6 empty] | 170 | 26.625 | 25.375 | 50.8125 | 177 | 557 | 24 | 48.0625 | 27.5 | 51.5625 |  |  | 43 |  |  | 8 |  |  |  | 13 | 40.6875 | [8 empty] | 1 | 69 | 66 | ANSI Z21.10.1-2019/CSA 4.1-2019 | Yes | Yes | Yes | No | Not Applicable | [5 empty] | 10131 | RES GAS ATM | 200094372
RG250L6X-457 | RG250L | Bradford White | 671632858989 | Active | The -457 indicates that this SKU was designed and certified for Installation in Canada. | [9 empty] | No | Not Applicable | Not Applicable | Residential Water Heating | Water Heating.Gas | 6 | 6 |  |  |  | 238-51012-00 |  |  |  | 238-39699-00 | [6 empty] | Gas | Liquid Propane |  |  |  | Indoor |  | Floor Mounted |  | No | Not Applicable | 150 | Category I | 3 |  | 0.5 | 0.75 | No | [7 empty] | 38000 BTU/Hr |  |  |  | 48 |  | Not Applicable | On/Off | Not Applicable | [6 empty] | 170 | 26.625 | 25.375 | 50.8125 | 177 | 566 | 24 | 48.0625 | 27.5 | 51.5625 |  |  | 43 |  |  | 8 |  |  |  | 13 | 40.6875 | [8 empty] | 1 | 69 | 66 | ANSI Z21.10.1-2019/CSA 4.1-2019 | Yes | No | Yes | No | Not Applicable | 238-51030-00 |  |  |  | 238-45684-00 | 10131 | RES GAS ATM
RG250L6X-475 | RG250L | Bradford White | 671632807901 | Active | The ""-475"" indicates that this SKU was designed to operate in Altitudes between 2,001 feet and 7,000 feet. | [9 empty] | No | Not Applicable | Not Applicable | Residential Water Heating | Water Heating.Gas | 6 | 6 |  |  |  | 238-51012-00 |  |  |  | 238-39699-00 | [6 empty] | Gas | Liquid Propane |  |  |  | Indoor |  | Floor Mounted |  | No | Not Applicable | 150 | Category I | 3 |  | 0.5 | 0.75 | No | [7 empty] | 38000 BTU/Hr |  | 77 | 0.63 | 48 | 47 | Not Applicable | On/Off | Not Applicable | [6 empty] | 170 | 26.625 | 25.375 | 50.8125 | 177 | 557 | 24 | 48.0625 | 27.5 | 51.5625 |  |  | 43 |  |  | 8 |  |  |  | 13 | 40.6875 | [8 empty] | 1 | 69 | 66 | ANSI Z21.10.1-2019/CSA 4.1-2019 | Yes | Yes | Yes | No | Not Applicable | [5 empty] | 10131 | RES GAS ATM | 200094372
RG250L6X-475-264 | RG250L | Bradford White | 671632817269 | Active | The ""-264"" indicates that this SKU comes with an Aluminum Anode Rod. | The ""-475"" indicates that this SKU was designed to operate in Altitudes between 2,001 feet and 7,000 feet. | [8 empty] | No | Not Applicable | Not Applicable | Residential Water Heating | Water Heating.Gas | 6 | 6 |  |  |  | 238-51012-00 |  |  |  | 238-39699-00 | [6 empty] | Gas | Liquid Propane |  |  |  | Indoor |  | Floor Mounted |  | No | Not Applicable | 150 | Category I | 3 |  | 0.5 | 0.75 | No | [7 empty] | 38000 BTU/Hr |  | 77 | 0.63 | 48 | 47 | Not Applicable | On/Off | Not Applicable | [6 empty] | 170 | 26.625 | 25.375 | 50.8125 | 177 | 557 | 24 | 48.0625 | 27.5 | 51.5625 |  |  | 43 |  |  | 8 |  |  |  | 13 | 40.6875 | [8 empty] | 1 | 69 | 66 | ANSI Z21.10.1-2019/CSA 4.1-2019 | Yes | Yes | Yes | No | Not Applicable | [5 empty] | 10131 | RES GAS ATM | 200094372
RG250L6X-500-506 | RG250L | Bradford White | 671632884919 | Active | The ""-500"" indicates that this SKU comes with White Rodgers Mechanical Control. | The ""-506"" indicates that this SKU comes with an A420 Aluminum Anode Rod. | [8 empty] | No | Not Applicable | Not Applicable | Residential Water Heating | Water Heating.Gas | 6 | 6 |  |  |  | 238-51012-00 |  |  |  | 238-39699-00 | [6 empty] | Gas | Liquid Propane |  |  |  | Indoor |  | Floor Mounted |  | No | Not Applicable | 150 | Category I | 3 |  | 0.5 | 0.75 | No | [7 empty] | 38000 BTU/Hr |  | 77 | 0.63 | 48 | 47 | Not Applicable | On/Off | Not Applicable | [6 empty] | 170 | 26.625 | 25.375 | 50.8125 | 177 | 557 | 24 | 48.0625 | 27.5 | 51.5625 |  |  | 43 |  |  | 8 |  |  |  | 13 | 40.6875 | [8 empty] | 1 | 69 | 66 | ANSI Z21.10.1-2019/CSA 4.1-2019 | Yes | Yes | Yes | No | Not Applicable | [5 empty] | 10131 | RES GAS ATM | 200094372
RG250L6X-600 | RG250L | Bradford White | 671632570775 | Active | The ""-600"" indicates that this SKU comes with an SIT ICON System® gas control. | [9 empty] | No | Not Applicable | Not Applicable | Residential Water Heating | Water Heating.Gas | 6 | 6 |  |  |  | 238-51012-00 |  |  |  | 238-39699-00 | [6 empty] | Gas | Liquid Propane |  |  |  | Indoor |  | Floor Mounted |  | No | Not Applicable | 150 | Category I | 3 |  | 0.5 | 0.75 | No | [7 empty] | 38000 BTU/Hr |  | 77 | 0.63 | 48 | 47 | Not Applicable | On/Off | Not Applicable | [6 empty] | 170 | 26.625 | 25.375 | 50.8125 | 177 | 557 | 24 | 48.0625 | 27.5 | 51.5625 |  |  | 43 |  |  | 8 |  |  |  | 13 | 40.6875 | [8 empty] | 1 | 69 | 66 | ANSI Z21.10.1-2019/CSA 4.1-2019 | Yes | Yes | Yes | No | Not Applicable | [5 empty] | 10131 | RES GAS ATM | 200094372
RG250L6X-600-506 | RG250L | Bradford White | 671632570874 | Active | The ""-506"" indicates that this SKU comes with an A420 Aluminum Anode Rod. | The ""-600"" indicates that this SKU comes with an SIT ICON System® gas control. | [8 empty] | No | Not Applicable | Not Applicable | Residential Water Heating | Water Heating.Gas | 6 | 6 |  |  |  | 238-51012-00 |  |  |  | 238-39699-00 | [6 empty] | Gas | Liquid Propane |  |  |  | Indoor |  | Floor Mounted |  | No | Not Applicable | 150 | Category I | 3 |  | 0.5 | 0.75 | No | [7 empty] | 38000 BTU/Hr |  | 77 | 0.63 | 48 | 47 | Not Applicable | On/Off | Not Applicable | [6 empty] | 170 | 26.625 | 25.375 | 50.8125 | 177 | 557 | 24 | 48.0625 | 27.5 | 51.5625 |  |  | 43 |  |  | 8 |  |  |  | 13 | 40.6875 | [8 empty] | 1 | 69 | 66 | ANSI Z21.10.1-2019/CSA 4.1-2019 | Yes | Yes | Yes | No | Not Applicable | [5 empty] | 10131 | RES GAS ATM | 200094372
RG250L8N-457 | RG250L | Bradford White | 671632847983 | Active | The -457 indicates that this SKU was designed and certified for Installation in Canada. | [9 empty] | No | Not Applicable | Not Applicable | Residential Water Heating | Water Heating.Gas | 8 | 6 |  |  |  | 238-51012-00 |  |  |  | 238-39699-00 | [6 empty] | Gas | Natural Gas |  |  |  | Indoor |  | Floor Mounted |  | No | Not Applicable | 150 | Category I | 3 |  | 0.5 | 0.75 | No | [7 empty] | 40000 BTU/Hr |  |  |  | 48 |  | Not Applicable | On/Off | No, it does not comply with jurisdictions having 10ng/J NOx Regulations | [6 empty] | 170 | 26.625 | 25.375 | 50.8125 | 177 | 566 | 24 | 48.0625 | 27.5 | 51.5625 |  |  | 43 |  |  | 8 |  |  |  | 13 | 40.6875 | [8 empty] | 1 | 69 | 66 | ANSI Z21.10.1-2019/CSA 4.1-2019 | Yes | No | Yes | No | Not Applicable | 238-51030-00 |  |  |  | 238-45684-00 | 10131 | RES GAS ATM
RG250L8X-457 | RG250L | Bradford White | 671632849635 | Active | The -457 indicates that this SKU was designed and certified for Installation in Canada. | [9 empty] | No | Not Applicable | Not Applicable | Residential Water Heating | Water Heating.Gas | 8 | 6 |  |  |  | 238-51012-00 |  |  |  | 238-39699-00 | [6 empty] | Gas | Liquid Propane |  |  |  | Indoor |  | Floor Mounted |  | No | Not Applicable | 150 | Category I | 3 |  | 0.5 | 0.75 | No | [7 empty] | 38000 BTU/Hr |  |  |  | 48 |  | Not Applicable | On/Off | Not Applicable | [6 empty] | 170 | 26.625 | 25.375 | 50.8125 | 177 | 566 | 24 | 48.0625 | 27.5 | 51.5625 |  |  | 43 |  |  | 8 |  |  |  | 13 | 40.6875 | [8 empty] | 1 | 69 | 66 | ANSI Z21.10.1-2019/CSA 4.1-2019 | Yes | No | Yes | No | Not Applicable | 238-51030-00 |  |  |  | 238-45684-00 | 10131 | RES GAS ATM
RG250R6N | RG250R | Bradford White | 671632574070 | Active | [10 empty] | No | Not Applicable | Not Applicable | Residential Water Heating | Water Heating.Gas | 6 | 6 |  |  |  | 238-51012-00 |  |  |  | 238-39699-00 | [6 empty] | Gas | Natural Gas |  |  |  | Indoor |  | Floor Mounted |  | No | Not Applicable | 150 | Category I | 4 |  | 0.5 | 0.75 | No | [7 empty] | 40000 BTU/Hr |  | 78 | 0.64 | 50 | 47 | Not Applicable | On/Off | No, it does not comply with jurisdictions having 10ng/J NOx Regulations | [6 empty] | 167 | 24.5 | 23.1875 | 59.375 | 174 | 554 | 22 | 56.625 | 25.5 | 60.125 |  |  | 54 |  |  | 8 |  |  |  | 13 | 49.9375 | [8 empty] | 1 | 100 | 100 | ANSI Z21.10.1-2019/CSA 4.1-2019 | Yes | Yes | Yes | No | Not Applicable | [5 empty] | 10131 | RES GAS ATM | 209471069
RG250R6N-264 | RG250R | Bradford White | 671632575374 | Active | The ""-264"" indicates that this SKU comes with an Aluminum Anode Rod. | [9 empty] | No | Not Applicable | Not Applicable | Residential Water Heating | Water Heating.Gas | 6 | 6 |  |  |  | 238-51012-00 |  |  |  | 238-39699-00 | [6 empty] | Gas | Natural Gas |  |  |  | Indoor |  | Floor Mounted |  | No | Not Applicable | 150 | Category I | 4 |  | 0.5 | 0.75 | No | [7 empty] | 40000 BTU/Hr |  | 78 | 0.64 | 50 | 47 | Not Applicable | On/Off | No, it does not comply with jurisdictions having 10ng/J NOx Regulations | [6 empty] | 167 | 24.5 | 23.1875 | 59.375 | 174 | 554 | 22 | 56.625 | 25.5 | 60.125 |  |  | 54 |  |  | 8 |  |  |  | 13 | 49.9375 | [8 empty] | 1 | 100 | 100 | ANSI Z21.10.1-2019/CSA 4.1-2019 | Yes | Yes | Yes | No | Not Applicable | [5 empty] | 10131 | RES GAS ATM | 209471069
RG250R6N-264-500 | RG250R | Bradford White | 671632575435 | Active | The ""-264"" indicates that this SKU comes with an Aluminum Anode Rod. | The ""-500"" indicates that this SKU comes with White Rodgers Mechanical Control. | [8 empty] | No | Not Applicable | Not Applicable | Residential Water Heating | Water Heating.Gas | 6 | 6 |  |  |  | 238-51012-00 |  |  |  | 238-39699-00 | [6 empty] | Gas | Natural Gas |  |  |  | Indoor |  | Floor Mounted |  | No | Not Applicable | 150 | Category I | 4 |  | 0.5 | 0.75 | No | [7 empty] | 40000 BTU/Hr |  | 78 | 0.64 | 50 | 47 | Not Applicable | On/Off | No, it does not comply with jurisdictions having 10ng/J NOx Regulations | [6 empty] | 167 | 24.5 | 23.1875 | 59.375 | 174 | 554 | 22 | 56.625 | 25.5 | 60.125 |  |  | 54 |  |  | 8 |  |  |  | 13 | 49.9375 | [8 empty] | 1 | 100 | 100 | ANSI Z21.10.1-2019/CSA 4.1-2019 | Yes | Yes | Yes | No | Not Applicable | [5 empty] | 10131 | RES GAS ATM | 209471069
RG250R6N-500 | RG250R | Bradford White | 671632575442 | Active | The ""-500"" indicates that this SKU comes with White Rodgers Mechanical Control. | [9 empty] | No | Not Applicable | Not Applicable | Residential Water Heating | Water Heating.Gas | 6 | 6 |  |  |  | 238-51012-00 |  |  |  | 238-39699-00 | [6 empty] | Gas | Natural Gas |  |  |  | Indoor |  | Floor Mounted |  | No | Not Applicable | 150 | Category I | 4 |  | 0.5 | 0.75 | No | [7 empty] | 40000 BTU/Hr |  | 78 | 0.64 | 50 | 47 | Not Applicable | On/Off | No, it does not comply with jurisdictions having 10ng/J NOx Regulations | [6 empty] | 167 | 24.5 | 23.1875 | 59.375 | 174 | 554 | 22 | 56.625 | 25.5 | 60.125 |  |  | 54 |  |  | 8 |  |  |  | 13 | 49.9375 | [8 empty] | 1 | 100 | 100 | ANSI Z21.10.1-2019/CSA 4.1-2019 | Yes | Yes | Yes | No | Not Applicable | [5 empty] | 10131 | RES GAS ATM | 209471069
RG250R6N-500-506 | RG250R | Bradford White | 671632575459 | Active | The ""-500"" indicates that this SKU comes with White Rodgers Mechanical Control. | The ""-506"" indicates that this SKU comes with an A420 Aluminum Anode Rod. | [8 empty] | No | Not Applicable | Not Applicable | Residential Water Heating | Water Heating.Gas | 6 | 6 |  |  |  | 238-51012-00 |  |  |  | 238-39699-00 | [6 empty] | Gas | Natural Gas |  |  |  | Indoor |  | Floor Mounted |  | No | Not Applicable | 150 | Category I | 4 |  | 0.5 | 0.75 | No | [7 empty] | 40000 BTU/Hr |  | 78 | 0.64 | 50 | 47 | Not Applicable | On/Off | No, it does not comply with jurisdictions having 10ng/J NOx Regulations | [6 empty] | 167 | 24.5 | 23.1875 | 59.375 | 174 | 554 | 22 | 56.625 | 25.5 | 60.125 |  |  | 54 |  |  | 8 |  |  |  | 13 | 49.9375 | [8 empty] | 1 | 100 | 100 | ANSI Z21.10.1-2019/CSA 4.1-2019 | Yes | Yes | Yes | No | Not Applicable | [5 empty] | 10131 | RES GAS ATM | 209471069
RG250R6N-506 | RG250R | Bradford White | 671632575367 | Active | The ""-506"" indicates that this SKU comes with an A420 Aluminum Anode Rod. | [9 empty] | No | Not Applicable | Not Applicable | Residential Water Heating | Water Heating.Gas | 6 | 6 |  |  |  | 238-51012-00 |  |  |  | 238-39699-00 | [6 empty] | Gas | Natural Gas |  |  |  | Indoor |  | Floor Mounted |  | No | Not Applicable | 150 | Category I | 4 |  | 0.5 | 0.75 | No | [7 empty] | 40000 BTU/Hr |  | 78 | 0.64 | 50 | 47 | Not Applicable | On/Off | No, it does not comply with jurisdictions having 10ng/J NOx Regulations | [6 empty] | 167 | 24.5 | 23.1875 | 59.375 | 174 | 554 | 22 | 56.625 | 25.5 | 60.125 |  |  | 54 |  |  | 8 |  |  |  | 13 | 49.9375 | [8 empty] | 1 | 100 | 100 | ANSI Z21.10.1-2019/CSA 4.1-2019 | Yes | Yes | Yes | No | Not Applicable | [5 empty] | 10131 | RES GAS ATM | 209471069
RG250R6X | RG250R | Bradford White | 671632575350 | Active | [10 empty] | No | Not Applicable | Not Applicable | Residential Water Heating | Water Heating.Gas | 6 | 6 |  |  |  | 238-51012-00 |  |  |  | 238-39699-00 | [6 empty] | Gas | Liquid Propane |  |  |  | Indoor |  | Floor Mounted |  | No | Not Applicable | 150 | Category I | 4 |  | 0.5 | 0.75 | No | [7 empty] | 37000 BTU/Hr |  | 78 | 0.64 | 50 | 47 | Not Applicable | On/Off | Not Applicable | [6 empty] | 167 | 24.5 | 23.1875 | 59.375 | 174 | 554 | 22 | 56.625 | 25.5 | 60.125 |  |  | 54 |  |  | 8 |  |  |  | 13 | 49.9375 | [8 empty] | 1 | 100 | 100 | ANSI Z21.10.1-2019/CSA 4.1-2019 | Yes | Yes | Yes | No | Not Applicable | [5 empty] | 10131 | RES GAS ATM | 209471270
RG250R6X-264 | RG250R | Bradford White | 671632575398 | Active | The ""-264"" indicates that this SKU comes with an Aluminum Anode Rod. | [9 empty] | No | Not Applicable | Not Applicable | Residential Water Heating | Water Heating.Gas | 6 | 6 |  |  |  | 238-51012-00 |  |  |  | 238-39699-00 | [6 empty] | Gas | Liquid Propane |  |  |  | Indoor |  | Floor Mounted |  | No | Not Applicable | 150 | Category I | 4 |  | 0.5 | 0.75 | No | [7 empty] | 37000 BTU/Hr |  | 78 | 0.64 | 50 | 47 | Not Applicable | On/Off | Not Applicable | [6 empty] | 167 | 24.5 | 23.1875 | 59.375 | 174 | 554 | 22 | 56.625 | 25.5 | 60.125 |  |  | 54 |  |  | 8 |  |  |  | 13 | 49.9375 | [8 empty] | 1 | 100 | 100 | ANSI Z21.10.1-2019/CSA 4.1-2019 | Yes | Yes | Yes | No | Not Applicable | [5 empty] | 10131 | RES GAS ATM | 209471270
RG250R6X-264-500 | RG250R | Bradford White | 671632575497 | Active | The ""-264"" indicates that this SKU comes with an Aluminum Anode Rod. | The ""-500"" indicates that this SKU comes with White Rodgers Mechanical Control. | [8 empty] | No | Not Applicable | Not Applicable | Residential Water Heating | Water Heating.Gas | 6 | 6 |  |  |  | 238-51012-00 |  |  |  | 238-39699-00 | [6 empty] | Gas | Liquid Propane |  |  |  | Indoor |  | Floor Mounted |  | No | Not Applicable | 150 | Category I | 4 |  | 0.5 | 0.75 | No | [7 empty] | 37000 BTU/Hr |  | 78 | 0.64 | 50 | 47 | Not Applicable | On/Off | Not Applicable | [6 empty] | 167 | 24.5 | 23.1875 | 59.375 | 174 | 554 | 22 | 56.625 | 25.5 | 60.125 |  |  | 54 |  |  | 8 |  |  |  | 13 | 49.9375 | [8 empty] | 1 | 100 | 100 | ANSI Z21.10.1-2019/CSA 4.1-2019 | Yes | Yes | Yes | No | Not Applicable | [5 empty] | 10131 | RES GAS ATM | 209471270
RG250R6X-500 | RG250R | Bradford White | 671632575473 | Active | The ""-500"" indicates that this SKU comes with White Rodgers Mechanical Control. | [9 empty] | No | Not Applicable | Not Applicable | Residential Water Heating | Water Heating.Gas | 6 | 6 |  |  |  | 238-51012-00 |  |  |  | 238-39699-00 | [6 empty] | Gas | Liquid Propane |  |  |  | Indoor |  | Floor Mounted |  | No | Not Applicable | 150 | Category I | 4 |  | 0.5 | 0.75 | No | [7 empty] | 37000 BTU/Hr |  | 78 | 0.64 | 50 | 47 | Not Applicable | On/Off | Not Applicable | [6 empty] | 167 | 24.5 | 23.1875 | 59.375 | 174 | 554 | 22 | 56.625 | 25.5 | 60.125 |  |  | 54 |  |  | 8 |  |  |  | 13 | 49.9375 | [8 empty] | 1 | 100 | 100 | ANSI Z21.10.1-2019/CSA 4.1-2019 | Yes | Yes | Yes | No | Not Applicable | [5 empty] | 10131 | RES GAS ATM | 209471270
RG250R6X-500-506 | RG250R | Bradford White | 671632575466 | Active | The ""-500"" indicates that this SKU comes with White Rodgers Mechanical Control. | The ""-506"" indicates that this SKU comes with an A420 Aluminum Anode Rod. | [8 empty] | No | Not Applicable | Not Applicable | Residential Water Heating | Water Heating.Gas | 6 | 6 |  |  |  | 238-51012-00 |  |  |  | 238-39699-00 | [6 empty] | Gas | Liquid Propane |  |  |  | Indoor |  | Floor Mounted |  | No | Not Applicable | 150 | Category I | 4 |  | 0.5 | 0.75 | No | [7 empty] | 37000 BTU/Hr |  | 78 | 0.64 | 50 | 47 | Not Applicable | On/Off | Not Applicable | [6 empty] | 167 | 24.5 | 23.1875 | 59.375 | 174 | 554 | 22 | 56.625 | 25.5 | 60.125 |  |  | 54 |  |  | 8 |  |  |  | 13 | 49.9375 | [8 empty] | 1 | 100 | 100 | ANSI Z21.10.1-2019/CSA 4.1-2019 | Yes | Yes | Yes | No | Not Applicable | [5 empty] | 10131 | RES GAS ATM | 209471270
RG250R6X-506 | RG250R | Bradford White | 671632575381 | Active | The ""-506"" indicates that this SKU comes with an A420 Aluminum Anode Rod. | [9 empty] | No | Not Applicable | Not Applicable | Residential Water Heating | Water Heating.Gas | 6 | 6 |  |  |  | 238-51012-00 |  |  |  | 238-39699-00 | [6 empty] | Gas | Liquid Propane |  |  |  | Indoor |  | Floor Mounted |  | No | Not Applicable | 150 | Category I | 4 |  | 0.5 | 0.75 | No | [7 empty] | 37000 BTU/Hr |  | 78 | 0.64 | 50 | 47 | Not Applicable | On/Off | Not Applicable | [6 empty] | 167 | 24.5 | 23.1875 | 59.375 | 174 | 554 | 22 | 56.625 | 25.5 | 60.125 |  |  | 54 |  |  | 8 |  |  |  | 13 | 49.9375 | [8 empty] | 1 | 100 | 100 | ANSI Z21.10.1-2019/CSA 4.1-2019 | Yes | Yes | Yes | No | Not Applicable | [5 empty] | 10131 | RES GAS ATM | 209471270
RG250S10N | RG250S | Bradford White | 671632811588 | Active | [10 empty] | No | Not Applicable | Not Applicable | Residential Water Heating | Water Heating.Gas | 10 | 6 |  |  |  | 238-51012-00 |  |  |  | 238-39699-00 | [6 empty] | Gas | Natural Gas |  |  |  | Indoor |  | Floor Mounted |  | No | Not Applicable | 150 | Category I | 4 |  | 0.5 | 0.75 | No | [7 empty] | 50000 BTU/Hr |  | 75 | 0.63 | 50 | 47 | Not Applicable | On/Off | No, it does not comply with jurisdictions having 10ng/J NOx Regulations | [6 empty] | 167 | 24.5 | 23.1875 | 59.375 | 174 | 554 | 22 | 56.625 | 25.5 | 60.125 |  |  | 54 |  |  | 8 |  |  |  | 13 | 49.9375 | [8 empty] | 1 | 100 | 100 | ANSI Z21.10.1-2019/CSA 4.1-2019 | Yes | Yes | Yes | No | Not Applicable | [5 empty] | 10131 | RES GAS ATM | 200094364
RG250S10N-220 | RG250S | Bradford White | 671632636075 | Active | The ""-220"" indicates that this SKU was designed to operate in Altitudes ranging from 0 to 4,500 feet (0-1370 meters), and are certified for Installation in Canada. | [9 empty] | No | Not Applicable | Not Applicable | Residential Water Heating | Water Heating.Gas | 10 | 6 |  |  |  | 238-51012-00 |  |  |  | 238-39699-00 | [6 empty] | Gas | Natural Gas |  |  |  | Indoor |  | Floor Mounted |  | No | Not Applicable | 150 | Category I | 4 |  | 0.5 | 0.75 | No | [7 empty] | 45000 BTU/Hr |  |  |  | 50 |  | Not Applicable | On/Off | No, it does not comply with jurisdictions having 10ng/J NOx Regulations | [6 empty] | 167 | 24.5 | 23.1875 | 59.375 | 174 | 579 | 22 | 56.625 | 25.5 | 60.125 |  |  | 54 |  |  | 8 |  |  |  | 13 | 49.9375 | [8 empty] | 1 | 100 | 100 | ANSI Z21.10.1-2019/CSA 4.1-2019 | Yes | No | Yes | No | Not Applicable | 238-51030-00 |  |  |  | 238-45684-00 | 10131 | RES GAS ATM
RG250S10N-506 | RG250S | Bradford White | 671632625789 | Active | The ""-506"" indicates that this SKU comes with an A420 Aluminum Anode Rod. | [9 empty] | No | Not Applicable | Not Applicable | Residential Water Heating | Water Heating.Gas | 10 | 6 |  |  |  | 238-51012-00 |  |  |  | 238-39699-00 | [6 empty] | Gas | Natural Gas |  |  |  | Indoor |  | Floor Mounted |  | No | Not Applicable | 150 | Category I | 4 |  | 0.5 | 0.75 | No | [7 empty] | 50000 BTU/Hr |  | 75 | 0.63 | 50 | 47 | Not Applicable | On/Off | No, it does not comply with jurisdictions having 10ng/J NOx Regulations | [6 empty] | 167 | 24.5 | 23.1875 | 59.375 | 174 | 554 | 22 | 56.625 | 25.5 | 60.125 |  |  | 54 |  |  | 8 |  |  |  | 13 | 49.9375 | [8 empty] | 1 | 100 | 100 | ANSI Z21.10.1-2019/CSA 4.1-2019 | Yes | Yes | Yes | No | Not Applicable | [5 empty] | 10131 | RES GAS ATM | 200094364
RG250S6N | RG250S | Bradford White | 671632790500 | Active | [10 empty] | No | Not Applicable | Not Applicable | Residential Water Heating | Water Heating.Gas | 6 | 6 |  |  |  | 238-51012-00 |  |  |  | 238-39699-00 | [6 empty] | Gas | Natural Gas |  |  |  | Indoor |  | Floor Mounted |  | No | Not Applicable | 150 | Category I | 4 |  | 0.5 | 0.75 | No | [7 empty] | 50000 BTU/Hr |  | 75 | 0.63 | 50 | 47 | Not Applicable | On/Off | No, it does not comply with jurisdictions having 10ng/J NOx Regulations | [6 empty] | 167 | 24.5 | 23.1875 | 59.375 | 174 | 554 | 22 | 56.625 | 25.5 | 60.125 |  |  | 54 |  |  | 8 |  |  |  | 13 | 49.9375 | [8 empty] | 1 | 100 | 100 | ANSI Z21.10.1-2019/CSA 4.1-2019 | Yes | Yes | Yes | No | Not Applicable | [5 empty] | 10131 | RES GAS ATM | 200094364
RG250S6N-220 | RG250S | Bradford White | 671632859009 | Active | The ""-220"" indicates that this SKU was designed to operate in Altitudes ranging from 0 to 4,500 feet (0-1370 meters), and are certified for Installation in Canada. | [9 empty] | No | Not Applicable | Not Applicable | Residential Water Heating | Water Heating.Gas | 6 | 6 |  |  |  | 238-51012-00 |  |  |  | 238-39699-00 | [6 empty] | Gas | Natural Gas |  |  |  | Indoor |  | Floor Mounted |  | No | Not Applicable | 150 | Category I | 4 |  | 0.5 | 0.75 | No | [7 empty] | 45000 BTU/Hr |  |  |  | 50 |  | Not Applicable | On/Off | No, it does not comply with jurisdictions having 10ng/J NOx Regulations | [6 empty] | 167 | 24.5 | 23.1875 | 59.375 | 174 | 579 | 22 | 56.625 | 25.5 | 60.125 |  |  | 54 |  |  | 8 |  |  |  | 13 | 49.9375 | [8 empty] | 1 | 100 | 100 | ANSI Z21.10.1-2019/CSA 4.1-2019 | Yes | No | Yes | No | Not Applicable | 238-51030-00 |  |  |  | 238-45684-00 | 10131 | RES GAS ATM
RG250S6N-264 | RG250S | Bradford White | 671632806058 | Active | The ""-264"" indicates that this SKU comes with an Aluminum Anode Rod. | [9 empty] | No | Not Applicable | Not Applicable | Residential Water Heating | Water Heating.Gas | 6 | 6 |  |  |  | 238-51012-00 |  |  |  | 238-39699-00 | [6 empty] | Gas | Natural Gas |  |  |  | Indoor |  | Floor Mounted |  | No | Not Applicable | 150 | Category I | 4 |  | 0.5 | 0.75 | No | [7 empty] | 50000 BTU/Hr |  | 75 | 0.63 | 50 | 47 | Not Applicable | On/Off | No, it does not comply with jurisdictions having 10ng/J NOx Regulations | [6 empty] | 167 | 24.5 | 23.1875 | 59.375 | 174 | 554 | 22 | 56.625 | 25.5 | 60.125 |  |  | 54 |  |  | 8 |  |  |  | 13 | 49.9375 | [8 empty] | 1 | 100 | 100 | ANSI Z21.10.1-2019/CSA 4.1-2019 | Yes | Yes | Yes | No | Not Applicable | [5 empty] | 10131 | RES GAS ATM | 200094364
RG250S6N-264-500 | RG250S | Bradford White | 671632865567 | Active | The ""-264"" indicates that this SKU comes with an Aluminum Anode Rod. | The ""-500"" indicates that this SKU comes with White Rodgers Mechanical Control. | [8 empty] | No | Not Applicable | Not Applicable | Residential Water Heating | Water Heating.Gas | 6 | 6 |  |  |  | 238-51012-00 |  |  |  | 238-39699-00 | [6 empty] | Gas | Natural Gas |  |  |  | Indoor |  | Floor Mounted |  | No | Not Applicable | 150 | Category I | 4 |  | 0.5 | 0.75 | No | [7 empty] | 50000 BTU/Hr |  | 75 | 0.63 | 50 | 47 | Not Applicable | On/Off | No, it does not comply with jurisdictions having 10ng/J NOx Regulations | [6 empty] | 167 | 24.5 | 23.1875 | 59.375 | 174 | 554 | 22 | 56.625 | 25.5 | 60.125 |  |  | 54 |  |  | 8 |  |  |  | 13 | 49.9375 | [8 empty] | 1 | 100 | 100 | ANSI Z21.10.1-2019/CSA 4.1-2019 | Yes | Yes | Yes | No | Not Applicable | [5 empty] | 10131 | RES GAS ATM | 200094364
RG250S6N-264-600 | RG250S | Bradford White | 671632570744 | Active | The ""-264"" indicates that this SKU comes with an Aluminum Anode Rod. | The ""-600"" indicates that this SKU comes with an SIT ICON System® gas control. | [8 empty] | No | Not Applicable | Not Applicable | Residential Water Heating | Water Heating.Gas | 6 | 6 |  |  |  | 238-51012-00 |  |  |  | 238-39699-00 | [6 empty] | Gas | Natural Gas |  |  |  | Indoor |  | Floor Mounted |  | No | Not Applicable | 150 | Category I | 4 |  | 0.5 | 0.75 | No | [7 empty] | 50000 BTU/Hr |  | 75 | 0.63 | 50 | 47 | Not Applicable | On/Off | No, it does not comply with jurisdictions having 10ng/J NOx Regulations | [6 empty] | 167 | 24.5 | 23.1875 | 59.375 | 174 | 554 | 22 | 56.625 | 25.5 | 60.125 |  |  | 54 |  |  | 8 |  |  |  | 13 | 49.9375 | [8 empty] | 1 | 100 | 100 | ANSI Z21.10.1-2019/CSA 4.1-2019 | Yes | Yes | Yes | No | Not Applicable | [5 empty] | 10131 | RES GAS ATM | 200094364
RG250S6N-394 | RG250S | Bradford White | 671632807642 | Active | The ""-394"" indicates that this SKU comes with a Top T&P Location. | [9 empty] | No | Not Applicable | Not Applicable | Residential Water Heating | Water Heating.Gas | 6 | 6 |  |  |  | 238-51012-00 |  |  |  | 238-39699-00 | [6 empty] | Gas | Natural Gas |  |  |  | Indoor |  | Floor Mounted |  | No | Not Applicable | 150 | Category I | 4 |  | 0.5 | 0.75 | No | [7 empty] | 50000 BTU/Hr |  | 75 | 0.63 | 50 | 47 | Not Applicable | On/Off | No, it does not comply with jurisdictions having 10ng/J NOx Regulations | [6 empty] | 167 | 24.5 | 23.1875 | 59.375 | 174 | 554 | 22 | 56.625 | 25.5 | 60.125 |  |  | 54 |  |  | 8 |  |  |  | 13 | 49.9375 | [8 empty] | 1 | 100 | 100 | ANSI Z21.10.1-2019/CSA 4.1-2019 | Yes | Yes | Yes | No | Not Applicable | [5 empty] | 10131 | RES GAS ATM | 200094364
RG250S6N-394-264 | RG250S | Bradford White | 671632849550 | Active | The ""-264"" indicates that this SKU comes with an Aluminum Anode Rod. | The ""-394"" indicates that this SKU comes with a Top T&P Location. | [8 empty] | No | Not Applicable | Not Applicable | Residential Water Heating | Water Heating.Gas | 6 | 6 |  |  |  | 238-51012-00 |  |  |  | 238-39699-00 | [6 empty] | Gas | Natural Gas |  |  |  | Indoor |  | Floor Mounted |  | No | Not Applicable | 150 | Category I | 4 |  | 0.5 | 0.75 | No | [7 empty] | 50000 BTU/Hr |  | 75 | 0.63 | 50 | 47 | Not Applicable | On/Off | No, it does not comply with jurisdictions having 10ng/J NOx Regulations | [6 empty] | 167 | 24.5 | 23.1875 | 59.375 | 174 | 554 | 22 | 56.625 | 25.5 | 60.125 |  |  | 54 |  |  | 8 |  |  |  | 13 | 49.9375 | [8 empty] | 1 | 100 | 100 | ANSI Z21.10.1-2019/CSA 4.1-2019 | Yes | Yes | Yes | No | Not Applicable | [5 empty] | 10131 | RES GAS ATM | 200094364
RG250S6N-394-264-500 | RG250S | Bradford White | 671632840496 | Active | The ""-264"" indicates that this SKU comes with an Aluminum Anode Rod. | The ""-394"" indicates that this SKU comes with a Top T&P Location. | The ""-500"" indicates that this SKU comes with White Rodgers Mechanical Control. | [7 empty] | No | Not Applicable | Not Applicable | Residential Water Heating | Water Heating.Gas | 6 | 6 |  |  |  | 238-51012-00 |  |  |  | 238-39699-00 | [6 empty] | Gas | Natural Gas |  |  |  | Indoor |  | Floor Mounted |  | No | Not Applicable | 150 | Category I | 4 |  | 0.5 | 0.75 | No | [7 empty] | 50000 BTU/Hr |  | 75 | 0.63 | 50 | 47 | Not Applicable | On/Off | No, it does not comply with jurisdictions having 10ng/J NOx Regulations | [6 empty] | 167 | 24.5 | 23.1875 | 59.375 | 174 | 554 | 22 | 56.625 | 25.5 | 60.125 |  |  | 54 |  |  | 8 |  |  |  | 13 | 49.9375 | [8 empty] | 1 | 100 | 100 | ANSI Z21.10.1-2019/CSA 4.1-2019 | Yes | Yes | Yes | No | Not Applicable | [5 empty] | 10131 | RES GAS ATM | 200094364
RG250S6N-394-264-600 | RG250S | Bradford White | 671632570935 | Active | The ""-264"" indicates that this SKU comes with an Aluminum Anode Rod. | The ""-394"" indicates that this SKU comes with a Top T&P Location. | The ""-600"" indicates that this SKU comes with an SIT ICON System® gas control. | [7 empty] | No | Not Applicable | Not Applicable | Residential Water Heating | Water Heating.Gas | 6 | 6 |  |  |  | 238-51012-00 |  |  |  | 238-39699-00 | [6 empty] | Gas | Natural Gas |  |  |  | Indoor |  | Floor Mounted |  | No | Not Applicable | 150 | Category I | 4 |  | 0.5 | 0.75 | No | [7 empty] | 50000 BTU/Hr |  | 75 | 0.63 | 50 | 47 | Not Applicable | On/Off | No, it does not comply with jurisdictions having 10ng/J NOx Regulations | [6 empty] | 167 | 24.5 | 23.1875 | 59.375 | 174 | 554 | 22 | 56.625 | 25.5 | 60.125 |  |  | 54 |  |  | 8 |  |  |  | 13 | 49.9375 | [8 empty] | 1 | 100 | 100 | ANSI Z21.10.1-2019/CSA 4.1-2019 | Yes | Yes | Yes | No | Not Applicable | [5 empty] | 10131 | RES GAS ATM | 200094364
RG250S6N-394-475 | RG250S | Bradford White | 671632820511 | Active | The ""-394"" indicates that this SKU comes with a Top T&P Location. | The ""-475"" indicates that this SKU was designed to operate in Altitudes between 2,001 feet and 7,000 feet. | [8 empty] | No | Not Applicable | Not Applicable | Residential Water Heating | Water Heating.Gas | 6 | 6 |  |  |  | 238-51012-00 |  |  |  | 238-39699-00 | [6 empty] | Gas | Natural Gas |  |  |  | Indoor |  | Floor Mounted |  | No | Not Applicable | 150 | Category I | 4 |  | 0.5 | 0.75 | No | [7 empty] | 50000 BTU/Hr |  | 75 | 0.63 | 50 | 47 | Not Applicable | On/Off | No, it does not comply with jurisdictions having 10ng/J NOx Regulations | [6 empty] | 167 | 24.5 | 23.1875 | 59.375 | 174 | 554 | 22 | 56.625 | 25.5 | 60.125 |  |  | 54 |  |  | 8 |  |  |  | 13 | 49.9375 | [8 empty] | 1 | 100 | 100 | ANSI Z21.10.1-2019/CSA 4.1-2019 | Yes | Yes | Yes | No | Not Applicable | [5 empty] | 10131 | RES GAS ATM | 200094364
RG250S6N-394-500 | RG250S | Bradford White | 671632812745 | Active | The ""-394"" indicates that this SKU comes with a Top T&P Location. | The ""-500"" indicates that this SKU comes with White Rodgers Mechanical Control. | [8 empty] | No | Not Applicable | Not Applicable | Residential Water Heating | Water Heating.Gas | 6 | 6 |  |  |  | 238-51012-00 |  |  |  | 238-39699-00 | [6 empty] | Gas | Natural Gas |  |  |  | Indoor |  | Floor Mounted |  | No | Not Applicable | 150 | Category I | 4 |  | 0.5 | 0.75 | No | [7 empty] | 50000 BTU/Hr |  | 75 | 0.63 | 50 | 47 | Not Applicable | On/Off | No, it does not comply with jurisdictions having 10ng/J NOx Regulations | [6 empty] | 167 | 24.5 | 23.1875 | 59.375 | 174 | 554 | 22 | 56.625 | 25.5 | 60.125 |  |  | 54 |  |  | 8 |  |  |  | 13 | 49.9375 | [8 empty] | 1 | 100 | 100 | ANSI Z21.10.1-2019/CSA 4.1-2019 | Yes | Yes | Yes | No | Not Applicable | [5 empty] | 10131 | RES GAS ATM | 200094364
RG250S6N-394-500-506 | RG250S | Bradford White | 671632321384 | Active | The ""-394"" indicates that this SKU comes with a Top T&P Location. | The ""-500"" indicates that this SKU comes with White Rodgers Mechanical Control. | The ""-506"" indicates that this SKU comes with an A420 Aluminum Anode Rod. | [7 empty] | No | Not Applicable | Not Applicable | Residential Water Heating | Water Heating.Gas | 6 | 6 |  |  |  | 238-51012-00 |  |  |  | 238-39699-00 | [6 empty] | Gas | Natural Gas |  |  |  | Indoor |  | Floor Mounted |  | No | Not Applicable | 150 | Category I | 4 |  | 0.5 | 0.75 | No | [7 empty] | 50000 BTU/Hr |  | 75 | 0.63 | 50 | 47 | Not Applicable | On/Off | No, it does not comply with jurisdictions having 10ng/J NOx Regulations | [6 empty] | 167 | 24.5 | 23.1875 | 59.375 | 174 | 554 | 22 | 56.625 | 25.5 | 60.125 |  |  | 54 |  |  | 8 |  |  |  | 13 | 49.9375 | [8 empty] | 1 | 100 | 100 | UL174 | Yes | Yes | Yes | No | Not Applicable | [5 empty] | 10131 | RES GAS ATM | 200094364
RG250S6N-394-600 | RG250S | Bradford White | 671632570782 | Active | The ""-394"" indicates that this SKU comes with a Top T&P Location. | The ""-600"" indicates that this SKU comes with an SIT ICON System® gas control. | [8 empty] | No | Not Applicable | Not Applicable | Residential Water Heating | Water Heating.Gas | 6 | 6 |  |  |  | 238-51012-00 |  |  |  | 238-39699-00 | [6 empty] | Gas | Natural Gas |  |  |  | Indoor |  | Floor Mounted |  | No | Not Applicable | 150 | Category I | 4 |  | 0.5 | 0.75 | No | [7 empty] | 50000 BTU/Hr |  | 75 | 0.63 | 50 | 47 | Not Applicable | On/Off | No, it does not comply with jurisdictions having 10ng/J NOx Regulations | [6 empty] | 167 | 24.5 | 23.1875 | 59.375 | 174 | 554 | 22 | 56.625 | 25.5 | 60.125 |  |  | 54 |  |  | 8 |  |  |  | 13 | 49.9375 | [8 empty] | 1 | 100 | 100 | ANSI Z21.10.1-2019/CSA 4.1-2019 | Yes | Yes | Yes | No | Not Applicable | [5 empty] | 10131 | RES GAS ATM | 200094364
RG250S6N-394-600-506 | RG250S | Bradford White | 671632570904 | Active | The ""-394"" indicates that this SKU comes with a Top T&P Location. | The ""-506"" indicates that this SKU comes with an A420 Aluminum Anode Rod. | The ""-600"" indicates that this SKU comes with an SIT ICON System® gas control. | [7 empty] | No | Not Applicable | Not Applicable | Residential Water Heating | Water Heating.Gas | 6 | 6 |  |  |  | 238-51012-00 |  |  |  | 238-39699-00 | [6 empty] | Gas | Natural Gas |  |  |  | Indoor |  | Floor Mounted |  | No | Not Applicable | 150 | Category I | 4 |  | 0.5 | 0.75 | No | [7 empty] | 50000 BTU/Hr |  | 75 | 0.63 | 50 | 47 | Not Applicable | On/Off | No, it does not comply with jurisdictions having 10ng/J NOx Regulations | [6 empty] | 167 | 24.5 | 23.1875 | 59.375 | 174 | 554 | 22 | 56.625 | 25.5 | 60.125 |  |  | 54 |  |  | 8 |  |  |  | 13 | 49.9375 | [8 empty] | 1 | 100 | 100 | ANSI Z21.10.1-2019/CSA 4.1-2019 | Yes | Yes | Yes | No | Not Applicable | [5 empty] | 10131 | RES GAS ATM | 200094364
RG250S6N-457 | RG250S | Bradford White | 671632859016 | Active | The -457 indicates that this SKU was designed and certified for Installation in Canada. | [9 empty] | No | Not Applicable | Not Applicable | Residential Water Heating | Water Heating.Gas | 6 | 6 |  |  |  | 238-51012-00 |  |  |  | 238-39699-00 | [6 empty] | Gas | Natural Gas |  |  |  | Indoor |  | Floor Mounted |  | No | Not Applicable | 150 | Category I | 4 |  | 0.5 | 0.75 | No | [7 empty] | 50000 BTU/Hr |  |  |  | 50 |  | Not Applicable | On/Off | No, it does not comply with jurisdictions having 10ng/J NOx Regulations | [6 empty] | 167 | 24.5 | 23.1875 | 59.375 | 174 | 579 | 22 | 56.625 | 25.5 | 60.125 |  |  | 54 |  |  | 8 |  |  |  | 13 | 49.9375 | [8 empty] | 1 | 100 | 100 | ANSI Z21.10.1-2019/CSA 4.1-2019 | Yes | No | Yes | No | Not Applicable | 238-51030-00 |  |  |  | 238-45684-00 | 10131 | RES GAS ATM
RG250S6N-475 | RG250S | Bradford White | 671632807079 | Active | The ""-475"" indicates that this SKU was designed to operate in Altitudes between 2,001 feet and 7,000 feet. | [9 empty] | No | Not Applicable | Not Applicable | Residential Water Heating | Water Heating.Gas | 6 | 6 |  |  |  | 238-51012-00 |  |  |  | 238-39699-00 | [6 empty] | Gas | Natural Gas |  |  |  | Indoor |  | Floor Mounted |  | No | Not Applicable | 150 | Category I | 4 |  | 0.5 | 0.75 | No | [7 empty] | 50000 BTU/Hr |  | 75 | 0.63 | 50 | 47 | Not Applicable | On/Off | No, it does not comply with jurisdictions having 10ng/J NOx Regulations | [6 empty] | 167 | 24.5 | 23.1875 | 59.375 | 174 | 554 | 22 | 56.625 | 25.5 | 60.125 |  |  | 54 |  |  | 8 |  |  |  | 13 | 49.9375 | [8 empty] | 1 | 100 | 100 | ANSI Z21.10.1-2019/CSA 4.1-2019 | Yes | Yes | Yes | No | Not Applicable | [5 empty] | 10131 | RES GAS ATM | 200094364
RG250S6N-475-264 | RG250S | Bradford White | 671632843220 | Active | The ""-264"" indicates that this SKU comes with an Aluminum Anode Rod. | The ""-475"" indicates that this SKU was designed to operate in Altitudes between 2,001 feet and 7,000 feet. | [8 empty] | No | Not Applicable | Not Applicable | Residential Water Heating | Water Heating.Gas | 6 | 6 |  |  |  | 238-51012-00 |  |  |  | 238-39699-00 | [6 empty] | Gas | Natural Gas |  |  |  | Indoor |  | Floor Mounted |  | No | Not Applicable | 150 | Category I | 4 |  | 0.5 | 0.75 | No | [7 empty] | 50000 BTU/Hr |  | 75 | 0.63 | 50 | 47 | Not Applicable | On/Off | No, it does not comply with jurisdictions having 10ng/J NOx Regulations | [6 empty] | 167 | 24.5 | 23.1875 | 59.375 | 174 | 554 | 22 | 56.625 | 25.5 | 60.125 |  |  | 54 |  |  | 8 |  |  |  | 13 | 49.9375 | [8 empty] | 1 | 100 | 100 | ANSI Z21.10.1-2019/CSA 4.1-2019 | Yes | Yes | Yes | No | Not Applicable | [5 empty] | 10131 | RES GAS ATM | 200094364
RG250S6N-475-506 | RG250S | Bradford White | 671632638451 | Active | The ""-475"" indicates that this SKU was designed to operate in Altitudes between 2,001 feet and 7,000 feet. | The ""-506"" indicates that this SKU comes with an A420 Aluminum Anode Rod. | [8 empty] | No | Not Applicable | Not Applicable | Residential Water Heating | Water Heating.Gas | 6 | 6 |  |  |  | 238-51012-00 |  |  |  | 238-39699-00 | [6 empty] | Gas | Natural Gas |  |  |  | Indoor |  | Floor Mounted |  | No | Not Applicable | 150 | Category I | 4 |  | 0.5 | 0.75 | No | [7 empty] | 50000 BTU/Hr |  | 75 | 0.63 | 50 | 47 | Not Applicable | On/Off | No, it does not comply with jurisdictions having 10ng/J NOx Regulations | [6 empty] | 167 | 24.5 | 23.1875 | 59.375 | 174 | 554 | 22 | 56.625 | 25.5 | 60.125 |  |  | 54 |  |  | 8 |  |  |  | 13 | 49.9375 | [8 empty] | 1 | 100 | 100 | ANSI Z21.10.1-2019/CSA 4.1-2019 | Yes | Yes | Yes | No | Not Applicable | [5 empty] | 10131 | RES GAS ATM | 200094364
RG250S6N-500 | RG250S | Bradford White | 671632806829 | Active | The ""-500"" indicates that this SKU comes with White Rodgers Mechanical Control. | [9 empty] | No | Not Applicable | Not Applicable | Residential Water Heating | Water Heating.Gas | 6 | 6 |  |  |  | 238-51012-00 |  |  |  | 238-39699-00 | [6 empty] | Gas | Natural Gas |  |  |  | Indoor |  | Floor Mounted |  | No | Not Applicable | 150 | Category I | 4 |  | 0.5 | 0.75 | No | [7 empty] | 50000 BTU/Hr |  | 75 | 0.63 | 50 | 47 | Not Applicable | On/Off | No, it does not comply with jurisdictions having 10ng/J NOx Regulations | [6 empty] | 167 | 24.5 | 23.1875 | 59.375 | 174 | 554 | 22 | 56.625 | 25.5 | 60.125 |  |  | 54 |  |  | 8 |  |  |  | 13 | 49.9375 | [8 empty] | 1 | 100 | 100 | ANSI Z21.10.1-2019/CSA 4.1-2019 | Yes | Yes | Yes | No | Not Applicable | [5 empty] | 10131 | RES GAS ATM | 200094364
RG250S6N-500-506 | RG250S | Bradford White | 671632127375 | Active | The ""-500"" indicates that this SKU comes with White Rodgers Mechanical Control. | The ""-506"" indicates that this SKU comes with an A420 Aluminum Anode Rod. | [8 empty] | No | Not Applicable | Not Applicable | Residential Water Heating | Water Heating.Gas | 6 | 6 |  |  |  | 238-51012-00 |  |  |  | 238-39699-00 | [6 empty] | Gas | Natural Gas |  |  |  | Indoor |  | Floor Mounted |  | No | Not Applicable | 150 | Category I | 4 |  | 0.5 | 0.75 | No | [7 empty] | 50000 BTU/Hr |  | 75 | 0.63 | 50 | 47 | Not Applicable | On/Off | No, it does not comply with jurisdictions having 10ng/J NOx Regulations | [6 empty] | 167 | 24.5 | 23.1875 | 59.375 | 174 | 554 | 22 | 56.625 | 25.5 | 60.125 |  |  | 54 |  |  | 8 |  |  |  | 13 | 49.9375 | [8 empty] | 1 | 100 | 100 | ANSI Z21.10.1-2019/CSA 4.1-2019 | Yes | Yes | Yes | No | Not Applicable | [5 empty] | 10131 | RES GAS ATM | 200094364
RG250S6N-506 | RG250S | Bradford White | 671632335763 | Active | The ""-506"" indicates that this SKU comes with an A420 Aluminum Anode Rod. | [9 empty] | No | Not Applicable | Not Applicable | Residential Water Heating | Water Heating.Gas | 6 | 6 |  |  |  | 238-51012-00 |  |  |  | 238-39699-00 | [6 empty] | Gas | Natural Gas |  |  |  | Indoor |  | Floor Mounted |  | No | Not Applicable | 150 | Category I | 4 |  | 0.5 | 0.75 | No | [7 empty] | 50000 BTU/Hr |  | 75 | 0.63 | 50 | 47 | Not Applicable | On/Off | No, it does not comply with jurisdictions having 10ng/J NOx Regulations | [6 empty] | 167 | 24.5 | 23.1875 | 59.375 | 174 | 554 | 22 | 56.625 | 25.5 | 60.125 |  |  | 54 |  |  | 8 |  |  |  | 13 | 49.9375 | [8 empty] | 1 | 100 | 100 | UL174 | Yes | Yes | Yes | No | Not Applicable | [5 empty] | 10131 | RES GAS ATM | 200094364
RG250S6N-600 | RG250S | Bradford White | 671632570942 | Active | The ""-600"" indicates that this SKU comes with an SIT ICON System® gas control. | [9 empty] | No | Not Applicable | Not Applicable | Residential Water Heating | Water Heating.Gas | 6 | 6 |  |  |  | 238-51012-00 |  |  |  | 238-39699-00 | [6 empty] | Gas | Natural Gas |  |  |  | Indoor |  | Floor Mounted |  | No | Not Applicable | 150 | Category I | 4 |  | 0.5 | 0.75 | No | [7 empty] | 50000 BTU/Hr |  | 75 | 0.63 | 50 | 47 | Not Applicable | On/Off | No, it does not comply with jurisdictions having 10ng/J NOx Regulations | [6 empty] | 167 | 24.5 | 23.1875 | 59.375 | 174 | 554 | 22 | 56.625 | 25.5 | 60.125 |  |  | 54 |  |  | 8 |  |  |  | 13 | 49.9375 | [8 empty] | 1 | 100 | 100 | ANSI Z21.10.1-2019/CSA 4.1-2019 | Yes | Yes | Yes | No | Not Applicable | [5 empty] | 10131 | RES GAS ATM | 200094364
RG250S6N-600-506 | RG250S | Bradford White | 671632561162 | Active | The ""-506"" indicates that this SKU comes with an A420 Aluminum Anode Rod. | The ""-600"" indicates that this SKU comes with an SIT ICON System® gas control. | [8 empty] | No | Not Applicable | Not Applicable | Residential Water Heating | Water Heating.Gas | 6 | 6 |  |  |  | 238-51012-00 |  |  |  | 238-39699-00 | [6 empty] | Gas | Natural Gas |  |  |  | Indoor |  | Floor Mounted |  | No | Not Applicable | 150 | Category I | 4 |  | 0.5 | 0.75 | No | [7 empty] | 50000 BTU/Hr |  | 75 | 0.63 | 50 | 47 | Not Applicable | On/Off | No, it does not comply with jurisdictions having 10ng/J NOx Regulations | [6 empty] | 167 | 24.5 | 23.1875 | 59.375 | 174 | 554 | 22 | 56.625 | 25.5 | 60.125 |  |  | 54 |  |  | 8 |  |  |  | 13 | 49.9375 | [8 empty] | 1 | 100 | 100 | ANSI Z21.10.1-2019/CSA 4.1-2019 | Yes | Yes | Yes | No | Not Applicable | [5 empty] | 10131 | RES GAS ATM | 200094364
RG250S6X | RG250S | Bradford White | 671632794676 | Active | [10 empty] | No | Not Applicable | Not Applicable | Residential Water Heating | Water Heating.Gas | 6 | 6 |  |  |  | 238-51012-00 |  |  |  | 238-39699-00 | [6 empty] | Gas | Liquid Propane |  |  |  | Indoor |  | Floor Mounted |  | No | Not Applicable | 150 | Category I | 4 |  | 0.5 | 0.75 | No | [7 empty] | 48000 BTU/Hr |  | 75 | 0.63 | 50 | 47 | Not Applicable | On/Off | Not Applicable | [6 empty] | 167 | 24.5 | 23.1875 | 59.375 | 174 | 554 | 22 | 56.625 | 25.5 | 60.125 |  |  | 54 |  |  | 8 |  |  |  | 13 | 49.9375 | [8 empty] | 1 | 100 | 100 | ANSI Z21.10.1-2019/CSA 4.1-2019 | Yes | Yes | Yes | No | Not Applicable | [5 empty] | 10131 | RES GAS ATM | 200094366
RG250S6X-220 | RG250S | Bradford White | 671632859030 | Active | The ""-220"" indicates that this SKU was designed to operate in Altitudes ranging from 0 to 4,500 feet (0-1370 meters), and are certified for Installation in Canada. | [9 empty] | No | Not Applicable | Not Applicable | Residential Water Heating | Water Heating.Gas | 6 | 6 |  |  |  | 238-51012-00 |  |  |  | 238-39699-00 | [6 empty] | Gas | Liquid Propane |  |  |  | Indoor |  | Floor Mounted |  | No | Not Applicable | 150 | Category I | 4 |  | 0.5 | 0.75 | No | [7 empty] | 43200 BTU/Hr |  |  |  | 50 |  | Not Applicable | On/Off | Not Applicable | [6 empty] | 167 | 24.5 | 23.1875 | 59.375 | 174 | 579 | 22 | 56.625 | 25.5 | 60.125 |  |  | 54 |  |  | 8 |  |  |  | 13 | 49.9375 | [8 empty] | 1 | 100 | 100 | ANSI Z21.10.1-2019/CSA 4.1-2019 | Yes | No | Yes | No | Not Applicable | 238-51030-00 |  |  |  | 238-45684-00 | 10131 | RES GAS ATM
RG250S6X-264 | RG250S | Bradford White | 671632806065 | Active | The ""-264"" indicates that this SKU comes with an Aluminum Anode Rod. | [9 empty] | No | Not Applicable | Not Applicable | Residential Water Heating | Water Heating.Gas | 6 | 6 |  |  |  | 238-51012-00 |  |  |  | 238-39699-00 | [6 empty] | Gas | Liquid Propane |  |  |  | Indoor |  | Floor Mounted |  | No | Not Applicable | 150 | Category I | 4 |  | 0.5 | 0.75 | No | [7 empty] | 48000 BTU/Hr |  | 75 | 0.63 | 50 | 47 | Not Applicable | On/Off | Not Applicable | [6 empty] | 167 | 24.5 | 23.1875 | 59.375 | 174 | 554 | 22 | 56.625 | 25.5 | 60.125 |  |  | 54 |  |  | 8 |  |  |  | 13 | 49.9375 | [8 empty] | 1 | 100 | 100 | ANSI Z21.10.1-2019/CSA 4.1-2019 | Yes | Yes | Yes | No | Not Applicable | [5 empty] | 10131 | RES GAS ATM | 200094366
RG250S6X-394 | RG250S | Bradford White | 671632321360 | Active | The ""-394"" indicates that this SKU comes with a Top T&P Location. | [9 empty] | No | Not Applicable | Not Applicable | Residential Water Heating | Water Heating.Gas | 6 | 6 |  |  |  | 238-51012-00 |  |  |  | 238-39699-00 | [6 empty] | Gas | Liquid Propane |  |  |  | Indoor |  | Floor Mounted |  | No | Not Applicable | 150 | Category I | 4 |  | 0.5 | 0.75 | No | [7 empty] | 48000 BTU/Hr |  | 75 | 0.63 | 50 | 47 | Not Applicable | On/Off | Not Applicable | [6 empty] | 167 | 24.5 | 23.1875 | 59.375 | 174 | 554 | 22 | 56.625 | 25.5 | 60.125 |  |  | 54 |  |  | 8 |  |  |  | 13 | 49.9375 | [8 empty] | 1 | 100 | 100 | UL174 | Yes | Yes | Yes | No | Not Applicable | [5 empty] | 10131 | RES GAS ATM | 200094366
RG250S6X-394-264-500 | RG250S | Bradford White | 671632842377 | Active | The ""-264"" indicates that this SKU comes with an Aluminum Anode Rod. | The ""-394"" indicates that this SKU comes with a Top T&P Location. | The ""-500"" indicates that this SKU comes with White Rodgers Mechanical Control. | [7 empty] | No | Not Applicable | Not Applicable | Residential Water Heating | Water Heating.Gas | 6 | 6 |  |  |  | 238-51012-00 |  |  |  | 238-39699-00 | [6 empty] | Gas | Liquid Propane |  |  |  | Indoor |  | Floor Mounted |  | No | Not Applicable | 150 | Category I | 4 |  | 0.5 | 0.75 | No | [7 empty] | 48000 BTU/Hr |  | 75 | 0.63 | 50 | 47 | Not Applicable | On/Off | Not Applicable | [6 empty] | 167 | 24.5 | 23.1875 | 59.375 | 174 | 554 | 22 | 56.625 | 25.5 | 60.125 |  |  | 54 |  |  | 8 |  |  |  | 13 | 49.9375 | [8 empty] | 1 | 100 | 100 | ANSI Z21.10.1-2019/CSA 4.1-2019 | Yes | Yes | Yes | No | Not Applicable | [5 empty] | 10131 | RES GAS ATM | 200094366
RG250S6X-394-264-600 | RG250S | Bradford White | 671632570959 | Active | The ""-264"" indicates that this SKU comes with an Aluminum Anode Rod. | The ""-394"" indicates that this SKU comes with a Top T&P Location. | The ""-600"" indicates that this SKU comes with an SIT ICON System® gas control. | [7 empty] | No | Not Applicable | Not Applicable | Residential Water Heating | Water Heating.Gas | 6 | 6 |  |  |  | 238-51012-00 |  |  |  | 238-39699-00 | [6 empty] | Gas | Liquid Propane |  |  |  | Indoor |  | Floor Mounted |  | No | Not Applicable | 150 | Category I | 4 |  | 0.5 | 0.75 | No | [7 empty] | 48000 BTU/Hr |  | 75 | 0.63 | 50 | 47 | Not Applicable | On/Off | Not Applicable | [6 empty] | 167 | 24.5 | 23.1875 | 59.375 | 174 | 554 | 22 | 56.625 | 25.5 | 60.125 |  |  | 54 |  |  | 8 |  |  |  | 13 | 49.9375 | [8 empty] | 1 | 100 | 100 | ANSI Z21.10.1-2019/CSA 4.1-2019 | Yes | Yes | Yes | No | Not Applicable | [5 empty] | 10131 | RES GAS ATM | 200094366
RG250S6X-394-475 | RG250S | Bradford White | 671632905386 | Active | The ""-394"" indicates that this SKU comes with a Top T&P Location. | The ""-475"" indicates that this SKU was designed to operate in Altitudes between 2,001 feet and 7,000 feet. | [8 empty] | No | Not Applicable | Not Applicable | Residential Water Heating | Water Heating.Gas | 6 | 6 |  |  |  | 238-51012-00 |  |  |  | 238-39699-00 | [6 empty] | Gas | Liquid Propane |  |  |  | Indoor |  | Floor Mounted |  | No | Not Applicable | 150 | Category I | 4 |  | 0.5 | 0.75 | No | [7 empty] | 48000 BTU/Hr |  | 75 | 0.63 | 50 | 47 | Not Applicable | On/Off | Not Applicable | [6 empty] | 167 | 24.5 | 23.1875 | 59.375 | 174 | 554 | 22 | 56.625 | 25.5 | 60.125 |  |  | 54 |  |  | 8 |  |  |  | 13 | 49.9375 | [8 empty] | 1 | 100 | 100 | ANSI Z21.10.1-2019/CSA 4.1-2019 | Yes | Yes | Yes | No | Not Applicable | [5 empty] | 10131 | RES GAS ATM | 200094366
RG250S6X-457 | RG250S | Bradford White | 671632859047 | Active | The -457 indicates that this SKU was designed and certified for Installation in Canada. | [9 empty] | No | Not Applicable | Not Applicable | Residential Water Heating | Water Heating.Gas | 6 | 6 |  |  |  | 238-51012-00 |  |  |  | 238-39699-00 | [6 empty] | Gas | Liquid Propane |  |  |  | Indoor |  | Floor Mounted |  | No | Not Applicable | 150 | Category I | 4 |  | 0.5 | 0.75 | No | [7 empty] | 48000 BTU/Hr |  |  |  | 50 |  | Not Applicable | On/Off | Not Applicable | [6 empty] | 167 | 24.5 | 23.1875 | 59.375 | 174 | 579 | 22 | 56.625 | 25.5 | 60.125 |  |  | 54 |  |  | 8 |  |  |  | 13 | 49.9375 | [8 empty] | 1 | 100 | 100 | ANSI Z21.10.1-2019/CSA 4.1-2019 | Yes | No | Yes | No | Not Applicable | 238-51030-00 |  |  |  | 238-45684-00 | 10131 | RES GAS ATM
RG250S6X-475 | RG250S | Bradford White | 671632825264 | Active | The ""-475"" indicates that this SKU was designed to operate in Altitudes between 2,001 feet and 7,000 feet. | [9 empty] | No | Not Applicable | Not Applicable | Residential Water Heating | Water Heating.Gas | 6 | 6 |  |  |  | 238-51012-00 |  |  |  | 238-39699-00 | [6 empty] | Gas | Liquid Propane |  |  |  | Indoor |  | Floor Mounted |  | No | Not Applicable | 150 | Category I | 4 |  | 0.5 | 0.75 | No | [7 empty] | 48000 BTU/Hr |  | 75 | 0.63 | 50 | 47 | Not Applicable | On/Off | Not Applicable | [6 empty] | 167 | 24.5 | 23.1875 | 59.375 | 174 | 554 | 22 | 56.625 | 25.5 | 60.125 |  |  | 54 |  |  | 8 |  |  |  | 13 | 49.9375 | [8 empty] | 1 | 100 | 100 | ANSI Z21.10.1-2019/CSA 4.1-2019 | Yes | Yes | Yes | No | Not Applicable | [5 empty] | 10131 | RES GAS ATM | 200094366
RG250S6X-475-264 | RG250S | Bradford White | 671632829132 | Active | The ""-264"" indicates that this SKU comes with an Aluminum Anode Rod. | The ""-475"" indicates that this SKU was designed to operate in Altitudes between 2,001 feet and 7,000 feet. | [8 empty] | No | Not Applicable | Not Applicable | Residential Water Heating | Water Heating.Gas | 6 | 6 |  |  |  | 238-51012-00 |  |  |  | 238-39699-00 | [6 empty] | Gas | Liquid Propane |  |  |  | Indoor |  | Floor Mounted |  | No | Not Applicable | 150 | Category I | 4 |  | 0.5 | 0.75 | No | [7 empty] | 48000 BTU/Hr |  | 75 | 0.63 | 50 | 47 | Not Applicable | On/Off | Not Applicable | [6 empty] | 167 | 24.5 | 23.1875 | 59.375 | 174 | 554 | 22 | 56.625 | 25.5 | 60.125 |  |  | 54 |  |  | 8 |  |  |  | 13 | 49.9375 | [8 empty] | 1 | 100 | 100 | ANSI Z21.10.1-2019/CSA 4.1-2019 | Yes | Yes | Yes | No | Not Applicable | [5 empty] | 10131 | RES GAS ATM | 200094366
RG250S6X-500 | RG250S | Bradford White | 671632130214 | Active | The ""-500"" indicates that this SKU comes with White Rodgers Mechanical Control. | [9 empty] | No | Not Applicable | Not Applicable | Residential Water Heating | Water Heating.Gas | 6 | 6 |  |  |  | 238-51012-00 |  |  |  | 238-39699-00 | [6 empty] | Gas | Liquid Propane |  |  |  | Indoor |  | Floor Mounted |  | No | Not Applicable | 150 | Category I | 4 |  | 0.5 | 0.75 | No | [7 empty] | 48000 BTU/Hr |  | 75 | 0.63 | 50 | 47 | Not Applicable | On/Off | Not Applicable | [6 empty] | 167 | 24.5 | 23.1875 | 59.375 | 174 | 554 | 22 | 56.625 | 25.5 | 60.125 |  |  | 54 |  |  | 8 |  |  |  | 13 | 49.9375 | [8 empty] | 1 | 100 | 100 | UL174 | Yes | Yes | Yes | No | Not Applicable | [5 empty] | 10131 | RES GAS ATM | 200094366
RG250S6X-506 | RG250S | Bradford White | 671632560264 | Active | The ""-506"" indicates that this SKU comes with an A420 Aluminum Anode Rod. | [9 empty] | No | Not Applicable | Not Applicable | Residential Water Heating | Water Heating.Gas | 6 | 6 |  |  |  | 238-51012-00 |  |  |  | 238-39699-00 | [6 empty] | Gas | Liquid Propane |  |  |  | Indoor |  | Floor Mounted |  | No | Not Applicable | 150 | Category I | 4 |  | 0.5 | 0.75 | No | [7 empty] | 48000 BTU/Hr |  | 75 | 0.63 | 50 | 47 | Not Applicable | On/Off | Not Applicable | [6 empty] | 167 | 24.5 | 23.1875 | 59.375 | 174 | 554 | 22 | 56.625 | 25.5 | 60.125 |  |  | 54 |  |  | 8 |  |  |  | 13 | 49.9375 | [8 empty] | 1 | 100 | 100 | ANSI Z21.10.1-2019/CSA 4.1-2019 | Yes | Yes | Yes | No | Not Applicable | [5 empty] | 10131 | RES GAS ATM | 200094366
RG250S6X-600 | RG250S | Bradford White | 671632570911 | Active | The ""-600"" indicates that this SKU comes with an SIT ICON System® gas control. | [9 empty] | No | Not Applicable | Not Applicable | Residential Water Heating | Water Heating.Gas | 6 | 6 |  |  |  | 238-51012-00 |  |  |  | 238-39699-00 | [6 empty] | Gas | Liquid Propane |  |  |  | Indoor |  | Floor Mounted |  | No | Not Applicable | 150 | Category I | 4 |  | 0.5 | 0.75 | No | [7 empty] | 48000 BTU/Hr |  | 75 | 0.63 | 50 | 47 | Not Applicable | On/Off | Not Applicable | [6 empty] | 167 | 24.5 | 23.1875 | 59.375 | 174 | 554 | 22 | 56.625 | 25.5 | 60.125 |  |  | 54 |  |  | 8 |  |  |  | 13 | 49.9375 | [8 empty] | 1 | 100 | 100 | ANSI Z21.10.1-2019/CSA 4.1-2019 | Yes | Yes | Yes | No | Not Applicable | [5 empty] | 10131 | RES GAS ATM | 200094366
RG250S8N-220 | RG250S | Bradford White | 671632822881 | Active | The ""-220"" indicates that this SKU was designed to operate in Altitudes ranging from 0 to 4,500 feet (0-1370 meters), and are certified for Installation in Canada. | [9 empty] | No | Not Applicable | Not Applicable | Residential Water Heating | Water Heating.Gas | 8 | 6 |  |  |  | 238-51012-00 |  |  |  | 238-39699-00 | [6 empty] | Gas | Natural Gas |  |  |  | Indoor |  | Floor Mounted |  | No | Not Applicable | 150 | Category I | 4 |  | 0.5 | 0.75 | No | [7 empty] | 45000 BTU/Hr |  |  |  | 50 |  | Not Applicable | On/Off | No, it does not comply with jurisdictions having 10ng/J NOx Regulations | [6 empty] | 167 | 24.5 | 23.1875 | 59.375 | 174 | 579 | 22 | 56.625 | 25.5 | 60.125 |  |  | 54 |  |  | 8 |  |  |  | 13 | 49.9375 | [8 empty] | 1 | 100 | 100 | ANSI Z21.10.1-2019/CSA 4.1-2019 | Yes | No | Yes | No | Not Applicable | 238-51030-00 |  |  |  | 238-45684-00 | 10131 | RES GAS ATM
RG250S8N-457 | RG250S | Bradford White | 671632804023 | Active | The -457 indicates that this SKU was designed and certified for Installation in Canada. | [9 empty] | No | Not Applicable | Not Applicable | Residential Water Heating | Water Heating.Gas | 8 | 6 |  |  |  | 238-51012-00 |  |  |  | 238-39699-00 | [6 empty] | Gas | Natural Gas |  |  |  | Indoor |  | Floor Mounted |  | No | Not Applicable | 150 | Category I | 4 |  | 0.5 | 0.75 | No | [7 empty] | 50000 BTU/Hr |  |  |  | 50 |  | Not Applicable | On/Off | No, it does not comply with jurisdictions having 10ng/J NOx Regulations | [6 empty] | 167 | 24.5 | 23.1875 | 59.375 | 174 | 579 | 22 | 56.625 | 25.5 | 60.125 |  |  | 54 |  |  | 8 |  |  |  | 13 | 49.9375 | [8 empty] | 1 | 100 | 100 | ANSI Z21.10.1-2019/CSA 4.1-2019 | Yes | No | Yes | No | Not Applicable | 238-51030-00 |  |  |  | 238-45684-00 | 10131 | RES GAS ATM
RG250S8X-220 | RG250S | Bradford White | 671632822898 | Active | The ""-220"" indicates that this SKU was designed to operate in Altitudes ranging from 0 to 4,500 feet (0-1370 meters), and are certified for Installation in Canada. | [9 empty] | No | Not Applicable | Not Applicable | Residential Water Heating | Water Heating.Gas | 8 | 6 |  |  |  | 238-51012-00 |  |  |  | 238-39699-00 | [6 empty] | Gas | Liquid Propane |  |  |  | Indoor |  | Floor Mounted |  | No | Not Applicable | 150 | Category I | 4 |  | 0.5 | 0.75 | No | [7 empty] | 43200 BTU/Hr |  |  |  | 50 |  | Not Applicable | On/Off | Not Applicable | [6 empty] | 167 | 24.5 | 23.1875 | 59.375 | 174 | 579 | 22 | 56.625 | 25.5 | 60.125 |  |  | 54 |  |  | 8 |  |  |  | 13 | 49.9375 | [8 empty] | 1 | 100 | 100 | ANSI Z21.10.1-2019/CSA 4.1-2019 | Yes | No | Yes | No | Not Applicable | 238-51030-00 |  |  |  | 238-45684-00 | 10131 | RES GAS ATM
RG250S8X-457 | RG250S | Bradford White | 671632804030 | Active | The -457 indicates that this SKU was designed and certified for Installation in Canada. | [9 empty] | No | Not Applicable | Not Applicable | Residential Water Heating | Water Heating.Gas | 8 | 6 |  |  |  | 238-51012-00 |  |  |  | 238-39699-00 | [6 empty] | Gas | Liquid Propane |  |  |  | Indoor |  | Floor Mounted |  | No | Not Applicable | 150 | Category I | 4 |  | 0.5 | 0.75 | No | [7 empty] | 48000 BTU/Hr |  |  |  | 50 |  | Not Applicable | On/Off | Not Applicable | [6 empty] | 167 | 24.5 | 23.1875 | 59.375 | 174 | 579 | 22 | 56.625 | 25.5 | 60.125 |  |  | 54 |  |  | 8 |  |  |  | 13 | 49.9375 | [8 empty] | 1 | 100 | 100 | ANSI Z21.10.1-2019/CSA 4.1-2019 | Yes | No | Yes | No | Not Applicable | 238-51030-00 |  |  |  | 238-45684-00 | 10131 | RES GAS ATM
RG250T10N | RG250T | Bradford White | 671632806966 | Active | [10 empty] | No | Not Applicable | Not Applicable | Residential Water Heating | Water Heating.Gas | 10 | 6 |  |  |  | 238-51012-00 |  |  |  | 238-39699-00 | [6 empty] | Gas | Natural Gas |  |  |  | Indoor |  | Floor Mounted |  | No | Not Applicable | 150 | Category I | 3 |  | 0.5 | 0.75 | No | [7 empty] | 40000 BTU/Hr |  | 81 | 0.63 | 50 | 48 | Not Applicable | On/Off | No, it does not comply with jurisdictions having 10ng/J NOx Regulations | [6 empty] | 154 | 24.5 | 23.1875 | 59.375 | 160 | 550 | 22 | 56.625 | 25.5 | 60.125 |  |  | 43 |  |  | 8 |  |  |  | 13 | 49.9375 | [8 empty] | 1 | 100 | 100 | ANSI Z21.10.1-2019/CSA 4.1-2019 | Yes | Yes | Yes | No | Not Applicable | [5 empty] | 10131 | RES GAS ATM | 200094348
RG250T10N-220 | RG250T | Bradford White | 671632636112 | Active | The ""-220"" indicates that this SKU was designed to operate in Altitudes ranging from 0 to 4,500 feet (0-1370 meters), and are certified for Installation in Canada. | [9 empty] | No | Not Applicable | Not Applicable | Residential Water Heating | Water Heating.Gas | 10 | 6 |  |  |  | 238-51012-00 |  |  |  | 238-39699-00 | [6 empty] | Gas | Natural Gas |  |  |  | Indoor |  | Floor Mounted |  | No | Not Applicable | 150 | Category I | 3 |  | 0.5 | 0.75 | No | [7 empty] | 36000 BTU/Hr |  |  |  | 50 |  | Not Applicable | On/Off | No, it does not comply with jurisdictions having 10ng/J NOx Regulations | [6 empty] | 154 | 24.5 | 23.1875 | 59.375 | 160 | 566 | 22 | 56.625 | 25.5 | 60.125 |  |  | 43 |  |  | 8 |  |  |  | 13 | 49.9375 | [8 empty] | 1 | 100 | 100 | ANSI Z21.10.1-2019/CSA 4.1-2019 | Yes | No | Yes | No | Not Applicable | 238-51030-00 |  |  |  | 238-45684-00 | 10131 | RES GAS ATM
RG250T10N-264 | RG250T | Bradford White | 671632859481 | Active | The ""-264"" indicates that this SKU comes with an Aluminum Anode Rod. | [9 empty] | No | Not Applicable | Not Applicable | Residential Water Heating | Water Heating.Gas | 10 | 6 |  |  |  | 238-51012-00 |  |  |  | 238-39699-00 | [6 empty] | Gas | Natural Gas |  |  |  | Indoor |  | Floor Mounted |  | No | Not Applicable | 150 | Category I | 3 |  | 0.5 | 0.75 | No | [7 empty] | 40000 BTU/Hr |  | 81 | 0.63 | 50 | 48 | Not Applicable | On/Off | No, it does not comply with jurisdictions having 10ng/J NOx Regulations | [6 empty] | 154 | 24.5 | 23.1875 | 59.375 | 160 | 550 | 22 | 56.625 | 25.5 | 60.125 |  |  | 43 |  |  | 8 |  |  |  | 13 | 49.9375 | [8 empty] | 1 | 100 | 100 | ANSI Z21.10.1-2019/CSA 4.1-2019 | Yes | Yes | Yes | No | Not Applicable | [5 empty] | 10131 | RES GAS ATM | 200094348
RG250T10N-394 | RG250T | Bradford White | 671632809646 | Active | The ""-394"" indicates that this SKU comes with a Top T&P Location. | [9 empty] | No | Not Applicable | Not Applicable | Residential Water Heating | Water Heating.Gas | 10 | 6 |  |  |  | 238-51012-00 |  |  |  | 238-39699-00 | [6 empty] | Gas | Natural Gas |  |  |  | Indoor |  | Floor Mounted |  | No | Not Applicable | 150 | Category I | 3 |  | 0.5 | 0.75 | No | [7 empty] | 40000 BTU/Hr |  | 81 | 0.63 | 50 | 48 | Not Applicable | On/Off | No, it does not comply with jurisdictions having 10ng/J NOx Regulations | [6 empty] | 154 | 24.5 | 23.1875 | 59.375 | 160 | 550 | 22 | 56.625 | 25.5 | 60.125 |  |  | 43 |  |  | 8 |  |  |  | 13 | 49.9375 | [8 empty] | 1 | 100 | 100 | ANSI Z21.10.1-2019/CSA 4.1-2019 | Yes | Yes | Yes | No | Not Applicable | [5 empty] | 10131 | RES GAS ATM | 200094348
RG250T10N-394-264-500 | RG250T | Bradford White | 671632856718 | Active | The ""-264"" indicates that this SKU comes with an Aluminum Anode Rod. | The ""-394"" indicates that this SKU comes with a Top T&P Location. | The ""-500"" indicates that this SKU comes with White Rodgers Mechanical Control. | [7 empty] | No | Not Applicable | Not Applicable | Residential Water Heating | Water Heating.Gas | 10 | 6 |  |  |  | 238-51012-00 |  |  |  | 238-39699-00 | [6 empty] | Gas | Natural Gas |  |  |  | Indoor |  | Floor Mounted |  | No | Not Applicable | 150 | Category I | 3 |  | 0.5 | 0.75 | No | [7 empty] | 40000 BTU/Hr |  | 81 | 0.63 | 50 | 48 | Not Applicable | On/Off | No, it does not comply with jurisdictions having 10ng/J NOx Regulations | [6 empty] | 154 | 24.5 | 23.1875 | 59.375 | 160 | 550 | 22 | 56.625 | 25.5 | 60.125 |  |  | 43 |  |  | 8 |  |  |  | 13 | 49.9375 | [8 empty] | 1 | 100 | 100 | ANSI Z21.10.1-2019/CSA 4.1-2019 | Yes | Yes | Yes | No | Not Applicable | [5 empty] | 10131 | RES GAS ATM | 200094348
RG250T10N-394-264-600 | RG250T | Bradford White | 671632570881 | Active | The ""-264"" indicates that this SKU comes with an Aluminum Anode Rod. | The ""-394"" indicates that this SKU comes with a Top T&P Location. | The ""-600"" indicates that this SKU comes with an SIT ICON System® gas control. | [7 empty] | No | Not Applicable | Not Applicable | Residential Water Heating | Water Heating.Gas | 10 | 6 |  |  |  | 238-51012-00 |  |  |  | 238-39699-00 | [6 empty] | Gas | Natural Gas |  |  |  | Indoor |  | Floor Mounted |  | No | Not Applicable | 150 | Category I | 3 |  | 0.5 | 0.75 | No | [7 empty] | 40000 BTU/Hr |  | 81 | 0.63 | 50 | 48 | Not Applicable | On/Off | No, it does not comply with jurisdictions having 10ng/J NOx Regulations | [6 empty] | 154 | 24.5 | 23.1875 | 59.375 | 160 | 550 | 22 | 56.625 | 25.5 | 60.125 |  |  | 43 |  |  | 8 |  |  |  | 13 | 49.9375 | [8 empty] | 1 | 100 | 100 | ANSI Z21.10.1-2019/CSA 4.1-2019 | Yes | Yes | Yes | No | Not Applicable | [5 empty] | 10131 | RES GAS ATM | 200094348
RG250T10N-394-475 | RG250T | Bradford White | 671632892044 | Active | The ""-394"" indicates that this SKU comes with a Top T&P Location. | The ""-475"" indicates that this SKU was designed to operate in Altitudes between 2,001 feet and 7,000 feet. | [8 empty] | No | Not Applicable | Not Applicable | Residential Water Heating | Water Heating.Gas | 10 | 6 |  |  |  | 238-51012-00 |  |  |  | 238-39699-00 | [6 empty] | Gas | Natural Gas |  |  |  | Indoor |  | Floor Mounted |  | No | Not Applicable | 150 | Category I | 3 |  | 0.5 | 0.75 | No | [7 empty] | 40000 BTU/Hr |  | 81 | 0.63 | 50 | 48 | Not Applicable | On/Off | No, it does not comply with jurisdictions having 10ng/J NOx Regulations | [6 empty] | 154 | 24.5 | 23.1875 | 59.375 | 160 | 550 | 22 | 56.625 | 25.5 | 60.125 |  |  | 43 |  |  | 8 |  |  |  | 13 | 49.9375 | [8 empty] | 1 | 100 | 100 | ANSI Z21.10.1-2019/CSA 4.1-2019 | Yes | Yes | Yes | No | Not Applicable | [5 empty] | 10131 | RES GAS ATM | 200094348
RG250T10N-394-500 | RG250T | Bradford White | 671632131044 | Active | The ""-394"" indicates that this SKU comes with a Top T&P Location. | The ""-500"" indicates that this SKU comes with White Rodgers Mechanical Control. | [8 empty] | No | Not Applicable | Not Applicable | Residential Water Heating | Water Heating.Gas | 10 | 6 |  |  |  | 238-51012-00 |  |  |  | 238-39699-00 | [6 empty] | Gas | Natural Gas |  |  |  | Indoor |  | Floor Mounted |  | No | Not Applicable | 150 | Category I | 3 |  | 0.5 | 0.75 | No | [7 empty] | 40000 BTU/Hr |  | 81 | 0.63 | 50 | 48 | Not Applicable | On/Off | No, it does not comply with jurisdictions having 10ng/J NOx Regulations | [6 empty] | 154 | 24.5 | 23.1875 | 59.375 | 160 | 550 | 22 | 56.625 | 25.5 | 60.125 |  |  | 43 |  |  | 8 |  |  |  | 13 | 49.9375 | [8 empty] | 1 | 100 | 100 | ANSI Z21.10.1-2019/CSA 4.1-2019 | Yes | Yes | Yes | No | Not Applicable | [5 empty] | 10131 | RES GAS ATM | 200094348
RG250T10N-394-600 | RG250T | Bradford White | 671632570928 | Active | The ""-394"" indicates that this SKU comes with a Top T&P Location. | The ""-600"" indicates that this SKU comes with an SIT ICON System® gas control. | [8 empty] | No | Not Applicable | Not Applicable | Residential Water Heating | Water Heating.Gas | 10 | 6 |  |  |  | 238-51012-00 |  |  |  | 238-39699-00 | [6 empty] | Gas | Natural Gas |  |  |  | Indoor |  | Floor Mounted |  | No | Not Applicable | 150 | Category I | 3 |  | 0.5 | 0.75 | No | [7 empty] | 40000 BTU/Hr |  | 81 | 0.63 | 50 | 48 | Not Applicable | On/Off | No, it does not comply with jurisdictions having 10ng/J NOx Regulations | [6 empty] | 154 | 24.5 | 23.1875 | 59.375 | 160 | 550 | 22 | 56.625 | 25.5 | 60.125 |  |  | 43 |  |  | 8 |  |  |  | 13 | 49.9375 | [8 empty] | 1 | 100 | 100 | ANSI Z21.10.1-2019/CSA 4.1-2019 | Yes | Yes | Yes | No | Not Applicable | [5 empty] | 10131 | RES GAS ATM | 200094348
RG250T10N-457 | RG250T | Bradford White | 671632866052 | Active | The -457 indicates that this SKU was designed and certified for Installation in Canada. | [9 empty] | No | Not Applicable | Not Applicable | Residential Water Heating | Water Heating.Gas | 10 | 6 |  |  |  | 238-51012-00 |  |  |  | 238-39699-00 | [6 empty] | Gas | Natural Gas |  |  |  | Indoor |  | Floor Mounted |  | No | Not Applicable | 150 | Category I | 3 |  | 0.5 | 0.75 | No | [7 empty] | 40000 BTU/Hr |  |  |  | 50 |  | Not Applicable | On/Off | No, it does not comply with jurisdictions having 10ng/J NOx Regulations | [6 empty] | 154 | 24.5 | 23.1875 | 59.375 | 160 | 566 | 22 | 56.625 | 25.5 | 60.125 |  |  | 43 |  |  | 8 |  |  |  | 13 | 49.9375 | [8 empty] | 1 | 100 | 100 | ANSI Z21.10.1-2019/CSA 4.1-2019 | Yes | No | Yes | No | Not Applicable | 238-51030-00 |  |  |  | 238-45684-00 | 10131 | RES GAS ATM
RG250T10N-475 | RG250T | Bradford White | 671632840021 | Active | The ""-475"" indicates that this SKU was designed to operate in Altitudes between 2,001 feet and 7,000 feet. | [9 empty] | No | Not Applicable | Not Applicable | Residential Water Heating | Water Heating.Gas | 10 | 6 |  |  |  | 238-51012-00 |  |  |  | 238-39699-00 | [6 empty] | Gas | Natural Gas |  |  |  | Indoor |  | Floor Mounted |  | No | Not Applicable | 150 | Category I | 3 |  | 0.5 | 0.75 | No | [7 empty] | 40000 BTU/Hr |  | 81 | 0.63 | 50 | 48 | Not Applicable | On/Off | No, it does not comply with jurisdictions having 10ng/J NOx Regulations | [6 empty] | 154 | 24.5 | 23.1875 | 59.375 | 160 | 550 | 22 | 56.625 | 25.5 | 60.125 |  |  | 43 |  |  | 8 |  |  |  | 13 | 49.9375 | [8 empty] | 1 | 100 | 100 | ANSI Z21.10.1-2019/CSA 4.1-2019 | Yes | Yes | Yes | No | Not Applicable | [5 empty] | 10131 | RES GAS ATM | 200094348
RG250T10N-500 | RG250T | Bradford White | 671632615742 | Active | The ""-500"" indicates that this SKU comes with White Rodgers Mechanical Control. | [9 empty] | No | Not Applicable | Not Applicable | Residential Water Heating | Water Heating.Gas | 10 | 6 |  |  |  | 238-51012-00 |  |  |  | 238-39699-00 | [6 empty] | Gas | Natural Gas |  |  |  | Indoor |  | Floor Mounted |  | No | Not Applicable | 150 | Category I | 3 |  | 0.5 | 0.75 | No | [7 empty] | 40000 BTU/Hr |  | 81 | 0.63 | 50 | 48 | Not Applicable | On/Off | No, it does not comply with jurisdictions having 10ng/J NOx Regulations | [6 empty] | 154 | 24.5 | 23.1875 | 59.375 | 160 | 550 | 22 | 56.625 | 25.5 | 60.125 |  |  | 43 |  |  | 8 |  |  |  | 13 | 49.9375 | [8 empty] | 1 | 100 | 100 | ANSI Z21.10.1-2019/CSA 4.1-2019 | Yes | Yes | Yes | No | Not Applicable | [5 empty] | 10131 | RES GAS ATM | 200094348
RG250T10N-500-506 | RG250T | Bradford White | 671632571567 | Active | The ""-500"" indicates that this SKU comes with White Rodgers Mechanical Control. | The ""-506"" indicates that this SKU comes with an A420 Aluminum Anode Rod. | [8 empty] | No | Not Applicable | Not Applicable | Residential Water Heating | Water Heating.Gas | 10 | 6 |  |  |  | 238-51012-00 |  |  |  | 238-39699-00 | [6 empty] | Gas | Natural Gas |  |  |  | Indoor |  | Floor Mounted |  | No | Not Applicable | 150 | Category I | 3 |  | 0.5 | 0.75 | No | [7 empty] | 40000 BTU/Hr |  | 81 | 0.63 | 50 | 48 | Not Applicable | On/Off | No, it does not comply with jurisdictions having 10ng/J NOx Regulations | [6 empty] | 154 | 24.5 | 23.1875 | 59.375 | 160 | 550 | 22 | 56.625 | 25.5 | 60.125 |  |  | 43 |  |  | 8 |  |  |  | 13 | 49.9375 | [8 empty] | 1 | 100 | 100 | ANSI Z21.10.1-2019/CSA 4.1-2019 | Yes | Yes | Yes | No | Not Applicable | [5 empty] | 10131 | RES GAS ATM | 200094348
RG250T10X | RG250T | Bradford White | 671632867318 | Active | [10 empty] | No | Not Applicable | Not Applicable | Residential Water Heating | Water Heating.Gas | 10 | 6 |  |  |  | 238-51012-00 |  |  |  | 238-39699-00 | [6 empty] | Gas | Liquid Propane |  |  |  | Indoor |  | Floor Mounted |  | No | Not Applicable | 150 | Category I | 3 |  | 0.5 | 0.75 | No | [7 empty] | 36000 BTU/Hr |  | 81 | 0.63 | 50 | 48 | Not Applicable | On/Off | Not Applicable | [6 empty] | 154 | 24.5 | 23.1875 | 59.375 | 160 | 550 | 22 | 56.625 | 25.5 | 60.125 |  |  | 43 |  |  | 8 |  |  |  | 13 | 49.9375 | [8 empty] | 1 | 100 | 100 | ANSI Z21.10.1-2019/CSA 4.1-2019 | Yes | Yes | Yes | No | Not Applicable | [5 empty] | 10131 | RES GAS ATM | 200094350
RG250T10X-394 | RG250T | Bradford White | 671632902040 | Active | The ""-394"" indicates that this SKU comes with a Top T&P Location. | [9 empty] | No | Not Applicable | Not Applicable | Residential Water Heating | Water Heating.Gas | 10 | 6 |  |  |  | 238-51012-00 |  |  |  | 238-39699-00 | [6 empty] | Gas | Liquid Propane |  |  |  | Indoor |  | Floor Mounted |  | No | Not Applicable | 150 | Category I | 3 |  | 0.5 | 0.75 | No | [7 empty] | 36000 BTU/Hr |  | 81 | 0.63 | 50 | 48 | Not Applicable | On/Off | Not Applicable | [6 empty] | 154 | 24.5 | 23.1875 | 59.375 | 160 | 550 | 22 | 56.625 | 25.5 | 60.125 |  |  | 43 |  |  | 8 |  |  |  | 13 | 49.9375 | [8 empty] | 1 | 100 | 100 | ANSI Z21.10.1-2019/CSA 4.1-2019 | Yes | Yes | Yes | No | Not Applicable | [5 empty] | 10131 | RES GAS ATM | 200094350
RG250T10X-394-475-500 | RG250T | Bradford White | 671632903894 | Active | The ""-394"" indicates that this SKU comes with a Top T&P Location. | The ""-475"" indicates that this SKU was designed to operate in Altitudes between 2,001 feet and 7,000 feet. | The ""-500"" indicates that this SKU comes with White Rodgers Mechanical Control. | [7 empty] | No | Not Applicable | Not Applicable | Residential Water Heating | Water Heating.Gas | 10 | 6 |  |  |  | 238-51012-00 |  |  |  | 238-39699-00 | [6 empty] | Gas | Liquid Propane |  |  |  | Indoor |  | Floor Mounted |  | No | Not Applicable | 150 | Category I | 3 |  | 0.5 | 0.75 | No | [7 empty] | 36000 BTU/Hr |  | 81 | 0.63 | 50 | 48 | Not Applicable | On/Off | Not Applicable | [6 empty] | 154 | 24.5 | 23.1875 | 59.375 | 160 | 550 | 22 | 56.625 | 25.5 | 60.125 |  |  | 43 |  |  | 8 |  |  |  | 13 | 49.9375 | [8 empty] | 1 | 100 | 100 | ANSI Z21.10.1-2019/CSA 4.1-2019 | Yes | Yes | Yes | No | Not Applicable | [5 empty] | 10131 | RES GAS ATM | 200094350
RG250T10X-394-475-600 | RG250T | Bradford White | 671632570751 | Active | The ""-394"" indicates that this SKU comes with a Top T&P Location. | The ""-475"" indicates that this SKU was designed to operate in Altitudes between 2,001 feet and 7,000 feet. | The ""-600"" indicates that this SKU comes with an SIT ICON System® gas control. | [7 empty] | No | Not Applicable | Not Applicable | Residential Water Heating | Water Heating.Gas | 10 | 6 |  |  |  | 238-51012-00 |  |  |  | 238-39699-00 | [6 empty] | Gas | Liquid Propane |  |  |  | Indoor |  | Floor Mounted |  | No | Not Applicable | 150 | Category I | 3 |  | 0.5 | 0.75 | No | [7 empty] | 36000 BTU/Hr |  | 81 | 0.63 | 50 | 48 | Not Applicable | On/Off | Not Applicable | [6 empty] | 154 | 24.5 | 23.1875 | 59.375 | 160 | 550 | 22 | 56.625 | 25.5 | 60.125 |  |  | 43 |  |  | 8 |  |  |  | 13 | 49.9375 | [8 empty] | 1 | 100 | 100 | ANSI Z21.10.1-2019/CSA 4.1-2019 | Yes | Yes | Yes | No | Not Applicable | [5 empty] | 10131 | RES GAS ATM | 200094350
RG250T6N | RG250T | Bradford White | 671632791699 | Active | [10 empty] | No | Not Applicable | Not Applicable | Residential Water Heating | Water Heating.Gas | 6 | 6 |  |  |  | 238-51012-00 |  |  |  | 238-39699-00 | [6 empty] | Gas | Natural Gas |  |  |  | Indoor |  | Floor Mounted |  | No | Not Applicable | 150 | Category I | 3 |  | 0.5 | 0.75 | No | [7 empty] | 40000 BTU/Hr |  | 81 | 0.63 | 50 | 48 | Not Applicable | On/Off | No, it does not comply with jurisdictions having 10ng/J NOx Regulations | [6 empty] | 154 | 24.5 | 23.1875 | 59.375 | 160 | 550 | 22 | 56.625 | 25.5 | 60.125 |  |  | 43 |  |  | 8 |  |  |  | 13 | 49.9375 | [8 empty] | 1 | 100 | 100 | ANSI Z21.10.1-2019/CSA 4.1-2019 | Yes | Yes | Yes | No | Not Applicable | [5 empty] | 10131 | RES GAS ATM | 200094348
RG250T6N-220 | RG250T | Bradford White | 671632859061 | Active | The ""-220"" indicates that this SKU was designed to operate in Altitudes ranging from 0 to 4,500 feet (0-1370 meters), and are certified for Installation in Canada. | [9 empty] | No | Not Applicable | Not Applicable | Residential Water Heating | Water Heating.Gas | 6 | 6 |  |  |  | 238-51012-00 |  |  |  | 238-39699-00 | [6 empty] | Gas | Natural Gas |  |  |  | Indoor |  | Floor Mounted |  | No | Not Applicable | 150 | Category I | 3 |  | 0.5 | 0.75 | No | [7 empty] | 36000 BTU/Hr |  |  |  | 50 |  | Not Applicable | On/Off | No, it does not comply with jurisdictions having 10ng/J NOx Regulations | [6 empty] | 154 | 24.5 | 23.1875 | 59.375 | 160 | 566 | 22 | 56.625 | 25.5 | 60.125 |  |  | 43 |  |  | 8 |  |  |  | 13 | 49.9375 | [8 empty] | 1 | 100 | 100 | ANSI Z21.10.1-2019/CSA 4.1-2019 | Yes | No | Yes | No | Not Applicable | 238-51030-00 |  |  |  | 238-45684-00 | 10131 | RES GAS ATM
RG250T6N-264 | RG250T | Bradford White | 671632800032 | Active | The ""-264"" indicates that this SKU comes with an Aluminum Anode Rod. | [9 empty] | No | Not Applicable | Not Applicable | Residential Water Heating | Water Heating.Gas | 6 | 6 |  |  |  | 238-51012-00 |  |  |  | 238-39699-00 | [6 empty] | Gas | Natural Gas |  |  |  | Indoor |  | Floor Mounted |  | No | Not Applicable | 150 | Category I | 3 |  | 0.5 | 0.75 | No | [7 empty] | 40000 BTU/Hr |  | 81 | 0.63 | 50 | 48 | Not Applicable | On/Off | No, it does not comply with jurisdictions having 10ng/J NOx Regulations | [6 empty] | 154 | 24.5 | 23.1875 | 59.375 | 160 | 550 | 22 | 56.625 | 25.5 | 60.125 |  |  | 43 |  |  | 8 |  |  |  | 13 | 49.9375 | [8 empty] | 1 | 100 | 100 | ANSI Z21.10.1-2019/CSA 4.1-2019 | Yes | Yes | Yes | No | Not Applicable | [5 empty] | 10131 | RES GAS ATM | 200094348
RG250T6N-264-500 | RG250T | Bradford White | 671632809196 | Active | The ""-264"" indicates that this SKU comes with an Aluminum Anode Rod. | The ""-500"" indicates that this SKU comes with White Rodgers Mechanical Control. | [8 empty] | No | Not Applicable | Not Applicable | Residential Water Heating | Water Heating.Gas | 6 | 6 |  |  |  | 238-51012-00 |  |  |  | 238-39699-00 | [6 empty] | Gas | Natural Gas |  |  |  | Indoor |  | Floor Mounted |  | No | Not Applicable | 150 | Category I | 3 |  | 0.5 | 0.75 | No | [7 empty] | 40000 BTU/Hr |  | 81 | 0.63 | 50 | 48 | Not Applicable | On/Off | No, it does not comply with jurisdictions having 10ng/J NOx Regulations | [6 empty] | 154 | 24.5 | 23.1875 | 59.375 | 160 | 550 | 22 | 56.625 | 25.5 | 60.125 |  |  | 43 |  |  | 8 |  |  |  | 13 | 49.9375 | [8 empty] | 1 | 100 | 100 | ANSI Z21.10.1-2019/CSA 4.1-2019 | Yes | Yes | Yes | No | Not Applicable | [5 empty] | 10131 | RES GAS ATM | 200094348
RG250T6N-264-600 | RG250T | Bradford White | 671632313754 | Active | The ""-264"" indicates that this SKU comes with an Aluminum Anode Rod. | The ""-600"" indicates that this SKU comes with an SIT ICON System® gas control. | [8 empty] | No | Not Applicable | Not Applicable | Residential Water Heating | Water Heating.Gas | 6 | 6 |  |  |  | 238-51012-00 |  |  |  | 238-39699-00 | [6 empty] | Gas | Natural Gas |  |  |  | Indoor |  | Floor Mounted |  | No | Not Applicable | 150 | Category I | 3 |  | 0.5 | 0.75 | No | [7 empty] | 40000 BTU/Hr |  | 81 | 0.63 | 50 | 48 | Not Applicable | On/Off | No, it does not comply with jurisdictions having 10ng/J NOx Regulations | [6 empty] | 154 | 24.5 | 23.1875 | 59.375 | 160 | 550 | 22 | 56.625 | 25.5 | 60.125 |  |  | 43 |  |  | 8 |  |  |  | 13 | 49.9375 | [8 empty] | 1 | 100 | 100 | ANSI Z21.10.1-2019/CSA 4.1-2019 | Yes | Yes | Yes | No | Not Applicable | [5 empty] | 10131 | RES GAS ATM | 200094348
RG250T6N-394 | RG250T | Bradford White | 671632803248 | Active | The ""-394"" indicates that this SKU comes with a Top T&P Location. | [9 empty] | No | Not Applicable | Not Applicable | Residential Water Heating | Water Heating.Gas | 6 | 6 |  |  |  | 238-51012-00 |  |  |  | 238-39699-00 | [6 empty] | Gas | Natural Gas |  |  |  | Indoor |  | Floor Mounted |  | No | Not Applicable | 150 | Category I | 3 |  | 0.5 | 0.75 | No | [7 empty] | 40000 BTU/Hr |  | 81 | 0.63 | 50 | 48 | Not Applicable | On/Off | No, it does not comply with jurisdictions having 10ng/J NOx Regulations | [6 empty] | 154 | 24.5 | 23.1875 | 59.375 | 160 | 550 | 22 | 56.625 | 25.5 | 60.125 |  |  | 43 |  |  | 8 |  |  |  | 13 | 49.9375 | [8 empty] | 1 | 100 | 100 | ANSI Z21.10.1-2019/CSA 4.1-2019 | Yes | Yes | Yes | No | Not Applicable | [5 empty] | 10131 | RES GAS ATM | 200094348
RG250T6N-394-264 | RG250T | Bradford White | 671632800025 | Active | The ""-264"" indicates that this SKU comes with an Aluminum Anode Rod. | The ""-394"" indicates that this SKU comes with a Top T&P Location. | [8 empty] | No | Not Applicable | Not Applicable | Residential Water Heating | Water Heating.Gas | 6 | 6 |  |  |  | 238-51012-00 |  |  |  | 238-39699-00 | [6 empty] | Gas | Natural Gas |  |  |  | Indoor |  | Floor Mounted |  | No | Not Applicable | 150 | Category I | 3 |  | 0.5 | 0.75 | No | [7 empty] | 40000 BTU/Hr |  | 81 | 0.63 | 50 | 48 | Not Applicable | On/Off | No, it does not comply with jurisdictions having 10ng/J NOx Regulations | [6 empty] | 154 | 24.5 | 23.1875 | 59.375 | 160 | 550 | 22 | 56.625 | 25.5 | 60.125 |  |  | 43 |  |  | 8 |  |  |  | 13 | 49.9375 | [8 empty] | 1 | 100 | 100 | ANSI Z21.10.1-2019/CSA 4.1-2019 | Yes | Yes | Yes | No | Not Applicable | [5 empty] | 10131 | RES GAS ATM | 200094348
RG250T6N-394-264-500 | RG250T | Bradford White | 671632839650 | Active | The ""-264"" indicates that this SKU comes with an Aluminum Anode Rod. | The ""-394"" indicates that this SKU comes with a Top T&P Location. | The ""-500"" indicates that this SKU comes with White Rodgers Mechanical Control. | [7 empty] | No | Not Applicable | Not Applicable | Residential Water Heating | Water Heating.Gas | 6 | 6 |  |  |  | 238-51012-00 |  |  |  | 238-39699-00 | [6 empty] | Gas | Natural Gas |  |  |  | Indoor |  | Floor Mounted |  | No | Not Applicable | 150 | Category I | 3 |  | 0.5 | 0.75 | No | [7 empty] | 40000 BTU/Hr |  | 81 | 0.63 | 50 | 48 | Not Applicable | On/Off | No, it does not comply with jurisdictions having 10ng/J NOx Regulations | [6 empty] | 154 | 24.5 | 23.1875 | 59.375 | 160 | 550 | 22 | 56.625 | 25.5 | 60.125 |  |  | 43 |  |  | 8 |  |  |  | 13 | 49.9375 | [8 empty] | 1 | 100 | 100 | ANSI Z21.10.1-2019/CSA 4.1-2019 | Yes | Yes | Yes | No | Not Applicable | [5 empty] | 10131 | RES GAS ATM | 200094348
RG250T6N-394-264-600 | RG250T | Bradford White | 671632570898 | Active | The ""-264"" indicates that this SKU comes with an Aluminum Anode Rod. | The ""-394"" indicates that this SKU comes with a Top T&P Location. | The ""-600"" indicates that this SKU comes with an SIT ICON System® gas control. | [7 empty] | No | Not Applicable | Not Applicable | Residential Water Heating | Water Heating.Gas | 6 | 6 |  |  |  | 238-51012-00 |  |  |  | 238-39699-00 | [6 empty] | Gas | Natural Gas |  |  |  | Indoor |  | Floor Mounted |  | No | Not Applicable | 150 | Category I | 3 |  | 0.5 | 0.75 | No | [7 empty] | 40000 BTU/Hr |  | 81 | 0.63 | 50 | 48 | Not Applicable | On/Off | No, it does not comply with jurisdictions having 10ng/J NOx Regulations | [6 empty] | 154 | 24.5 | 23.1875 | 59.375 | 160 | 550 | 22 | 56.625 | 25.5 | 60.125 |  |  | 43 |  |  | 8 |  |  |  | 13 | 49.9375 | [8 empty] | 1 | 100 | 100 | ANSI Z21.10.1-2019/CSA 4.1-2019 | Yes | Yes | Yes | No | Not Applicable | [5 empty] | 10131 | RES GAS ATM | 200094348
RG250T6N-394-475 | RG250T | Bradford White | 671632805822 | Active | The ""-394"" indicates that this SKU comes with a Top T&P Location. | The ""-475"" indicates that this SKU was designed to operate in Altitudes between 2,001 feet and 7,000 feet. | [8 empty] | No | Not Applicable | Not Applicable | Residential Water Heating | Water Heating.Gas | 6 | 6 |  |  |  | 238-51012-00 |  |  |  | 238-39699-00 | [6 empty] | Gas | Natural Gas |  |  |  | Indoor |  | Floor Mounted |  | No | Not Applicable | 150 | Category I | 3 |  | 0.5 | 0.75 | No | [7 empty] | 40000 BTU/Hr |  | 81 | 0.63 | 50 | 48 | Not Applicable | On/Off | No, it does not comply with jurisdictions having 10ng/J NOx Regulations | [6 empty] | 154 | 24.5 | 23.1875 | 59.375 | 160 | 550 | 22 | 56.625 | 25.5 | 60.125 |  |  | 43 |  |  | 8 |  |  |  | 13 | 49.9375 | [8 empty] | 1 | 100 | 100 | ANSI Z21.10.1-2019/CSA 4.1-2019 | Yes | Yes | Yes | No | Not Applicable | [5 empty] | 10131 | RES GAS ATM | 200094348
RG250T6N-394-475-264 | RG250T | Bradford White | 671632866014 | Active | The ""-264"" indicates that this SKU comes with an Aluminum Anode Rod. | The ""-394"" indicates that this SKU comes with a Top T&P Location. | The ""-475"" indicates that this SKU was designed to operate in Altitudes between 2,001 feet and 7,000 feet. | [7 empty] | No | Not Applicable | Not Applicable | Residential Water Heating | Water Heating.Gas | 6 | 6 |  |  |  | 238-51012-00 |  |  |  | 238-39699-00 | [6 empty] | Gas | Natural Gas |  |  |  | Indoor |  | Floor Mounted |  | No | Not Applicable | 150 | Category I | 3 |  | 0.5 | 0.75 | No | [7 empty] | 40000 BTU/Hr |  | 81 | 0.63 | 50 | 48 | Not Applicable | On/Off | No, it does not comply with jurisdictions having 10ng/J NOx Regulations | [6 empty] | 154 | 24.5 | 23.1875 | 59.375 | 160 | 550 | 22 | 56.625 | 25.5 | 60.125 |  |  | 43 |  |  | 8 |  |  |  | 13 | 49.9375 | [8 empty] | 1 | 100 | 100 | ANSI Z21.10.1-2019/CSA 4.1-2019 | Yes | Yes | Yes | No | Not Applicable | [5 empty] | 10131 | RES GAS ATM | 200094348
RG250T6N-394-475-500 | RG250T | Bradford White | 671632894260 | Active | The ""-394"" indicates that this SKU comes with a Top T&P Location. | The ""-475"" indicates that this SKU was designed to operate in Altitudes between 2,001 feet and 7,000 feet. | The ""-500"" indicates that this SKU comes with White Rodgers Mechanical Control. | [7 empty] | No | Not Applicable | Not Applicable | Residential Water Heating | Water Heating.Gas | 6 | 6 |  |  |  | 238-51012-00 |  |  |  | 238-39699-00 | [6 empty] | Gas | Natural Gas |  |  |  | Indoor |  | Floor Mounted |  | No | Not Applicable | 150 | Category I | 3 |  | 0.5 | 0.75 | No | [7 empty] | 40000 BTU/Hr |  | 81 | 0.63 | 50 | 48 | Not Applicable | On/Off | No, it does not comply with jurisdictions having 10ng/J NOx Regulations | [6 empty] | 154 | 24.5 | 23.1875 | 59.375 | 160 | 550 | 22 | 56.625 | 25.5 | 60.125 |  |  | 43 |  |  | 8 |  |  |  | 13 | 49.9375 | [8 empty] | 1 | 100 | 100 | ANSI Z21.10.1-2019/CSA 4.1-2019 | Yes | Yes | Yes | No | Not Applicable | [5 empty] | 10131 | RES GAS ATM | 200094348
RG250T6N-394-475-600 | RG250T | Bradford White | 671632570997 | Active | The ""-394"" indicates that this SKU comes with a Top T&P Location. | The ""-475"" indicates that this SKU was designed to operate in Altitudes between 2,001 feet and 7,000 feet. | The ""-600"" indicates that this SKU comes with an SIT ICON System® gas control. | [7 empty] | No | Not Applicable | Not Applicable | Residential Water Heating | Water Heating.Gas | 6 | 6 |  |  |  | 238-51012-00 |  |  |  | 238-39699-00 | [6 empty] | Gas | Natural Gas |  |  |  | Indoor |  | Floor Mounted |  | No | Not Applicable | 150 | Category I | 3 |  | 0.5 | 0.75 | No | [7 empty] | 40000 BTU/Hr |  | 81 | 0.63 | 50 | 48 | Not Applicable | On/Off | No, it does not comply with jurisdictions having 10ng/J NOx Regulations | [6 empty] | 154 | 24.5 | 23.1875 | 59.375 | 160 | 550 | 22 | 56.625 | 25.5 | 60.125 |  |  | 43 |  |  | 8 |  |  |  | 13 | 49.9375 | [8 empty] | 1 | 100 | 100 | ANSI Z21.10.1-2019/CSA 4.1-2019 | Yes | Yes | Yes | No | Not Applicable | [5 empty] | 10131 | RES GAS ATM | 200094348
RG250T6N-394-500 | RG250T | Bradford White | 671632806935 | Active | The ""-394"" indicates that this SKU comes with a Top T&P Location. | The ""-500"" indicates that this SKU comes with White Rodgers Mechanical Control. | [8 empty] | No | Not Applicable | Not Applicable | Residential Water Heating | Water Heating.Gas | 6 | 6 |  |  |  | 238-51012-00 |  |  |  | 238-39699-00 | [6 empty] | Gas | Natural Gas |  |  |  | Indoor |  | Floor Mounted |  | No | Not Applicable | 150 | Category I | 3 |  | 0.5 | 0.75 | No | [7 empty] | 40000 BTU/Hr |  | 81 | 0.63 | 50 | 48 | Not Applicable | On/Off | No, it does not comply with jurisdictions having 10ng/J NOx Regulations | [6 empty] | 154 | 24.5 | 23.1875 | 59.375 | 160 | 550 | 22 | 56.625 | 25.5 | 60.125 |  |  | 43 |  |  | 8 |  |  |  | 13 | 49.9375 | [8 empty] | 1 | 100 | 100 | ANSI Z21.10.1-2019/CSA 4.1-2019 | Yes | Yes | Yes | No | Not Applicable | [5 empty] | 10131 | RES GAS ATM | 200094348
RG250T6N-394-500-506 | RG250T | Bradford White | 671632316380 | Active | The ""-394"" indicates that this SKU comes with a Top T&P Location. | The ""-500"" indicates that this SKU comes with White Rodgers Mechanical Control. | The ""-506"" indicates that this SKU comes with an A420 Aluminum Anode Rod. | [7 empty] | No | Not Applicable | Not Applicable | Residential Water Heating | Water Heating.Gas | 6 | 6 |  |  |  | 238-51012-00 |  |  |  | 238-39699-00 | [6 empty] | Gas | Natural Gas |  |  |  | Indoor |  | Floor Mounted |  | No | Not Applicable | 150 | Category I | 3 |  | 0.5 | 0.75 | No | [7 empty] | 40000 BTU/Hr |  | 81 | 0.63 | 50 | 48 | Not Applicable | On/Off | No, it does not comply with jurisdictions having 10ng/J NOx Regulations | [6 empty] | 154 | 24.5 | 23.1875 | 59.375 | 160 | 550 | 22 | 56.625 | 25.5 | 60.125 |  |  | 43 |  |  | 8 |  |  |  | 13 | 49.9375 | [8 empty] | 1 | 100 | 100 | ANSI Z21.10.1-2019/CSA 4.1-2019 | Yes | Yes | Yes | No | Not Applicable | [5 empty] | 10131 | RES GAS ATM | 200094348
RG250T6N-394-506 | RG250T | Bradford White | 671632808946 | Active | The ""-394"" indicates that this SKU comes with a Top T&P Location. | The ""-506"" indicates that this SKU comes with an A420 Aluminum Anode Rod. | [8 empty] | No | Not Applicable | Not Applicable | Residential Water Heating | Water Heating.Gas | 6 | 6 |  |  |  | 238-51012-00 |  |  |  | 238-39699-00 | [6 empty] | Gas | Natural Gas |  |  |  | Indoor |  | Floor Mounted |  | No | Not Applicable | 150 | Category I | 3 |  | 0.5 | 0.75 | No | [7 empty] | 40000 BTU/Hr |  | 81 | 0.63 | 50 | 48 | Not Applicable | On/Off | No, it does not comply with jurisdictions having 10ng/J NOx Regulations | [6 empty] | 154 | 24.5 | 23.1875 | 59.375 | 160 | 550 | 22 | 56.625 | 25.5 | 60.125 |  |  | 43 |  |  | 8 |  |  |  | 13 | 49.9375 | [8 empty] | 1 | 100 | 100 | ANSI Z21.10.1-2019/CSA 4.1-2019 | Yes | Yes | Yes | No | Not Applicable | [5 empty] | 10131 | RES GAS ATM | 200094348
RG250T6N-394-600 | RG250T | Bradford White | 671632313747 | Active | The ""-394"" indicates that this SKU comes with a Top T&P Location. | The ""-600"" indicates that this SKU comes with an SIT ICON System® gas control. | [8 empty] | No | Not Applicable | Not Applicable | Residential Water Heating | Water Heating.Gas | 6 | 6 |  |  |  | 238-51012-00 |  |  |  | 238-39699-00 | [6 empty] | Gas | Natural Gas |  |  |  | Indoor |  | Floor Mounted |  | No | Not Applicable | 150 | Category I | 3 |  | 0.5 | 0.75 | No | [7 empty] | 40000 BTU/Hr |  | 81 | 0.63 | 50 | 48 | Not Applicable | On/Off | No, it does not comply with jurisdictions having 10ng/J NOx Regulations | [6 empty] | 154 | 24.5 | 23.1875 | 59.375 | 160 | 550 | 22 | 56.625 | 25.5 | 60.125 |  |  | 43 |  |  | 8 |  |  |  | 13 | 49.9375 | [8 empty] | 1 | 100 | 100 | ANSI Z21.10.1-2019/CSA 4.1-2019 | Yes | Yes | Yes | No | Not Applicable | [5 empty] | 10131 | RES GAS ATM | 200094348
RG250T6N-394-600-506 | RG250T | Bradford White | 671632313778 | Active | The ""-394"" indicates that this SKU comes with a Top T&P Location. | The ""-506"" indicates that this SKU comes with an A420 Aluminum Anode Rod. | The ""-600"" indicates that this SKU comes with an SIT ICON System® gas control. | [7 empty] | No | Not Applicable | Not Applicable | Residential Water Heating | Water Heating.Gas | 6 | 6 |  |  |  | 238-51012-00 |  |  |  | 238-39699-00 | [6 empty] | Gas | Natural Gas |  |  |  | Indoor |  | Floor Mounted |  | No | Not Applicable | 150 | Category I | 3 |  | 0.5 | 0.75 | No | [7 empty] | 40000 BTU/Hr |  | 81 | 0.63 | 50 | 48 | Not Applicable | On/Off | No, it does not comply with jurisdictions having 10ng/J NOx Regulations | [6 empty] | 154 | 24.5 | 23.1875 | 59.375 | 160 | 550 | 22 | 56.625 | 25.5 | 60.125 |  |  | 43 |  |  | 8 |  |  |  | 13 | 49.9375 | [8 empty] | 1 | 100 | 100 | ANSI Z21.10.1-2019/CSA 4.1-2019 | Yes | Yes | Yes | No | Not Applicable | [5 empty] | 10131 | RES GAS ATM | 200094348
RG250T6N-457 | RG250T | Bradford White | 671632859078 | Active | The -457 indicates that this SKU was designed and certified for Installation in Canada. | [9 empty] | No | Not Applicable | Not Applicable | Residential Water Heating | Water Heating.Gas | 6 | 6 |  |  |  | 238-51012-00 |  |  |  | 238-39699-00 | [6 empty] | Gas | Natural Gas |  |  |  | Indoor |  | Floor Mounted |  | No | Not Applicable | 150 | Category I | 3 |  | 0.5 | 0.75 | No | [7 empty] | 40000 BTU/Hr |  |  |  | 50 |  | Not Applicable | On/Off | No, it does not comply with jurisdictions having 10ng/J NOx Regulations | [6 empty] | 154 | 24.5 | 23.1875 | 59.375 | 160 | 566 | 22 | 56.625 | 25.5 | 60.125 |  |  | 43 |  |  | 8 |  |  |  | 13 | 49.9375 | [8 empty] | 1 | 100 | 100 | ANSI Z21.10.1-2019/CSA 4.1-2019 | Yes | No | Yes | No | Not Applicable | 238-51030-00 |  |  |  | 238-45684-00 | 10131 | RES GAS ATM
RG250T6N-457-394 | RG250T | Bradford White | 671632900091 | Active | The ""-394"" indicates that this SKU comes with a Top T&P Location. | The -457 indicates that this SKU was designed and certified for Installation in Canada. | [8 empty] | No | Not Applicable | Not Applicable | Residential Water Heating | Water Heating.Gas | 6 | 6 |  |  |  | 238-51012-00 |  |  |  | 238-39699-00 | [6 empty] | Gas | Natural Gas |  |  |  | Indoor |  | Floor Mounted |  | No | Not Applicable | 150 | Category I | 3 |  | 0.5 | 0.75 | No | [7 empty] | 40000 BTU/Hr |  |  |  | 50 |  | Not Applicable | On/Off | No, it does not comply with jurisdictions having 10ng/J NOx Regulations | [6 empty] | 154 | 24.5 | 23.1875 | 59.375 | 160 | 566 | 22 | 56.625 | 25.5 | 60.125 |  |  | 43 |  |  | 8 |  |  |  | 13 | 49.9375 | [8 empty] | 1 | 100 | 100 | ANSI Z21.10.1-2019/CSA 4.1-2019 | Yes | No | Yes | No | Not Applicable | 238-51030-00 |  |  |  | 238-45684-00 | 10131 | RES GAS ATM
RG250T6N-475 | RG250T | Bradford White | 671632803231 | Active | The ""-475"" indicates that this SKU was designed to operate in Altitudes between 2,001 feet and 7,000 feet. | [9 empty] | No | Not Applicable | Not Applicable | Residential Water Heating | Water Heating.Gas | 6 | 6 |  |  |  | 238-51012-00 |  |  |  | 238-39699-00 | [6 empty] | Gas | Natural Gas |  |  |  | Indoor |  | Floor Mounted |  | No | Not Applicable | 150 | Category I | 3 |  | 0.5 | 0.75 | No | [7 empty] | 40000 BTU/Hr |  | 81 | 0.63 | 50 | 48 | Not Applicable | On/Off | No, it does not comply with jurisdictions having 10ng/J NOx Regulations | [6 empty] | 154 | 24.5 | 23.1875 | 59.375 | 160 | 550 | 22 | 56.625 | 25.5 | 60.125 |  |  | 43 |  |  | 8 |  |  |  | 13 | 49.9375 | [8 empty] | 1 | 100 | 100 | ANSI Z21.10.1-2019/CSA 4.1-2019 | Yes | Yes | Yes | No | Not Applicable | [5 empty] | 10131 | RES GAS ATM | 200094348
RG250T6N-475-264 | RG250T | Bradford White | 671632807468 | Active | The ""-264"" indicates that this SKU comes with an Aluminum Anode Rod. | The ""-475"" indicates that this SKU was designed to operate in Altitudes between 2,001 feet and 7,000 feet. | [8 empty] | No | Not Applicable | Not Applicable | Residential Water Heating | Water Heating.Gas | 6 | 6 |  |  |  | 238-51012-00 |  |  |  | 238-39699-00 | [6 empty] | Gas | Natural Gas |  |  |  | Indoor |  | Floor Mounted |  | No | Not Applicable | 150 | Category I | 3 |  | 0.5 | 0.75 | No | [7 empty] | 40000 BTU/Hr |  | 81 | 0.63 | 50 | 48 | Not Applicable | On/Off | No, it does not comply with jurisdictions having 10ng/J NOx Regulations | [6 empty] | 154 | 24.5 | 23.1875 | 59.375 | 160 | 550 | 22 | 56.625 | 25.5 | 60.125 |  |  | 43 |  |  | 8 |  |  |  | 13 | 49.9375 | [8 empty] | 1 | 100 | 100 | ANSI Z21.10.1-2019/CSA 4.1-2019 | Yes | Yes | Yes | No | Not Applicable | [5 empty] | 10131 | RES GAS ATM | 200094348
RG250T6N-475-506 | RG250T | Bradford White | 671632901838 | Active | The ""-475"" indicates that this SKU was designed to operate in Altitudes between 2,001 feet and 7,000 feet. | The ""-506"" indicates that this SKU comes with an A420 Aluminum Anode Rod. | [8 empty] | No | Not Applicable | Not Applicable | Residential Water Heating | Water Heating.Gas | 6 | 6 |  |  |  | 238-51012-00 |  |  |  | 238-39699-00 | [6 empty] | Gas | Natural Gas |  |  |  | Indoor |  | Floor Mounted |  | No | Not Applicable | 150 | Category I | 3 |  | 0.5 | 0.75 | No | [7 empty] | 40000 BTU/Hr |  | 81 | 0.63 | 50 | 48 | Not Applicable | On/Off | No, it does not comply with jurisdictions having 10ng/J NOx Regulations | [6 empty] | 154 | 24.5 | 23.1875 | 59.375 | 160 | 550 | 22 | 56.625 | 25.5 | 60.125 |  |  | 43 |  |  | 8 |  |  |  | 13 | 49.9375 | [8 empty] | 1 | 100 | 100 | ANSI Z21.10.1-2019/CSA 4.1-2019 | Yes | Yes | Yes | No | Not Applicable | [5 empty] | 10131 | RES GAS ATM | 200094348
RG250T6N-500 | RG250T | Bradford White | 671632803255 | Active | The ""-500"" indicates that this SKU comes with White Rodgers Mechanical Control. | [9 empty] | No | Not Applicable | Not Applicable | Residential Water Heating | Water Heating.Gas | 6 | 6 |  |  |  | 238-51012-00 |  |  |  | 238-39699-00 | [6 empty] | Gas | Natural Gas |  |  |  | Indoor |  | Floor Mounted |  | No | Not Applicable | 150 | Category I | 3 |  | 0.5 | 0.75 | No | [7 empty] | 40000 BTU/Hr |  | 81 | 0.63 | 50 | 48 | Not Applicable | On/Off | No, it does not comply with jurisdictions having 10ng/J NOx Regulations | [6 empty] | 154 | 24.5 | 23.1875 | 59.375 | 160 | 550 | 22 | 56.625 | 25.5 | 60.125 |  |  | 43 |  |  | 8 |  |  |  | 13 | 49.9375 | [8 empty] | 1 | 100 | 100 | ANSI Z21.10.1-2019/CSA 4.1-2019 | Yes | Yes | Yes | No | Not Applicable | [5 empty] | 10131 | RES GAS ATM | 200094348
RG250T6N-500-506 | RG250T | Bradford White | 671632869084 | Active | The ""-500"" indicates that this SKU comes with White Rodgers Mechanical Control. | The ""-506"" indicates that this SKU comes with an A420 Aluminum Anode Rod. | [8 empty] | No | Not Applicable | Not Applicable | Residential Water Heating | Water Heating.Gas | 6 | 6 |  |  |  | 238-51012-00 |  |  |  | 238-39699-00 | [6 empty] | Gas | Natural Gas |  |  |  | Indoor |  | Floor Mounted |  | No | Not Applicable | 150 | Category I | 3 |  | 0.5 | 0.75 | No | [7 empty] | 40000 BTU/Hr |  | 81 | 0.63 | 50 | 48 | Not Applicable | On/Off | No, it does not comply with jurisdictions having 10ng/J NOx Regulations | [6 empty] | 154 | 24.5 | 23.1875 | 59.375 | 160 | 550 | 22 | 56.625 | 25.5 | 60.125 |  |  | 43 |  |  | 8 |  |  |  | 13 | 49.9375 | [8 empty] | 1 | 100 | 100 | ANSI Z21.10.1-2019/CSA 4.1-2019 | Yes | Yes | Yes | No | Not Applicable | [5 empty] | 10131 | RES GAS ATM | 200094348
RG250T6N-506 | RG250T | Bradford White | 671632807789 | Active | The ""-506"" indicates that this SKU comes with an A420 Aluminum Anode Rod. | [9 empty] | No | Not Applicable | Not Applicable | Residential Water Heating | Water Heating.Gas | 6 | 6 |  |  |  | 238-51012-00 |  |  |  | 238-39699-00 | [6 empty] | Gas | Natural Gas |  |  |  | Indoor |  | Floor Mounted |  | No | Not Applicable | 150 | Category I | 3 |  | 0.5 | 0.75 | No | [7 empty] | 40000 BTU/Hr |  | 81 | 0.63 | 50 | 48 | Not Applicable | On/Off | No, it does not comply with jurisdictions having 10ng/J NOx Regulations | [6 empty] | 154 | 24.5 | 23.1875 | 59.375 | 160 | 550 | 22 | 56.625 | 25.5 | 60.125 |  |  | 43 |  |  | 8 |  |  |  | 13 | 49.9375 | [8 empty] | 1 | 100 | 100 | ANSI Z21.10.1-2019/CSA 4.1-2019 | Yes | Yes | Yes | No | Not Applicable | [5 empty] | 10131 | RES GAS ATM | 200094348
RG250T6N-600 | RG250T | Bradford White | 671632313792 | Active | The ""-600"" indicates that this SKU comes with an SIT ICON System® gas control. | [9 empty] | No | Not Applicable | Not Applicable | Residential Water Heating | Water Heating.Gas | 6 | 6 |  |  |  | 238-51012-00 |  |  |  | 238-39699-00 | [6 empty] | Gas | Natural Gas |  |  |  | Indoor |  | Floor Mounted |  | No | Not Applicable | 150 | Category I | 3 |  | 0.5 | 0.75 | No | [7 empty] | 40000 BTU/Hr |  | 81 | 0.63 | 50 | 48 | Not Applicable | On/Off | No, it does not comply with jurisdictions having 10ng/J NOx Regulations | [6 empty] | 154 | 24.5 | 23.1875 | 59.375 | 160 | 550 | 22 | 56.625 | 25.5 | 60.125 |  |  | 43 |  |  | 8 |  |  |  | 13 | 49.9375 | [8 empty] | 1 | 100 | 100 | ANSI Z21.10.1-2019/CSA 4.1-2019 | Yes | Yes | Yes | No | Not Applicable | [5 empty] | 10131 | RES GAS ATM | 200094348
RG250T6N-600-506 | RG250T | Bradford White | 671632313808 | Active | The ""-506"" indicates that this SKU comes with an A420 Aluminum Anode Rod. | The ""-600"" indicates that this SKU comes with an SIT ICON System® gas control. | [8 empty] | No | Not Applicable | Not Applicable | Residential Water Heating | Water Heating.Gas | 6 | 6 |  |  |  | 238-51012-00 |  |  |  | 238-39699-00 | [6 empty] | Gas | Natural Gas |  |  |  | Indoor |  | Floor Mounted |  | No | Not Applicable | 150 | Category I | 3 |  | 0.5 | 0.75 | No | [7 empty] | 40000 BTU/Hr |  | 81 | 0.63 | 50 | 48 | Not Applicable | On/Off | No, it does not comply with jurisdictions having 10ng/J NOx Regulations | [6 empty] | 154 | 24.5 | 23.1875 | 59.375 | 160 | 550 | 22 | 56.625 | 25.5 | 60.125 |  |  | 43 |  |  | 8 |  |  |  | 13 | 49.9375 | [8 empty] | 1 | 100 | 100 | ANSI Z21.10.1-2019/CSA 4.1-2019 | Yes | Yes | Yes | No | Not Applicable | [5 empty] | 10131 | RES GAS ATM | 200094348
RG250T6X | RG250T | Bradford White | 671632794645 | Active | [10 empty] | No | Not Applicable | Not Applicable | Residential Water Heating | Water Heating.Gas | 6 | 6 |  |  |  | 238-51012-00 |  |  |  | 238-39699-00 | [6 empty] | Gas | Liquid Propane |  |  |  | Indoor |  | Floor Mounted |  | No | Not Applicable | 150 | Category I | 3 |  | 0.5 | 0.75 | No | [7 empty] | 36000 BTU/Hr |  | 81 | 0.63 | 50 | 48 | Not Applicable | On/Off | Not Applicable | [6 empty] | 154 | 24.5 | 23.1875 | 59.375 | 160 | 550 | 22 | 56.625 | 25.5 | 60.125 |  |  | 43 |  |  | 8 |  |  |  | 13 | 49.9375 | [8 empty] | 1 | 100 | 100 | ANSI Z21.10.1-2019/CSA 4.1-2019 | Yes | Yes | Yes | No | Not Applicable | [5 empty] | 10131 | RES GAS ATM | 200094350
RG250T6X-220 | RG250T | Bradford White | 671632859092 | Active | The ""-220"" indicates that this SKU was designed to operate in Altitudes ranging from 0 to 4,500 feet (0-1370 meters), and are certified for Installation in Canada. | [9 empty] | No | Not Applicable | Not Applicable | Residential Water Heating | Water Heating.Gas | 6 | 6 |  |  |  | 238-51012-00 |  |  |  | 238-39699-00 | [6 empty] | Gas | Liquid Propane |  |  |  | Indoor |  | Floor Mounted |  | No | Not Applicable | 150 | Category I | 3 |  | 0.5 | 0.75 | No | [7 empty] | 32400 BTU/Hr |  |  |  | 50 |  | Not Applicable | On/Off | Not Applicable | [6 empty] | 154 | 24.5 | 23.1875 | 59.375 | 160 | 566 | 22 | 56.625 | 25.5 | 60.125 |  |  | 43 |  |  | 8 |  |  |  | 13 | 49.9375 | [8 empty] | 1 | 100 | 100 | ANSI Z21.10.1-2019/CSA 4.1-2019 | Yes | No | Yes | No | Not Applicable | 238-51030-00 |  |  |  | 238-45684-00 | 10131 | RES GAS ATM
RG250T6X-264 | RG250T | Bradford White | 671632806126 | Active | The ""-264"" indicates that this SKU comes with an Aluminum Anode Rod. | [9 empty] | No | Not Applicable | Not Applicable | Residential Water Heating | Water Heating.Gas | 6 | 6 |  |  |  | 238-51012-00 |  |  |  | 238-39699-00 | [6 empty] | Gas | Liquid Propane |  |  |  | Indoor |  | Floor Mounted |  | No | Not Applicable | 150 | Category I | 3 |  | 0.5 | 0.75 | No | [7 empty] | 36000 BTU/Hr |  | 81 | 0.63 | 50 | 48 | Not Applicable | On/Off | Not Applicable | [6 empty] | 154 | 24.5 | 23.1875 | 59.375 | 160 | 550 | 22 | 56.625 | 25.5 | 60.125 |  |  | 43 |  |  | 8 |  |  |  | 13 | 49.9375 | [8 empty] | 1 | 100 | 100 | ANSI Z21.10.1-2019/CSA 4.1-2019 | Yes | Yes | Yes | No | Not Applicable | [5 empty] | 10131 | RES GAS ATM | 200094350
RG250T6X-264-500 | RG250T | Bradford White | 671632809240 | Active | The ""-264"" indicates that this SKU comes with an Aluminum Anode Rod. | The ""-500"" indicates that this SKU comes with White Rodgers Mechanical Control. | [8 empty] | No | Not Applicable | Not Applicable | Residential Water Heating | Water Heating.Gas | 6 | 6 |  |  |  | 238-51012-00 |  |  |  | 238-39699-00 | [6 empty] | Gas | Liquid Propane |  |  |  | Indoor |  | Floor Mounted |  | No | Not Applicable | 150 | Category I | 3 |  | 0.5 | 0.75 | No | [7 empty] | 36000 BTU/Hr |  | 81 | 0.63 | 50 | 48 | Not Applicable | On/Off | Not Applicable | [6 empty] | 154 | 24.5 | 23.1875 | 59.375 | 160 | 550 | 22 | 56.625 | 25.5 | 60.125 |  |  | 43 |  |  | 8 |  |  |  | 13 | 49.9375 | [8 empty] | 1 | 100 | 100 | ANSI Z21.10.1-2019/CSA 4.1-2019 | Yes | Yes | Yes | No | Not Applicable | [5 empty] | 10131 | RES GAS ATM | 200094350
RG250T6X-264-600 | RG250T | Bradford White | 671632570966 | Active | The ""-264"" indicates that this SKU comes with an Aluminum Anode Rod. | The ""-600"" indicates that this SKU comes with an SIT ICON System® gas control. | [8 empty] | No | Not Applicable | Not Applicable | Residential Water Heating | Water Heating.Gas | 6 | 6 |  |  |  | 238-51012-00 |  |  |  | 238-39699-00 | [6 empty] | Gas | Liquid Propane |  |  |  | Indoor |  | Floor Mounted |  | No | Not Applicable | 150 | Category I | 3 |  | 0.5 | 0.75 | No | [7 empty] | 36000 BTU/Hr |  | 81 | 0.63 | 50 | 48 | Not Applicable | On/Off | Not Applicable | [6 empty] | 154 | 24.5 | 23.1875 | 59.375 | 160 | 550 | 22 | 56.625 | 25.5 | 60.125 |  |  | 43 |  |  | 8 |  |  |  | 13 | 49.9375 | [8 empty] | 1 | 100 | 100 | ANSI Z21.10.1-2019/CSA 4.1-2019 | Yes | Yes | Yes | No | Not Applicable | [5 empty] | 10131 | RES GAS ATM | 200094350
RG250T6X-394 | RG250T | Bradford White | 671632803279 | Active | The ""-394"" indicates that this SKU comes with a Top T&P Location. | [9 empty] | No | Not Applicable | Not Applicable | Residential Water Heating | Water Heating.Gas | 6 | 6 |  |  |  | 238-51012-00 |  |  |  | 238-39699-00 | [6 empty] | Gas | Liquid Propane |  |  |  | Indoor |  | Floor Mounted |  | No | Not Applicable | 150 | Category I | 3 |  | 0.5 | 0.75 | No | [7 empty] | 36000 BTU/Hr |  | 81 | 0.63 | 50 | 48 | Not Applicable | On/Off | Not Applicable | [6 empty] | 154 | 24.5 | 23.1875 | 59.375 | 160 | 550 | 22 | 56.625 | 25.5 | 60.125 |  |  | 43 |  |  | 8 |  |  |  | 13 | 49.9375 | [8 empty] | 1 | 100 | 100 | ANSI Z21.10.1-2019/CSA 4.1-2019 | Yes | Yes | Yes | No | Not Applicable | [5 empty] | 10131 | RES GAS ATM | 200094350
RG250T6X-394-264 | RG250T | Bradford White | 671632803262 | Active | The ""-264"" indicates that this SKU comes with an Aluminum Anode Rod. | The ""-394"" indicates that this SKU comes with a Top T&P Location. | [8 empty] | No | Not Applicable | Not Applicable | Residential Water Heating | Water Heating.Gas | 6 | 6 |  |  |  | 238-51012-00 |  |  |  | 238-39699-00 | [6 empty] | Gas | Liquid Propane |  |  |  | Indoor |  | Floor Mounted |  | No | Not Applicable | 150 | Category I | 3 |  | 0.5 | 0.75 | No | [7 empty] | 36000 BTU/Hr |  | 81 | 0.63 | 50 | 48 | Not Applicable | On/Off | Not Applicable | [6 empty] | 154 | 24.5 | 23.1875 | 59.375 | 160 | 550 | 22 | 56.625 | 25.5 | 60.125 |  |  | 43 |  |  | 8 |  |  |  | 13 | 49.9375 | [8 empty] | 1 | 100 | 100 | ANSI Z21.10.1-2019/CSA 4.1-2019 | Yes | Yes | Yes | No | Not Applicable | [5 empty] | 10131 | RES GAS ATM | 200094350
RG250T6X-394-264-500 | RG250T | Bradford White | 671632839667 | Active | The ""-264"" indicates that this SKU comes with an Aluminum Anode Rod. | The ""-394"" indicates that this SKU comes with a Top T&P Location. | The ""-500"" indicates that this SKU comes with White Rodgers Mechanical Control. | [7 empty] | No | Not Applicable | Not Applicable | Residential Water Heating | Water Heating.Gas | 6 | 6 |  |  |  | 238-51012-00 |  |  |  | 238-39699-00 | [6 empty] | Gas | Liquid Propane |  |  |  | Indoor |  | Floor Mounted |  | No | Not Applicable | 150 | Category I | 3 |  | 0.5 | 0.75 | No | [7 empty] | 36000 BTU/Hr |  | 81 | 0.63 | 50 | 48 | Not Applicable | On/Off | Not Applicable | [6 empty] | 154 | 24.5 | 23.1875 | 59.375 | 160 | 550 | 22 | 56.625 | 25.5 | 60.125 |  |  | 43 |  |  | 8 |  |  |  | 13 | 49.9375 | [8 empty] | 1 | 100 | 100 | ANSI Z21.10.1-2019/CSA 4.1-2019 | Yes | Yes | Yes | No | Not Applicable | [5 empty] | 10131 | RES GAS ATM | 200094350
RG250T6X-394-264-600 | RG250T | Bradford White | 671632570973 | Active | The ""-264"" indicates that this SKU comes with an Aluminum Anode Rod. | The ""-394"" indicates that this SKU comes with a Top T&P Location. | The ""-600"" indicates that this SKU comes with an SIT ICON System® gas control. | [7 empty] | No | Not Applicable | Not Applicable | Residential Water Heating | Water Heating.Gas | 6 | 6 |  |  |  | 238-51012-00 |  |  |  | 238-39699-00 | [6 empty] | Gas | Liquid Propane |  |  |  | Indoor |  | Floor Mounted |  | No | Not Applicable | 150 | Category I | 3 |  | 0.5 | 0.75 | No | [7 empty] | 36000 BTU/Hr |  | 81 | 0.63 | 50 | 48 | Not Applicable | On/Off | Not Applicable | [6 empty] | 154 | 24.5 | 23.1875 | 59.375 | 160 | 550 | 22 | 56.625 | 25.5 | 60.125 |  |  | 43 |  |  | 8 |  |  |  | 13 | 49.9375 | [8 empty] | 1 | 100 | 100 | ANSI Z21.10.1-2019/CSA 4.1-2019 | Yes | Yes | Yes | No | Not Applicable | [5 empty] | 10131 | RES GAS ATM | 200094350
RG250T6X-394-475 | RG250T | Bradford White | 671632805839 | Active | The ""-394"" indicates that this SKU comes with a Top T&P Location. | The ""-475"" indicates that this SKU was designed to operate in Altitudes between 2,001 feet and 7,000 feet. | [8 empty] | No | Not Applicable | Not Applicable | Residential Water Heating | Water Heating.Gas | 6 | 6 |  |  |  | 238-51012-00 |  |  |  | 238-39699-00 | [6 empty] | Gas | Liquid Propane |  |  |  | Indoor |  | Floor Mounted |  | No | Not Applicable | 150 | Category I | 3 |  | 0.5 | 0.75 | No | [7 empty] | 36000 BTU/Hr |  | 81 | 0.63 | 50 | 48 | Not Applicable | On/Off | Not Applicable | [6 empty] | 154 | 24.5 | 23.1875 | 59.375 | 160 | 550 | 22 | 56.625 | 25.5 | 60.125 |  |  | 43 |  |  | 8 |  |  |  | 13 | 49.9375 | [8 empty] | 1 | 100 | 100 | ANSI Z21.10.1-2019/CSA 4.1-2019 | Yes | Yes | Yes | No | Not Applicable | [5 empty] | 10131 | RES GAS ATM | 200094350
RG250T6X-394-475-264 | RG250T | Bradford White | 671632125319 | Active | The ""-264"" indicates that this SKU comes with an Aluminum Anode Rod. | The ""-394"" indicates that this SKU comes with a Top T&P Location. | The ""-475"" indicates that this SKU was designed to operate in Altitudes between 2,001 feet and 7,000 feet. | [7 empty] | No | Not Applicable | Not Applicable | Residential Water Heating | Water Heating.Gas | 6 | 6 |  |  |  | 238-51012-00 |  |  |  | 238-39699-00 | [6 empty] | Gas | Liquid Propane |  |  |  | Indoor |  | Floor Mounted |  | No | Not Applicable | 150 | Category I | 3 |  | 0.5 | 0.75 | No | [7 empty] | 36000 BTU/Hr |  | 81 | 0.63 | 50 | 48 | Not Applicable | On/Off | Not Applicable | [6 empty] | 154 | 24.5 | 23.1875 | 59.375 | 160 | 550 | 22 | 56.625 | 25.5 | 60.125 |  |  | 43 |  |  | 8 |  |  |  | 13 | 49.9375 | [8 empty] | 1 | 100 | 100 | ANSI Z21.10.1-2019/CSA 4.1-2019 | Yes | Yes | Yes | No | Not Applicable | [5 empty] | 10131 | RES GAS ATM | 200094350
RG250T6X-394-475-500 | RG250T | Bradford White | 671632889006 | Active | The ""-394"" indicates that this SKU comes with a Top T&P Location. | The ""-475"" indicates that this SKU was designed to operate in Altitudes between 2,001 feet and 7,000 feet. | The ""-500"" indicates that this SKU comes with White Rodgers Mechanical Control. | [7 empty] | No | Not Applicable | Not Applicable | Residential Water Heating | Water Heating.Gas | 6 | 6 |  |  |  | 238-51012-00 |  |  |  | 238-39699-00 | [6 empty] | Gas | Liquid Propane |  |  |  | Indoor |  | Floor Mounted |  | No | Not Applicable | 150 | Category I | 3 |  | 0.5 | 0.75 | No | [7 empty] | 36000 BTU/Hr |  | 81 | 0.63 | 50 | 48 | Not Applicable | On/Off | Not Applicable | [6 empty] | 154 | 24.5 | 23.1875 | 59.375 | 160 | 550 | 22 | 56.625 | 25.5 | 60.125 |  |  | 43 |  |  | 8 |  |  |  | 13 | 49.9375 | [8 empty] | 1 | 100 | 100 | ANSI Z21.10.1-2019/CSA 4.1-2019 | Yes | Yes | Yes | No | Not Applicable | [5 empty] | 10131 | RES GAS ATM | 200094350
RG250T6X-394-475-600 | RG250T | Bradford White | 671632570980 | Active | The ""-394"" indicates that this SKU comes with a Top T&P Location. | The ""-475"" indicates that this SKU was designed to operate in Altitudes between 2,001 feet and 7,000 feet. | The ""-600"" indicates that this SKU comes with an SIT ICON System® gas control. | [7 empty] | No | Not Applicable | Not Applicable | Residential Water Heating | Water Heating.Gas | 6 | 6 |  |  |  | 238-51012-00 |  |  |  | 238-39699-00 | [6 empty] | Gas | Liquid Propane |  |  |  | Indoor |  | Floor Mounted |  | No | Not Applicable | 150 | Category I | 3 |  | 0.5 | 0.75 | No | [7 empty] | 36000 BTU/Hr |  | 81 | 0.63 | 50 | 48 | Not Applicable | On/Off | Not Applicable | [6 empty] | 154 | 24.5 | 23.1875 | 59.375 | 160 | 550 | 22 | 56.625 | 25.5 | 60.125 |  |  | 43 |  |  | 8 |  |  |  | 13 | 49.9375 | [8 empty] | 1 | 100 | 100 | ANSI Z21.10.1-2019/CSA 4.1-2019 | Yes | Yes | Yes | No | Not Applicable | [5 empty] | 10131 | RES GAS ATM | 200094350
RG250T6X-394-500 | RG250T | Bradford White | 671632814831 | Active | The ""-394"" indicates that this SKU comes with a Top T&P Location. | The ""-500"" indicates that this SKU comes with White Rodgers Mechanical Control. | [8 empty] | No | Not Applicable | Not Applicable | Residential Water Heating | Water Heating.Gas | 6 | 6 |  |  |  | 238-51012-00 |  |  |  | 238-39699-00 | [6 empty] | Gas | Liquid Propane |  |  |  | Indoor |  | Floor Mounted |  | No | Not Applicable | 150 | Category I | 3 |  | 0.5 | 0.75 | No | [7 empty] | 36000 BTU/Hr |  | 81 | 0.63 | 50 | 48 | Not Applicable | On/Off | Not Applicable | [6 empty] | 154 | 24.5 | 23.1875 | 59.375 | 160 | 550 | 22 | 56.625 | 25.5 | 60.125 |  |  | 43 |  |  | 8 |  |  |  | 13 | 49.9375 | [8 empty] | 1 | 100 | 100 | ANSI Z21.10.1-2019/CSA 4.1-2019 | Yes | Yes | Yes | No | Not Applicable | [5 empty] | 10131 | RES GAS ATM | 200094350
RG250T6X-394-500-506 | RG250T | Bradford White | 671632809318 | Active | The ""-394"" indicates that this SKU comes with a Top T&P Location. | The ""-500"" indicates that this SKU comes with White Rodgers Mechanical Control. | The ""-506"" indicates that this SKU comes with an A420 Aluminum Anode Rod. | [7 empty] | No | Not Applicable | Not Applicable | Residential Water Heating | Water Heating.Gas | 6 | 6 |  |  |  | 238-51012-00 |  |  |  | 238-39699-00 | [6 empty] | Gas | Liquid Propane |  |  |  | Indoor |  | Floor Mounted |  | No | Not Applicable | 150 | Category I | 3 |  | 0.5 | 0.75 | No | [7 empty] | 36000 BTU/Hr |  | 81 | 0.63 | 50 | 48 | Not Applicable | On/Off | Not Applicable | [6 empty] | 154 | 24.5 | 23.1875 | 59.375 | 160 | 550 | 22 | 56.625 | 25.5 | 60.125 |  |  | 43 |  |  | 8 |  |  |  | 13 | 49.9375 | [8 empty] | 1 | 100 | 100 | ANSI Z21.10.1-2019/CSA 4.1-2019 | Yes | Yes | Yes | No | Not Applicable | [5 empty] | 10131 | RES GAS ATM | 200094350
RG250T6X-394-506 | RG250T | Bradford White | 671632808953 | Active | The ""-394"" indicates that this SKU comes with a Top T&P Location. | The ""-506"" indicates that this SKU comes with an A420 Aluminum Anode Rod. | [8 empty] | No | Not Applicable | Not Applicable | Residential Water Heating | Water Heating.Gas | 6 | 6 |  |  |  | 238-51012-00 |  |  |  | 238-39699-00 | [6 empty] | Gas | Liquid Propane |  |  |  | Indoor |  | Floor Mounted |  | No | Not Applicable | 150 | Category I | 3 |  | 0.5 | 0.75 | No | [7 empty] | 36000 BTU/Hr |  | 81 | 0.63 | 50 | 48 | Not Applicable | On/Off | Not Applicable | [6 empty] | 154 | 24.5 | 23.1875 | 59.375 | 160 | 550 | 22 | 56.625 | 25.5 | 60.125 |  |  | 43 |  |  | 8 |  |  |  | 13 | 49.9375 | [8 empty] | 1 | 100 | 100 | ANSI Z21.10.1-2019/CSA 4.1-2019 | Yes | Yes | Yes | No | Not Applicable | [5 empty] | 10131 | RES GAS ATM | 200094350
RG250T6X-394-600 | RG250T | Bradford White | 671632561124 | Active | The ""-394"" indicates that this SKU comes with a Top T&P Location. | The ""-600"" indicates that this SKU comes with an SIT ICON System® gas control. | [8 empty] | No | Not Applicable | Not Applicable | Residential Water Heating | Water Heating.Gas | 6 | 6 |  |  |  | 238-51012-00 |  |  |  | 238-39699-00 | [6 empty] | Gas | Liquid Propane |  |  |  | Indoor |  | Floor Mounted |  | No | Not Applicable | 150 | Category I | 3 |  | 0.5 | 0.75 | No | [7 empty] | 36000 BTU/Hr |  | 81 | 0.63 | 50 | 48 | Not Applicable | On/Off | Not Applicable | [6 empty] | 154 | 24.5 | 23.1875 | 59.375 | 160 | 550 | 22 | 56.625 | 25.5 | 60.125 |  |  | 43 |  |  | 8 |  |  |  | 13 | 49.9375 | [8 empty] | 1 | 100 | 100 | ANSI Z21.10.1-2019/CSA 4.1-2019 | Yes | Yes | Yes | No | Not Applicable | [5 empty] | 10131 | RES GAS ATM | 200094350
RG250T6X-394-600-506 | RG250T | Bradford White | 671632561131 | Active | The ""-394"" indicates that this SKU comes with a Top T&P Location. | The ""-506"" indicates that this SKU comes with an A420 Aluminum Anode Rod. | The ""-600"" indicates that this SKU comes with an SIT ICON System® gas control. | [7 empty] | No | Not Applicable | Not Applicable | Residential Water Heating | Water Heating.Gas | 6 | 6 |  |  |  | 238-51012-00 |  |  |  | 238-39699-00 | [6 empty] | Gas | Liquid Propane |  |  |  | Indoor |  | Floor Mounted |  | No | Not Applicable | 150 | Category I | 3 |  | 0.5 | 0.75 | No | [7 empty] | 36000 BTU/Hr |  | 81 | 0.63 | 50 | 48 | Not Applicable | On/Off | Not Applicable | [6 empty] | 154 | 24.5 | 23.1875 | 59.375 | 160 | 550 | 22 | 56.625 | 25.5 | 60.125 |  |  | 43 |  |  | 8 |  |  |  | 13 | 49.9375 | [8 empty] | 1 | 100 | 100 | ANSI Z21.10.1-2019/CSA 4.1-2019 | Yes | Yes | Yes | No | Not Applicable | [5 empty] | 10131 | RES GAS ATM | 200094350
RG250T6X-457 | RG250T | Bradford White | 671632859085 | Active | The -457 indicates that this SKU was designed and certified for Installation in Canada. | [9 empty] | No | Not Applicable | Not Applicable | Residential Water Heating | Water Heating.Gas | 6 | 6 |  |  |  | 238-51012-00 |  |  |  | 238-39699-00 | [6 empty] | Gas | Liquid Propane |  |  |  | Indoor |  | Floor Mounted |  | No | Not Applicable | 150 | Category I | 3 |  | 0.5 | 0.75 | No | [7 empty] | 36000 BTU/Hr |  |  |  | 50 |  | Not Applicable | On/Off | Not Applicable | [6 empty] | 154 | 24.5 | 23.1875 | 59.375 | 160 | 566 | 22 | 56.625 | 25.5 | 60.125 |  |  | 43 |  |  | 8 |  |  |  | 13 | 49.9375 | [8 empty] | 1 | 100 | 100 | ANSI Z21.10.1-2019/CSA 4.1-2019 | Yes | No | Yes | No | Not Applicable | 238-51030-00 |  |  |  | 238-45684-00 | 10131 | RES GAS ATM
RG250T6X-475 | RG250T | Bradford White | 671632803286 | Active | The ""-475"" indicates that this SKU was designed to operate in Altitudes between 2,001 feet and 7,000 feet. | [9 empty] | No | Not Applicable | Not Applicable | Residential Water Heating | Water Heating.Gas | 6 | 6 |  |  |  | 238-51012-00 |  |  |  | 238-39699-00 | [6 empty] | Gas | Liquid Propane |  |  |  | Indoor |  | Floor Mounted |  | No | Not Applicable | 150 | Category I | 3 |  | 0.5 | 0.75 | No | [7 empty] | 36000 BTU/Hr |  | 81 | 0.63 | 50 | 48 | Not Applicable | On/Off | Not Applicable | [6 empty] | 154 | 24.5 | 23.1875 | 59.375 | 160 | 550 | 22 | 56.625 | 25.5 | 60.125 |  |  | 43 |  |  | 8 |  |  |  | 13 | 49.9375 | [8 empty] | 1 | 100 | 100 | ANSI Z21.10.1-2019/CSA 4.1-2019 | Yes | Yes | Yes | No | Not Applicable | [5 empty] | 10131 | RES GAS ATM | 200094350
RG250T6X-475-264 | RG250T | Bradford White | 671632807475 | Active | The ""-264"" indicates that this SKU comes with an Aluminum Anode Rod. | The ""-475"" indicates that this SKU was designed to operate in Altitudes between 2,001 feet and 7,000 feet. | [8 empty] | No | Not Applicable | Not Applicable | Residential Water Heating | Water Heating.Gas | 6 | 6 |  |  |  | 238-51012-00 |  |  |  | 238-39699-00 | [6 empty] | Gas | Liquid Propane |  |  |  | Indoor |  | Floor Mounted |  | No | Not Applicable | 150 | Category I | 3 |  | 0.5 | 0.75 | No | [7 empty] | 36000 BTU/Hr |  | 81 | 0.63 | 50 | 48 | Not Applicable | On/Off | Not Applicable | [6 empty] | 154 | 24.5 | 23.1875 | 59.375 | 160 | 550 | 22 | 56.625 | 25.5 | 60.125 |  |  | 43 |  |  | 8 |  |  |  | 13 | 49.9375 | [8 empty] | 1 | 100 | 100 | ANSI Z21.10.1-2019/CSA 4.1-2019 | Yes | Yes | Yes | No | Not Applicable | [5 empty] | 10131 | RES GAS ATM | 200094350
RG250T6X-475-500 | RG250T | Bradford White | 671632888733 | Active | The ""-475"" indicates that this SKU was designed to operate in Altitudes between 2,001 feet and 7,000 feet. | The ""-500"" indicates that this SKU comes with White Rodgers Mechanical Control. | [8 empty] | No | Not Applicable | Not Applicable | Residential Water Heating | Water Heating.Gas | 6 | 6 |  |  |  | 238-51012-00 |  |  |  | 238-39699-00 | [6 empty] | Gas | Liquid Propane |  |  |  | Indoor |  | Floor Mounted |  | No | Not Applicable | 150 | Category I | 3 |  | 0.5 | 0.75 | No | [7 empty] | 36000 BTU/Hr |  | 81 | 0.63 | 50 | 48 | Not Applicable | On/Off | Not Applicable | [6 empty] | 154 | 24.5 | 23.1875 | 59.375 | 160 | 550 | 22 | 56.625 | 25.5 | 60.125 |  |  | 43 |  |  | 8 |  |  |  | 13 | 49.9375 | [8 empty] | 1 | 100 | 100 | ANSI Z21.10.1-2019/CSA 4.1-2019 | Yes | Yes | Yes | No | Not Applicable | [5 empty] | 10131 | RES GAS ATM | 200094350
RG250T6X-475-506 | RG250T | Bradford White | 671632901845 | Active | The ""-475"" indicates that this SKU was designed to operate in Altitudes between 2,001 feet and 7,000 feet. | The ""-506"" indicates that this SKU comes with an A420 Aluminum Anode Rod. | [8 empty] | No | Not Applicable | Not Applicable | Residential Water Heating | Water Heating.Gas | 6 | 6 |  |  |  | 238-51012-00 |  |  |  | 238-39699-00 | [6 empty] | Gas | Liquid Propane |  |  |  | Indoor |  | Floor Mounted |  | No | Not Applicable | 150 | Category I | 3 |  | 0.5 | 0.75 | No | [7 empty] | 36000 BTU/Hr |  | 81 | 0.63 | 50 | 48 | Not Applicable | On/Off | Not Applicable | [6 empty] | 154 | 24.5 | 23.1875 | 59.375 | 160 | 550 | 22 | 56.625 | 25.5 | 60.125 |  |  | 43 |  |  | 8 |  |  |  | 13 | 49.9375 | [8 empty] | 1 | 100 | 100 | ANSI Z21.10.1-2019/CSA 4.1-2019 | Yes | Yes | Yes | No | Not Applicable | [5 empty] | 10131 | RES GAS ATM | 200094350
RG250T6X-475-600 | RG250T | Bradford White | 671632571031 | Active | The ""-475"" indicates that this SKU was designed to operate in Altitudes between 2,001 feet and 7,000 feet. | The ""-600"" indicates that this SKU comes with an SIT ICON System® gas control. | [8 empty] | No | Not Applicable | Not Applicable | Residential Water Heating | Water Heating.Gas | 6 | 6 |  |  |  | 238-51012-00 |  |  |  | 238-39699-00 | [6 empty] | Gas | Liquid Propane |  |  |  | Indoor |  | Floor Mounted |  | No | Not Applicable | 150 | Category I | 3 |  | 0.5 | 0.75 | No | [7 empty] | 36000 BTU/Hr |  | 81 | 0.63 | 50 | 48 | Not Applicable | On/Off | Not Applicable | [6 empty] | 154 | 24.5 | 23.1875 | 59.375 | 160 | 550 | 22 | 56.625 | 25.5 | 60.125 |  |  | 43 |  |  | 8 |  |  |  | 13 | 49.9375 | [8 empty] | 1 | 100 | 100 | ANSI Z21.10.1-2019/CSA 4.1-2019 | Yes | Yes | Yes | No | Not Applicable | [5 empty] | 10131 | RES GAS ATM | 200094350
RG250T6X-500 | RG250T | Bradford White | 671632806836 | Active | The ""-500"" indicates that this SKU comes with White Rodgers Mechanical Control. | [9 empty] | No | Not Applicable | Not Applicable | Residential Water Heating | Water Heating.Gas | 6 | 6 |  |  |  | 238-51012-00 |  |  |  | 238-39699-00 | [6 empty] | Gas | Liquid Propane |  |  |  | Indoor |  | Floor Mounted |  | No | Not Applicable | 150 | Category I | 3 |  | 0.5 | 0.75 | No | [7 empty] | 36000 BTU/Hr |  | 81 | 0.63 | 50 | 48 | Not Applicable | On/Off | Not Applicable | [6 empty] | 154 | 24.5 | 23.1875 | 59.375 | 160 | 550 | 22 | 56.625 | 25.5 | 60.125 |  |  | 43 |  |  | 8 |  |  |  | 13 | 49.9375 | [8 empty] | 1 | 100 | 100 | ANSI Z21.10.1-2019/CSA 4.1-2019 | Yes | Yes | Yes | No | Not Applicable | [5 empty] | 10131 | RES GAS ATM | 200094350
RG250T6X-500-506 | RG250T | Bradford White | 671632869107 | Active | The ""-500"" indicates that this SKU comes with White Rodgers Mechanical Control. | The ""-506"" indicates that this SKU comes with an A420 Aluminum Anode Rod. | [8 empty] | No | Not Applicable | Not Applicable | Residential Water Heating | Water Heating.Gas | 6 | 6 |  |  |  | 238-51012-00 |  |  |  | 238-39699-00 | [6 empty] | Gas | Liquid Propane |  |  |  | Indoor |  | Floor Mounted |  | No | Not Applicable | 150 | Category I | 3 |  | 0.5 | 0.75 | No | [7 empty] | 36000 BTU/Hr |  | 81 | 0.63 | 50 | 48 | Not Applicable | On/Off | Not Applicable | [6 empty] | 154 | 24.5 | 23.1875 | 59.375 | 160 | 550 | 22 | 56.625 | 25.5 | 60.125 |  |  | 43 |  |  | 8 |  |  |  | 13 | 49.9375 | [8 empty] | 1 | 100 | 100 | ANSI Z21.10.1-2019/CSA 4.1-2019 | Yes | Yes | Yes | No | Not Applicable | [5 empty] | 10131 | RES GAS ATM | 200094350
RG250T6X-506 | RG250T | Bradford White | 671632807796 | Active | The ""-506"" indicates that this SKU comes with an A420 Aluminum Anode Rod. | [9 empty] | No | Not Applicable | Not Applicable | Residential Water Heating | Water Heating.Gas | 6 | 6 |  |  |  | 238-51012-00 |  |  |  | 238-39699-00 | [6 empty] | Gas | Liquid Propane |  |  |  | Indoor |  | Floor Mounted |  | No | Not Applicable | 150 | Category I | 3 |  | 0.5 | 0.75 | No | [7 empty] | 36000 BTU/Hr |  | 81 | 0.63 | 50 | 48 | Not Applicable | On/Off | Not Applicable | [6 empty] | 154 | 24.5 | 23.1875 | 59.375 | 160 | 550 | 22 | 56.625 | 25.5 | 60.125 |  |  | 43 |  |  | 8 |  |  |  | 13 | 49.9375 | [8 empty] | 1 | 100 | 100 | ANSI Z21.10.1-2019/CSA 4.1-2019 | Yes | Yes | Yes | No | Not Applicable | [5 empty] | 10131 | RES GAS ATM | 200094350
RG250T6X-600 | RG250T | Bradford White | 671632561063 | Active | The ""-600"" indicates that this SKU comes with an SIT ICON System® gas control. | [9 empty] | No | Not Applicable | Not Applicable | Residential Water Heating | Water Heating.Gas | 6 | 6 |  |  |  | 238-51012-00 |  |  |  | 238-39699-00 | [6 empty] | Gas | Liquid Propane |  |  |  | Indoor |  | Floor Mounted |  | No | Not Applicable | 150 | Category I | 3 |  | 0.5 | 0.75 | No | [7 empty] | 36000 BTU/Hr |  | 81 | 0.63 | 50 | 48 | Not Applicable | On/Off | Not Applicable | [6 empty] | 154 | 24.5 | 23.1875 | 59.375 | 160 | 550 | 22 | 56.625 | 25.5 | 60.125 |  |  | 43 |  |  | 8 |  |  |  | 13 | 49.9375 | [8 empty] | 1 | 100 | 100 | ANSI Z21.10.1-2019/CSA 4.1-2019 | Yes | Yes | Yes | No | Not Applicable | [5 empty] | 10131 | RES GAS ATM | 200094350
RG250T6X-600-506 | RG250T | Bradford White | 671632561193 | Active | The ""-506"" indicates that this SKU comes with an A420 Aluminum Anode Rod. | The ""-600"" indicates that this SKU comes with an SIT ICON System® gas control. | [8 empty] | No | Not Applicable | Not Applicable | Residential Water Heating | Water Heating.Gas | 6 | 6 |  |  |  | 238-51012-00 |  |  |  | 238-39699-00 | [6 empty] | Gas | Liquid Propane |  |  |  | Indoor |  | Floor Mounted |  | No | Not Applicable | 150 | Category I | 3 |  | 0.5 | 0.75 | No | [7 empty] | 36000 BTU/Hr |  | 81 | 0.63 | 50 | 48 | Not Applicable | On/Off | Not Applicable | [6 empty] | 154 | 24.5 | 23.1875 | 59.375 | 160 | 550 | 22 | 56.625 | 25.5 | 60.125 |  |  | 43 |  |  | 8 |  |  |  | 13 | 49.9375 | [8 empty] | 1 | 100 | 100 | ANSI Z21.10.1-2019/CSA 4.1-2019 | Yes | Yes | Yes | No | Not Applicable | [5 empty] | 10131 | RES GAS ATM | 200094350
RG250T8N-220 | RG250T | Bradford White | 671632822904 | Active | The ""-220"" indicates that this SKU was designed to operate in Altitudes ranging from 0 to 4,500 feet (0-1370 meters), and are certified for Installation in Canada. | [9 empty] | No | Not Applicable | Not Applicable | Residential Water Heating | Water Heating.Gas | 8 | 6 |  |  |  | 238-51012-00 |  |  |  | 238-39699-00 | [6 empty] | Gas | Natural Gas |  |  |  | Indoor |  | Floor Mounted |  | No | Not Applicable | 150 | Category I | 3 |  | 0.5 | 0.75 | No | [7 empty] | 36000 BTU/Hr |  |  |  | 50 |  | Not Applicable | On/Off | No, it does not comply with jurisdictions having 10ng/J NOx Regulations | [6 empty] | 154 | 24.5 | 23.1875 | 59.375 | 160 | 566 | 22 | 56.625 | 25.5 | 60.125 |  |  | 43 |  |  | 8 |  |  |  | 13 | 49.9375 | [8 empty] | 1 | 100 | 100 | ANSI Z21.10.1-2019/CSA 4.1-2019 | Yes | No | Yes | No | Not Applicable | 238-51030-00 |  |  |  | 238-45684-00 | 10131 | RES GAS ATM
RG250T8N-457 | RG250T | Bradford White | 671632804047 | Active | The -457 indicates that this SKU was designed and certified for Installation in Canada. | [9 empty] | No | Not Applicable | Not Applicable | Residential Water Heating | Water Heating.Gas | 8 | 6 |  |  |  | 238-51012-00 |  |  |  | 238-39699-00 | [6 empty] | Gas | Natural Gas |  |  |  | Indoor |  | Floor Mounted |  | No | Not Applicable | 150 | Category I | 3 |  | 0.5 | 0.75 | No | [7 empty] | 40000 BTU/Hr |  |  |  | 50 |  | Not Applicable | On/Off | No, it does not comply with jurisdictions having 10ng/J NOx Regulations | [6 empty] | 154 | 24.5 | 23.1875 | 59.375 | 160 | 566 | 22 | 56.625 | 25.5 | 60.125 |  |  | 43 |  |  | 8 |  |  |  | 13 | 49.9375 | [8 empty] | 1 | 100 | 100 | ANSI Z21.10.1-2019/CSA 4.1-2019 | Yes | No | Yes | No | Not Applicable | 238-51030-00 |  |  |  | 238-45684-00 | 10131 | RES GAS ATM
RG250T8X-220 | RG250T | Bradford White | 671632823062 | Active | The ""-220"" indicates that this SKU was designed to operate in Altitudes ranging from 0 to 4,500 feet (0-1370 meters), and are certified for Installation in Canada. | [9 empty] | No | Not Applicable | Not Applicable | Residential Water Heating | Water Heating.Gas | 8 | 6 |  |  |  | 238-51012-00 |  |  |  | 238-39699-00 | [6 empty] | Gas | Liquid Propane |  |  |  | Indoor |  | Floor Mounted |  | No | Not Applicable | 150 | Category I | 3 |  | 0.5 | 0.75 | No | [7 empty] | 32400 BTU/Hr |  |  |  | 50 |  | Not Applicable | On/Off | Not Applicable | [6 empty] | 154 | 24.5 | 23.1875 | 59.375 | 160 | 566 | 22 | 56.625 | 25.5 | 60.125 |  |  | 43 |  |  | 8 |  |  |  | 13 | 49.9375 | [8 empty] | 1 | 100 | 100 | ANSI Z21.10.1-2019/CSA 4.1-2019 | Yes | No | Yes | No | Not Applicable | 238-51030-00 |  |  |  | 238-45684-00 | 10131 | RES GAS ATM
RG250T8X-457 | RG250T | Bradford White | 671632804054 | Active | The -457 indicates that this SKU was designed and certified for Installation in Canada. | [9 empty] | No | Not Applicable | Not Applicable | Residential Water Heating | Water Heating.Gas | 8 | 6 |  |  |  | 238-51012-00 |  |  |  | 238-39699-00 | [6 empty] | Gas | Liquid Propane |  |  |  | Indoor |  | Floor Mounted |  | No | Not Applicable | 150 | Category I | 3 |  | 0.5 | 0.75 | No | [7 empty] | 36000 BTU/Hr |  |  |  | 50 |  | Not Applicable | On/Off | Not Applicable | [6 empty] | 154 | 24.5 | 23.1875 | 59.375 | 160 | 566 | 22 | 56.625 | 25.5 | 60.125 |  |  | 43 |  |  | 8 |  |  |  | 13 | 49.9375 | [8 empty] | 1 | 100 | 100 | ANSI Z21.10.1-2019/CSA 4.1-2019 | Yes | No | Yes | No | Not Applicable | 238-51030-00 |  |  |  | 238-45684-00 | 10131 | RES GAS ATM
RG255H6N | RG255H | Bradford White | 671632897278 | Active | [10 empty] | No | Not Applicable | Not Applicable | Residential Water Heating | Water Heating.Gas | 6 | 6 |  |  |  | 238-51008-00 |  |  |  | 238-39699-00 | [6 empty] | Gas | Natural Gas |  |  |  | Indoor |  | Floor Mounted |  | No | Not Applicable | 150 | Category I | 4 |  | 0.5 | 0.75 | No | [7 empty] | 78000 BTU/Hr |  | 115 | 0.61 | 55 | 55 | Not Applicable | On/Off | No, it does not comply with jurisdictions having 14ng/J NOx Regulations | [6 empty] | 210 | 26.625 | 25.0625 | 57.5625 | 218 | 663 | 24 | 54.75 | 27.25 | 58.5 | [5 empty] | 8 | 0.75 | 13.5 | 48.125 | 13.125 | 48.125 | [8 empty] | 1 | 100 | 100 | ANSI Z21.10.3-2019/CSA 4.3-2019 | Yes | Yes | Yes | No | Not Applicable | [5 empty] | 10121 | RES GAS ATM HI INPUT | 200094623
RG255H6N-220 | RG255H | Bradford White | 671632900466 | Active | The ""-220"" indicates that this SKU was designed to operate in Altitudes ranging from 0 to 4,500 feet (0-1370 meters), and are certified for Installation in Canada. | [9 empty] | No | Not Applicable | Not Applicable | Residential Water Heating | Water Heating.Gas | 6 | 6 |  |  |  | 238-51008-00 |  |  |  | 238-39699-00 | [6 empty] | Gas | Natural Gas |  |  |  | Indoor |  | Floor Mounted |  | No | Not Applicable | 150 | Category I | 4 |  | 0.5 | 0.75 | No | [7 empty] | 70200 BTU/Hr |  | 115 | 0.61 | 55 | 55 | Not Applicable | On/Off | No, it does not comply with jurisdictions having 10ng/J NOx Regulations | [6 empty] | 210 | 26.625 | 25.0625 | 57.5625 | 218 | 663 | 24 | 54.75 | 27.25 | 58.5 | [5 empty] | 8 | 0.75 | 13.5 | 48.125 | 13.125 | 48.125 | [8 empty] | 1 | 100 | 100 | ANSI Z21.10.1-2019/CSA 4.1-2019 | Yes | No | Yes | No | Not Applicable | 238-51026-00 |  |  |  | 238-45684-00 | 10121 | RES GAS ATM HI INPUT
RG255H6N-264 | RG255H | Bradford White | 671632900480 | Active | The ""-264"" indicates that this SKU comes with an Aluminum Anode Rod. | [9 empty] | No | Not Applicable | Not Applicable | Residential Water Heating | Water Heating.Gas | 6 | 6 |  |  |  | 238-51008-00 |  |  |  | 238-39699-00 | [6 empty] | Gas | Natural Gas |  |  |  | Indoor |  | Floor Mounted |  | No | Not Applicable | 150 | Category I | 4 |  | 0.5 | 0.75 | No | [7 empty] | 78000 BTU/Hr |  | 115 | 0.61 | 55 | 55 | Not Applicable | On/Off | No, it does not comply with jurisdictions having 14ng/J NOx Regulations | [6 empty] | 210 | 26.625 | 25.0625 | 57.5625 | 218 | 663 | 24 | 54.75 | 27.25 | 58.5 | [5 empty] | 8 | 0.75 | 13.5 | 48.125 | 13.125 | 48.125 | [8 empty] | 1 | 100 | 100 | ANSI Z21.10.3-2019/CSA 4.3-2019 | Yes | Yes | Yes | No | Not Applicable | [5 empty] | 10121 | RES GAS ATM HI INPUT | 200094623
RG255H6N-457 | RG255H | Bradford White | 671632900503 | Active | The -457 indicates that this SKU was designed and certified for Installation in Canada. | [9 empty] | No | Not Applicable | Not Applicable | Residential Water Heating | Water Heating.Gas | 6 | 6 |  |  |  | 238-51008-00 |  |  |  | 238-39699-00 | [6 empty] | Gas | Natural Gas |  |  |  | Indoor |  | Floor Mounted |  | No | Not Applicable | 150 | Category I | 4 |  | 0.5 | 0.75 | No | [7 empty] | 78000 BTU/Hr |  | 115 | 0.61 | 55 | 55 | Not Applicable | On/Off | No, it does not comply with jurisdictions having 14ng/J NOx Regulations | [6 empty] | 210 | 26.625 | 25.0625 | 57.5625 | 218 | 663 | 24 | 54.75 | 27.25 | 58.5 | [5 empty] | 8 | 0.75 | 13.5 | 48.125 | 13.125 | 48.125 | [8 empty] | 1 | 100 | 100 | ANSI Z21.10.3-2019/CSA 4.3-2019 | Yes | No | Yes | No | Not Applicable | 238-51026-00 |  |  |  | 238-45684-00 | 10121 | RES GAS ATM HI INPUT
RG255H6N-475 | RG255H | Bradford White | 671632900527 | Active | The ""-475"" indicates that this SKU was designed to operate in Altitudes between 2,001 feet and 7,000 feet. | [9 empty] | No | Not Applicable | Not Applicable | Residential Water Heating | Water Heating.Gas | 6 | 6 |  |  |  | 238-51008-00 |  |  |  | 238-39699-00 | [6 empty] | Gas | Natural Gas |  |  |  | Indoor |  | Floor Mounted |  | No | Not Applicable | 150 | Category I | 4 |  | 0.5 | 0.75 | No | [7 empty] | 78000 BTU/Hr |  | 115 | 0.61 | 55 | 55 | Not Applicable | On/Off | No, it does not comply with jurisdictions having 14ng/J NOx Regulations | [6 empty] | 210 | 26.625 | 25.0625 | 57.5625 | 218 | 663 | 24 | 54.75 | 27.25 | 58.5 | [5 empty] | 8 | 0.75 | 13.5 | 48.125 | 13.125 | 48.125 | [8 empty] | 1 | 100 | 100 | ANSI Z21.10.3-2019/CSA 4.3-2019 | Yes | Yes | Yes | No | Not Applicable | [5 empty] | 10121 | RES GAS ATM HI INPUT | 200094623
RG255H6N-475-264 | RG255H | Bradford White | 671632900541 | Active | The ""-264"" indicates that this SKU comes with an Aluminum Anode Rod. | The ""-475"" indicates that this SKU was designed to operate in Altitudes between 2,001 feet and 7,000 feet. | [8 empty] | No | Not Applicable | Not Applicable | Residential Water Heating | Water Heating.Gas | 6 | 6 |  |  |  | 238-51008-00 |  |  |  | 238-39699-00 | [6 empty] | Gas | Natural Gas |  |  |  | Indoor |  | Floor Mounted |  | No | Not Applicable | 150 | Category I | 4 |  | 0.5 | 0.75 | No | [7 empty] | 78000 BTU/Hr |  | 115 | 0.61 | 55 | 55 | Not Applicable | On/Off | No, it does not comply with jurisdictions having 14ng/J NOx Regulations | [6 empty] | 210 | 26.625 | 25.0625 | 57.5625 | 218 | 663 | 24 | 54.75 | 27.25 | 58.5 | [5 empty] | 8 | 0.75 | 13.5 | 48.125 | 13.125 | 48.125 | [8 empty] | 1 | 100 | 100 | ANSI Z21.10.3-2019/CSA 4.3-2019 | Yes | Yes | Yes | No | Not Applicable | [5 empty] | 10121 | RES GAS ATM HI INPUT | 200094623
RG255H6N-506 | RG255H | Bradford White | 671632900565 | Active | The ""-506"" indicates that this SKU comes with an A420 Aluminum Anode Rod. | [9 empty] | No | Not Applicable | Not Applicable | Residential Water Heating | Water Heating.Gas | 6 | 6 |  |  |  | 238-51008-00 |  |  |  | 238-39699-00 | [6 empty] | Gas | Natural Gas |  |  |  | Indoor |  | Floor Mounted |  | No | Not Applicable | 150 | Category I | 4 |  | 0.5 | 0.75 | No | [7 empty] | 78000 BTU/Hr |  | 115 | 0.61 | 55 | 55 | Not Applicable | On/Off | No, it does not comply with jurisdictions having 14ng/J NOx Regulations | [6 empty] | 210 | 26.625 | 25.0625 | 57.5625 | 218 | 663 | 24 | 54.75 | 27.25 | 58.5 | [5 empty] | 8 | 0.75 | 13.5 | 48.125 | 13.125 | 48.125 | [8 empty] | 1 | 100 | 100 | ANSI Z21.10.3-2019/CSA 4.3-2019 | Yes | Yes | Yes | No | Not Applicable | [5 empty] | 10121 | RES GAS ATM HI INPUT | 200094623
RG255H6N-600 | RG255H | Bradford White | 671632670659 | Active | The ""-600"" indicates that this SKU comes with an SIT ICON System® gas control. | [9 empty] | No | Not Applicable | Not Applicable | Residential Water Heating | Water Heating.Gas | 6 | 6 |  |  |  | 238-51008-00 |  |  |  | 238-39699-00 | [6 empty] | Gas | Natural Gas |  |  |  | Indoor |  | Floor Mounted |  | No | Not Applicable | 150 | Category I | 4 |  | 0.5 | 0.75 | No | [7 empty] | 78000 BTU/Hr |  | 115 | 0.61 | 55 | 55 | Not Applicable | On/Off | No, it does not comply with jurisdictions having 14ng/J NOx Regulations | [6 empty] | 210 | 26.625 | 25.0625 | 57.5625 | 218 | 663 | 24 | 54.75 | 27.25 | 58.5 | [5 empty] | 8 | 0.75 | 13.5 | 48.125 | 13.125 | 48.125 | [8 empty] | 1 | 100 | 100 | ANSI Z21.10.3-2019/CSA 4.3-2019 | Yes | Yes | Yes | No | Not Applicable | [5 empty] | 10121 | RES GAS ATM HI INPUT | 200094623
RG255H6X | RG255H | Bradford White | 671632897551 | Active | [10 empty] | No | Not Applicable | Not Applicable | Residential Water Heating | Water Heating.Gas | 6 | 6 |  |  |  | 238-51008-00 |  |  |  | 238-39699-00 | [6 empty] | Gas | Liquid Propane |  |  |  | Indoor |  | Floor Mounted |  | No | Not Applicable | 150 | Category I | 4 |  | 0.5 | 0.75 | No | [7 empty] | 78000 BTU/Hr |  | 115 | 0.61 | 55 | 55 | Not Applicable | On/Off | Not Applicable | [6 empty] | 210 | 26.625 | 25.0625 | 57.5625 | 218 | 663 | 24 | 54.75 | 27.25 | 58.5 | [5 empty] | 8 | 0.75 | 13.5 | 48.125 | 13.125 | 48.125 | [8 empty] | 1 | 100 | 100 | ANSI Z21.10.3-2019/CSA 4.3-2019 | Yes | Yes | Yes | No | Not Applicable | [5 empty] | 10121 | RES GAS ATM HI INPUT | 200094625
RG255H6X-220 | RG255H | Bradford White | 671632901333 | Active | The ""-220"" indicates that this SKU was designed to operate in Altitudes ranging from 0 to 4,500 feet (0-1370 meters), and are certified for Installation in Canada. | [9 empty] | No | Not Applicable | Not Applicable | Residential Water Heating | Water Heating.Gas | 6 | 6 |  |  |  | 238-51008-00 |  |  |  | 238-39699-00 | [6 empty] | Gas | Liquid Propane |  |  |  | Indoor |  | Floor Mounted |  | No | Not Applicable | 150 | Category I | 4 |  | 0.5 | 0.75 | No | [7 empty] | 68400 BTU/Hr |  | 115 | 0.61 | 55 | 55 | Not Applicable | On/Off | Not Applicable | [6 empty] | 210 | 26.625 | 25.0625 | 57.5625 | 218 | 663 | 24 | 54.75 | 27.25 | 58.5 | [5 empty] | 8 | 0.75 | 13.5 | 48.125 | 13.125 | 48.125 | [8 empty] | 1 | 100 | 100 | ANSI Z21.10.1-2019/CSA 4.1-2019 | Yes | No | Yes | No | Not Applicable | 238-51026-00 |  |  |  | 238-45684-00 | 10121 | RES GAS ATM HI INPUT
RG255H6X-264 | RG255H | Bradford White | 671632900497 | Active | The ""-264"" indicates that this SKU comes with an Aluminum Anode Rod. | [9 empty] | No | Not Applicable | Not Applicable | Residential Water Heating | Water Heating.Gas | 6 | 6 |  |  |  | 238-51008-00 |  |  |  | 238-39699-00 | [6 empty] | Gas | Liquid Propane |  |  |  | Indoor |  | Floor Mounted |  | No | Not Applicable | 150 | Category I | 4 |  | 0.5 | 0.75 | No | [7 empty] | 78000 BTU/Hr |  | 115 | 0.61 | 55 | 55 | Not Applicable | On/Off | Not Applicable | [6 empty] | 210 | 26.625 | 25.0625 | 57.5625 | 218 | 663 | 24 | 54.75 | 27.25 | 58.5 | [5 empty] | 8 | 0.75 | 13.5 | 48.125 | 13.125 | 48.125 | [8 empty] | 1 | 100 | 100 | ANSI Z21.10.3-2019/CSA 4.3-2019 | Yes | Yes | Yes | No | Not Applicable | [5 empty] | 10121 | RES GAS ATM HI INPUT | 200094625
RG255H6X-457 | RG255H | Bradford White | 671632900473 | Active | The -457 indicates that this SKU was designed and certified for Installation in Canada. | [9 empty] | No | Not Applicable | Not Applicable | Residential Water Heating | Water Heating.Gas | 6 | 6 |  |  |  | 238-51008-00 |  |  |  | 238-39699-00 | [6 empty] | Gas | Liquid Propane |  |  |  | Indoor |  | Floor Mounted |  | No | Not Applicable | 150 | Category I | 4 |  | 0.5 | 0.75 | No | [7 empty] | 78000 BTU/Hr |  | 115 | 0.61 | 55 | 55 | Not Applicable | On/Off | Not Applicable | [6 empty] | 210 | 26.625 | 25.0625 | 57.5625 | 218 | 663 | 24 | 54.75 | 27.25 | 58.5 | [5 empty] | 8 | 0.75 | 13.5 | 48.125 | 13.125 | 48.125 | [8 empty] | 1 | 100 | 100 | ANSI Z21.10.3-2019/CSA 4.3-2019 | Yes | No | Yes | No | Not Applicable | 238-51026-00 |  |  |  | 238-45684-00 | 10121 | RES GAS ATM HI INPUT
RG255H6X-475 | RG255H | Bradford White | 671632900534 | Active | The ""-475"" indicates that this SKU was designed to operate in Altitudes between 2,001 feet and 7,000 feet. | [9 empty] | No | Not Applicable | Not Applicable | Residential Water Heating | Water Heating.Gas | 6 | 6 |  |  |  | 238-51008-00 |  |  |  | 238-39699-00 | [6 empty] | Gas | Liquid Propane |  |  |  | Indoor |  | Floor Mounted |  | No | Not Applicable | 150 | Category I | 4 |  | 0.5 | 0.75 | No | [7 empty] | 78000 BTU/Hr |  | 115 | 0.61 | 55 | 55 | Not Applicable | On/Off | Not Applicable | [6 empty] | 210 | 26.625 | 25.0625 | 57.5625 | 218 | 663 | 24 | 54.75 | 27.25 | 58.5 | [5 empty] | 8 | 0.75 | 13.5 | 48.125 | 13.125 | 48.125 | [8 empty] | 1 | 100 | 100 | ANSI Z21.10.3-2019/CSA 4.3-2019 | Yes | Yes | Yes | No | Not Applicable | [5 empty] | 10121 | RES GAS ATM HI INPUT | 200094625
RG255H6X-475-264 | RG255H | Bradford White | 671632900558 | Active | The ""-264"" indicates that this SKU comes with an Aluminum Anode Rod. | The ""-475"" indicates that this SKU was designed to operate in Altitudes between 2,001 feet and 7,000 feet. | [8 empty] | No | Not Applicable | Not Applicable | Residential Water Heating | Water Heating.Gas | 6 | 6 |  |  |  | 238-51008-00 |  |  |  | 238-39699-00 | [6 empty] | Gas | Liquid Propane |  |  |  | Indoor |  | Floor Mounted |  | No | Not Applicable | 150 | Category I | 4 |  | 0.5 | 0.75 | No | [7 empty] | 78000 BTU/Hr |  | 115 | 0.61 | 55 | 55 | Not Applicable | On/Off | Not Applicable | [6 empty] | 210 | 26.625 | 25.0625 | 57.5625 | 218 | 663 | 24 | 54.75 | 27.25 | 58.5 | [5 empty] | 8 | 0.75 | 13.5 | 48.125 | 13.125 | 48.125 | [8 empty] | 1 | 100 | 100 | ANSI Z21.10.3-2019/CSA 4.3-2019 | Yes | Yes | Yes | No | Not Applicable | [5 empty] | 10121 | RES GAS ATM HI INPUT | 200094625
RG260T10N-220 | RG260T | Bradford White | 671632636907 | Active | The ""-220"" indicates that this SKU was designed to operate in Altitudes ranging from 0 to 4,500 feet (0-1370 meters), and are certified for Installation in Canada. | [9 empty] | No | Not Applicable | Not Applicable | Residential Water Heating | Water Heating.Gas | 10 | 6 |  |  |  | 238-51012-00 |  |  |  | 238-39699-00 | [6 empty] | Gas | Natural Gas |  |  |  | Indoor |  | Floor Mounted |  | No | Not Applicable | 150 | Category I | 3 OR 4 |  | 0.5 | 0.75 | No | [7 empty] | 36000 BTU/Hr |  |  |  | 60 |  | Not Applicable | On/Off | No, it does not comply with jurisdictions having 10ng/J NOx Regulations | [6 empty] | 201 | 26.875 | 25.125 | 60 | 209 | 696 | 24 | 57.1875 | 28.5 | 60.75 |  |  | 58.75 |  |  | 8 |  |  |  | 13 | 50.5 | [8 empty] | 1 | 69 | 66 | ANSI Z21.10.1-2019/CSA 4.1-2019 | Yes | No | Yes | No | Not Applicable | 238-51030-00 |  |  |  | 238-45684-00 | 10131 | RES GAS ATM
RG260T10N-457 | RG260T | Bradford White | 671632917587 | Active | The -457 indicates that this SKU was designed and certified for Installation in Canada. | [9 empty] | No | Not Applicable | Not Applicable | Residential Water Heating | Water Heating.Gas | 10 | 6 |  |  |  | 238-51012-00 |  |  |  | 238-39699-00 | [6 empty] | Gas | Natural Gas |  |  |  | Indoor |  | Floor Mounted |  | No | Not Applicable | 150 | Category I | 3 OR 4 |  | 0.5 | 0.75 | No | [7 empty] | 40000 BTU/Hr |  |  |  | 60 |  | Not Applicable | On/Off | No, it does not comply with jurisdictions having 10ng/J NOx Regulations | [6 empty] | 201 | 26.875 | 25.125 | 60 | 209 | 696 | 24 | 57.1875 | 28.5 | 60.75 |  |  | 58.75 |  |  | 8 |  |  |  | 13 | 50.5 | [8 empty] | 1 | 69 | 66 | ANSI Z21.10.1-2019/CSA 4.1-2019 | Yes | No | Yes | No | Not Applicable | 238-51030-00 |  |  |  | 238-45684-00 | 10131 | RES GAS ATM
RG260T6N-220 | RG260T | Bradford White | 671632890934 | Active | The ""-220"" indicates that this SKU was designed to operate in Altitudes ranging from 0 to 4,500 feet (0-1370 meters), and are certified for Installation in Canada. | [9 empty] | No | Not Applicable | Not Applicable | Residential Water Heating | Water Heating.Gas | 6 | 6 |  |  |  | 238-51012-00 |  |  |  | 238-39699-00 | [6 empty] | Gas | Natural Gas |  |  |  | Indoor |  | Floor Mounted |  | No | Not Applicable | 150 | Category I | 3 OR 4 |  | 0.5 | 0.75 | No | [7 empty] | 36000 BTU/Hr |  |  |  | 60 |  | Not Applicable | On/Off | No, it does not comply with jurisdictions having 10ng/J NOx Regulations | [6 empty] | 201 | 26.875 | 25.125 | 60 | 209 | 696 | 24 | 57.1875 | 28.5 | 60.75 |  |  | 58.75 |  |  | 8 |  |  |  | 13 | 50.5 | [8 empty] | 1 | 69 | 66 | ANSI Z21.10.1-2019/CSA 4.1-2019 | Yes | No | Yes | No | Not Applicable | 238-51030-00 |  |  |  | 238-45684-00 | 10131 | RES GAS ATM
RG260T6N-457 | RG260T | Bradford White | 671632890910 | Active | The -457 indicates that this SKU was designed and certified for Installation in Canada. | [9 empty] | No | Not Applicable | Not Applicable | Residential Water Heating | Water Heating.Gas | 6 | 6 |  |  |  | 238-51012-00 |  |  |  | 238-39699-00 | [6 empty] | Gas | Natural Gas |  |  |  | Indoor |  | Floor Mounted |  | No | Not Applicable | 150 | Category I | 3 OR 4 |  | 0.5 | 0.75 | No | [7 empty] | 40000 BTU/Hr |  |  |  | 60 |  | Not Applicable | On/Off | No, it does not comply with jurisdictions having 10ng/J NOx Regulations | [6 empty] | 201 | 26.875 | 25.125 | 60 | 209 | 696 | 24 | 57.1875 | 28.5 | 60.75 |  |  | 58.75 |  |  | 8 |  |  |  | 13 | 50.5 | [8 empty] | 1 | 69 | 66 | ANSI Z21.10.1-2019/CSA 4.1-2019 | Yes | No | Yes | No | Not Applicable | 238-51030-00 |  |  |  | 238-45684-00 | 10131 | RES GAS ATM
RG260T6X-220 | RG260T | Bradford White | 671632890941 | Active | The ""-220"" indicates that this SKU was designed to operate in Altitudes ranging from 0 to 4,500 feet (0-1370 meters), and are certified for Installation in Canada. | [9 empty] | No | Not Applicable | Not Applicable | Residential Water Heating | Water Heating.Gas | 6 | 6 |  |  |  | 238-51012-00 |  |  |  | 238-39699-00 | [6 empty] | Gas | Liquid Propane |  |  |  | Indoor |  | Floor Mounted |  | No | Not Applicable | 150 | Category I | 3 OR 4 |  | 0.5 | 0.75 | No | [7 empty] | 32400 BTU/Hr |  |  |  | 60 |  | Not Applicable | On/Off | Not Applicable | [6 empty] | 201 | 26.875 | 25.125 | 60 | 209 | 696 | 24 | 57.1875 | 28.5 | 60.75 |  |  | 58.75 |  |  | 8 |  |  |  | 13 | 50.5 | [8 empty] | 1 | 69 | 66 | ANSI Z21.10.1-2019/CSA 4.1-2019 | Yes | No | Yes | No | Not Applicable | 238-51030-00 |  |  |  | 238-45684-00 | 10131 | RES GAS ATM
RG260T6X-457 | RG260T | Bradford White | 671632890927 | Active | The -457 indicates that this SKU was designed and certified for Installation in Canada. | [9 empty] | No | Not Applicable | Not Applicable | Residential Water Heating | Water Heating.Gas | 6 | 6 |  |  |  | 238-51012-00 |  |  |  | 238-39699-00 | [6 empty] | Gas | Liquid Propane |  |  |  | Indoor |  | Floor Mounted |  | No | Not Applicable | 150 | Category I | 3 OR 4 |  | 0.5 | 0.75 | No | [7 empty] | 36000 BTU/Hr |  |  |  | 60 |  | Not Applicable | On/Off | Not Applicable | [6 empty] | 201 | 26.875 | 25.125 | 60 | 209 | 696 | 24 | 57.1875 | 28.5 | 60.75 |  |  | 58.75 |  |  | 8 |  |  |  | 13 | 50.5 | [8 empty] | 1 | 69 | 66 | ANSI Z21.10.1-2019/CSA 4.1-2019 | Yes | No | Yes | No | Not Applicable | 238-51030-00 |  |  |  | 238-45684-00 | 10131 | RES GAS ATM
RG275H10N | RG275H | Bradford White | 671632808731 | Active | [10 empty] | No | Not Applicable | Not Applicable | Residential Water Heating | Water Heating.Gas | 10 | 6 |  |  |  | 238-51007-00 |  |  |  | 238-39699-00 | [6 empty] | Gas | Natural Gas |  |  |  | Indoor |  | Floor Mounted |  | No | Not Applicable | 150 | Category I | 4 |  | 0.5 | 1 | No | [7 empty] | 76000 BTU/Hr |  | 135 | 0.59 | 75 | 72 | Not Applicable | On/Off | No, it does not comply with jurisdictions having 14ng/J NOx Regulations | [6 empty] | 249 | 30.125 | 26.875 | 61.1875 | 259 | 843 | 26 | 58.9375 | 29.5 | 62 |  |  | 82 |  |  | 11 | 0.75 | 16.75 | 52 | 16.4375 | 52 | [8 empty] | 1 | 60 | 60 | ANSI Z21.10.3-2019/CSA 4.3-2019 | Yes | Yes | Yes | No | Not Applicable | [5 empty] | 10121 | RES GAS ATM HI INPUT | 200094574
RG275H10N-264 | RG275H | Bradford White | 671632811601 | Active | The ""-264"" indicates that this SKU comes with an Aluminum Anode Rod. | [9 empty] | No | Not Applicable | Not Applicable | Residential Water Heating | Water Heating.Gas | 10 | 6 |  |  |  | 238-51007-00 |  |  |  | 238-39699-00 | [6 empty] | Gas | Natural Gas |  |  |  | Indoor |  | Floor Mounted |  | No | Not Applicable | 150 | Category I | 4 |  | 0.5 | 1 | No | [7 empty] | 76000 BTU/Hr |  | 135 | 0.59 | 75 | 72 | Not Applicable | On/Off | No, it does not comply with jurisdictions having 14ng/J NOx Regulations | [6 empty] | 249 | 30.125 | 26.875 | 61.1875 | 259 | 843 | 26 | 58.9375 | 29.5 | 62 |  |  | 82 |  |  | 11 | 0.75 | 16.75 | 52 | 16.4375 | 52 | [8 empty] | 1 | 60 | 60 | ANSI Z21.10.3-2019/CSA 4.3-2019 | Yes | Yes | Yes | No | Not Applicable | [5 empty] | 10121 | RES GAS ATM HI INPUT | 200094574
RG275H10N-264-500 | RG275H | Bradford White | 671632856725 | Active | The ""-264"" indicates that this SKU comes with an Aluminum Anode Rod. | The ""-500"" indicates that this SKU comes with White Rodgers Mechanical Control. | [8 empty] | No | Not Applicable | Not Applicable | Residential Water Heating | Water Heating.Gas | 10 | 6 |  |  |  | 238-51007-00 |  |  |  | 238-39699-00 | [6 empty] | Gas | Natural Gas |  |  |  | Indoor |  | Floor Mounted |  | No | Not Applicable | 150 | Category I | 4 |  | 0.5 | 1 | No | [7 empty] | 76000 BTU/Hr |  | 135 | 0.59 | 75 | 72 | Not Applicable | On/Off | No, it does not comply with jurisdictions having 14ng/J NOx Regulations | [6 empty] | 249 | 30.125 | 26.875 | 61.1875 | 259 | 843 | 26 | 58.9375 | 29.5 | 62 |  |  | 82 |  |  | 11 | 0.75 | 16.75 | 52 | 16.4375 | 52 | [8 empty] | 1 | 60 | 60 | ANSI Z21.10.3-2019/CSA 4.3-2019 | Yes | Yes | Yes | No | Not Applicable | [5 empty] | 10121 | RES GAS ATM HI INPUT | 200094574
RG275H10N-264-600 | RG275H | Bradford White | 671632571048 | Active | The ""-264"" indicates that this SKU comes with an Aluminum Anode Rod. | The ""-600"" indicates that this SKU comes with an SIT ICON System® gas control. | [8 empty] | No | Not Applicable | Not Applicable | Residential Water Heating | Water Heating.Gas | 10 | 6 |  |  |  | 238-51007-00 |  |  |  | 238-39699-00 | [6 empty] | Gas | Natural Gas |  |  |  | Indoor |  | Floor Mounted |  | No | Not Applicable | 150 | Category I | 4 |  | 0.5 | 1 | No | [7 empty] | 76000 BTU/Hr |  | 135 | 0.59 | 75 | 72 | Not Applicable | On/Off | No, it does not comply with jurisdictions having 14ng/J NOx Regulations | [6 empty] | 249 | 30.125 | 26.875 | 61.1875 | 259 | 843 | 26 | 58.9375 | 29.5 | 62 |  |  | 82 |  |  | 11 | 0.75 | 16.75 | 52 | 16.4375 | 52 | [8 empty] | 1 | 60 | 60 | ANSI Z21.10.3-2019/CSA 4.3-2019 | Yes | Yes | Yes | No | Not Applicable | [5 empty] | 10121 | RES GAS ATM HI INPUT | 200094574
RG275H10X | RG275H | Bradford White | 671632856381 | Active | [10 empty] | No | Not Applicable | Not Applicable | Residential Water Heating | Water Heating.Gas | 10 | 6 |  |  |  | 238-51007-00 |  |  |  | 238-39699-00 | [6 empty] | Gas | Liquid Propane |  |  |  | Indoor |  | Floor Mounted |  | No | Not Applicable | 150 | Category I | 4 |  | 0.5 | 1 | No | [7 empty] | 76000 BTU/Hr |  | 135 | 0.59 | 75 | 72 | Not Applicable | On/Off | Not Applicable | [6 empty] | 249 | 30.125 | 26.875 | 61.1875 | 259 | 843 | 26 | 58.9375 | 29.5 | 62 |  |  | 82 |  |  | 11 | 0.75 | 16.75 | 52 | 16.4375 | 52 | [8 empty] | 1 | 60 | 60 | ANSI Z21.10.3-2019/CSA 4.3-2019 | Yes | Yes | Yes | No | Not Applicable | [5 empty] | 10121 | RES GAS ATM HI INPUT | 200094576
RG275H6N | RG275H | Bradford White | 671632790166 | Active | [10 empty] | No | Not Applicable | Not Applicable | Residential Water Heating | Water Heating.Gas | 6 | 6 |  |  |  | 238-51007-00 |  |  |  | 238-39699-00 | [6 empty] | Gas | Natural Gas |  |  |  | Indoor |  | Floor Mounted |  | No | Not Applicable | 150 | Category I | 4 |  | 0.5 | 1 | No | [7 empty] | 76000 BTU/Hr |  | 135 | 0.59 | 75 | 72 | Not Applicable | On/Off | No, it does not comply with jurisdictions having 14ng/J NOx Regulations | [6 empty] | 249 | 30.125 | 26.875 | 61.1875 | 259 | 843 | 26 | 58.9375 | 29.5 | 62 |  |  | 82 |  |  | 11 | 0.75 | 16.75 | 52 | 16.4375 | 52 | [8 empty] | 1 | 60 | 60 | ANSI Z21.10.3-2019/CSA 4.3-2019 | Yes | Yes | Yes | No | Not Applicable | [5 empty] | 10121 | RES GAS ATM HI INPUT | 200094574
RG275H6N-220 | RG275H | Bradford White | 671632823079 | Active | The ""-220"" indicates that this SKU was designed to operate in Altitudes ranging from 0 to 4,500 feet (0-1370 meters), and are certified for Installation in Canada. | [9 empty] | No | Not Applicable | Not Applicable | Residential Water Heating | Water Heating.Gas | 6 | 6 |  |  |  | 238-51007-00 |  |  |  | 238-39699-00 | [6 empty] | Gas | Natural Gas |  |  |  | Indoor |  | Floor Mounted |  | No | Not Applicable | 150 | Category I | 4 |  | 0.5 | 1 | No | [7 empty] | 68400 BTU/Hr |  | 135 | 0.59 | 75 | 72 | Not Applicable | On/Off | No, it does not comply with jurisdictions having 10ng/J NOx Regulations | [6 empty] | 249 | 30.125 | 26.875 | 61.1875 | 259 | 843 | 26 | 58.9375 | 29.5 | 62 |  |  | 82 |  |  | 11 | 0.75 | 16.75 | 52 | 16.4375 | 52 | [8 empty] | 1 | 60 | 60 | ANSI Z21.10.1-2019/CSA 4.1-2019 | Yes | No | Yes | No | Not Applicable | 238-51025-00 |  |  |  | 238-45684-00 | 10121 | RES GAS ATM HI INPUT
RG275H6N-264 | RG275H | Bradford White | 671632800247 | Active | The ""-264"" indicates that this SKU comes with an Aluminum Anode Rod. | [9 empty] | No | Not Applicable | Not Applicable | Residential Water Heating | Water Heating.Gas | 6 | 6 |  |  |  | 238-51007-00 |  |  |  | 238-39699-00 | [6 empty] | Gas | Natural Gas |  |  |  | Indoor |  | Floor Mounted |  | No | Not Applicable | 150 | Category I | 4 |  | 0.5 | 1 | No | [7 empty] | 76000 BTU/Hr |  | 135 | 0.59 | 75 | 72 | Not Applicable | On/Off | No, it does not comply with jurisdictions having 14ng/J NOx Regulations | [6 empty] | 249 | 30.125 | 26.875 | 61.1875 | 259 | 843 | 26 | 58.9375 | 29.5 | 62 |  |  | 82 |  |  | 11 | 0.75 | 16.75 | 52 | 16.4375 | 52 | [8 empty] | 1 | 60 | 60 | ANSI Z21.10.3-2019/CSA 4.3-2019 | Yes | Yes | Yes | No | Not Applicable | [5 empty] | 10121 | RES GAS ATM HI INPUT | 200094574
RG275H6N-264-500 | RG275H | Bradford White | 671632811120 | Active | The ""-264"" indicates that this SKU comes with an Aluminum Anode Rod. | The ""-500"" indicates that this SKU comes with White Rodgers Mechanical Control. | [8 empty] | No | Not Applicable | Not Applicable | Residential Water Heating | Water Heating.Gas | 6 | 6 |  |  |  | 238-51007-00 |  |  |  | 238-39699-00 | [6 empty] | Gas | Natural Gas |  |  |  | Indoor |  | Floor Mounted |  | No | Not Applicable | 150 | Category I | 4 |  | 0.5 | 1 | No | [7 empty] | 76000 BTU/Hr |  | 135 | 0.59 | 75 | 72 | Not Applicable | On/Off | No, it does not comply with jurisdictions having 14ng/J NOx Regulations | [6 empty] | 249 | 30.125 | 26.875 | 61.1875 | 259 | 843 | 26 | 58.9375 | 29.5 | 62 |  |  | 82 |  |  | 11 | 0.75 | 16.75 | 52 | 16.4375 | 52 | [8 empty] | 1 | 60 | 60 | ANSI Z21.10.3-2019/CSA 4.3-2019 | Yes | Yes | Yes | No | Not Applicable | [5 empty] | 10121 | RES GAS ATM HI INPUT | 200094574
RG275H6N-264-600 | RG275H | Bradford White | 671632571000 | Active | The ""-264"" indicates that this SKU comes with an Aluminum Anode Rod. | The ""-600"" indicates that this SKU comes with an SIT ICON System® gas control. | [8 empty] | No | Not Applicable | Not Applicable | Residential Water Heating | Water Heating.Gas | 6 | 6 |  |  |  | 238-51007-00 |  |  |  | 238-39699-00 | [6 empty] | Gas | Natural Gas |  |  |  | Indoor |  | Floor Mounted |  | No | Not Applicable | 150 | Category I | 4 |  | 0.5 | 1 | No | [7 empty] | 76000 BTU/Hr |  | 135 | 0.59 | 75 | 72 | Not Applicable | On/Off | No, it does not comply with jurisdictions having 14ng/J NOx Regulations | [6 empty] | 249 | 30.125 | 26.875 | 61.1875 | 259 | 843 | 26 | 58.9375 | 29.5 | 62 |  |  | 82 |  |  | 11 | 0.75 | 16.75 | 52 | 16.4375 | 52 | [8 empty] | 1 | 60 | 60 | ANSI Z21.10.3-2019/CSA 4.3-2019 | Yes | Yes | Yes | No | Not Applicable | [5 empty] | 10121 | RES GAS ATM HI INPUT | 200094574
RG275H6N-457 | RG275H | Bradford White | 671632806591 | Active | The -457 indicates that this SKU was designed and certified for Installation in Canada. | [9 empty] | No | Not Applicable | Not Applicable | Residential Water Heating | Water Heating.Gas | 6 | 6 |  |  |  | 238-51007-00 |  |  |  | 238-39699-00 | [6 empty] | Gas | Natural Gas |  |  |  | Indoor |  | Floor Mounted |  | No | Not Applicable | 150 | Category I | 4 |  | 0.5 | 1 | No | [7 empty] | 76000 BTU/Hr |  | 135 | 0.59 | 75 | 72 | Not Applicable | On/Off | No, it does not comply with jurisdictions having 14ng/J NOx Regulations | [6 empty] | 249 | 30.125 | 26.875 | 61.1875 | 259 | 843 | 26 | 58.9375 | 29.5 | 62 |  |  | 82 |  |  | 11 | 0.75 | 16.75 | 52 | 16.4375 | 52 | [8 empty] | 1 | 60 | 60 | ANSI Z21.10.3-2019/CSA 4.3-2019 | Yes | No | Yes | No | Not Applicable | 238-51025-00 |  |  |  | 238-45684-00 | 10121 | RES GAS ATM HI INPUT
RG275H6N-475 | RG275H | Bradford White | 671632803293 | Active | The ""-475"" indicates that this SKU was designed to operate in Altitudes between 2,001 feet and 7,000 feet. | [9 empty] | No | Not Applicable | Not Applicable | Residential Water Heating | Water Heating.Gas | 6 | 6 |  |  |  | 238-51007-00 |  |  |  | 238-39699-00 | [6 empty] | Gas | Natural Gas |  |  |  | Indoor |  | Floor Mounted |  | No | Not Applicable | 150 | Category I | 4 |  | 0.5 | 1 | No | [7 empty] | 76000 BTU/Hr |  | 135 | 0.59 | 75 | 72 | Not Applicable | On/Off | No, it does not comply with jurisdictions having 14ng/J NOx Regulations | [6 empty] | 249 | 30.125 | 26.875 | 61.1875 | 259 | 843 | 26 | 58.9375 | 29.5 | 62 |  |  | 82 |  |  | 11 | 0.75 | 16.75 | 52 | 16.4375 | 52 | [8 empty] | 1 | 60 | 60 | ANSI Z21.10.3-2019/CSA 4.3-2019 | Yes | Yes | Yes | No | Not Applicable | [5 empty] | 10121 | RES GAS ATM HI INPUT | 200094574
RG275H6N-475-264 | RG275H | Bradford White | 671632807482 | Active | The ""-264"" indicates that this SKU comes with an Aluminum Anode Rod. | The ""-475"" indicates that this SKU was designed to operate in Altitudes between 2,001 feet and 7,000 feet. | [8 empty] | No | Not Applicable | Not Applicable | Residential Water Heating | Water Heating.Gas | 6 | 6 |  |  |  | 238-51007-00 |  |  |  | 238-39699-00 | [6 empty] | Gas | Natural Gas |  |  |  | Indoor |  | Floor Mounted |  | No | Not Applicable | 150 | Category I | 4 |  | 0.5 | 1 | No | [7 empty] | 76000 BTU/Hr |  | 135 | 0.59 | 75 | 72 | Not Applicable | On/Off | No, it does not comply with jurisdictions having 14ng/J NOx Regulations | [6 empty] | 249 | 30.125 | 26.875 | 61.1875 | 259 | 843 | 26 | 58.9375 | 29.5 | 62 |  |  | 82 |  |  | 11 | 0.75 | 16.75 | 52 | 16.4375 | 52 | [8 empty] | 1 | 60 | 60 | ANSI Z21.10.3-2019/CSA 4.3-2019 | Yes | Yes | Yes | No | Not Applicable | [5 empty] | 10121 | RES GAS ATM HI INPUT | 200094574
RG275H6N-475-500 | RG275H | Bradford White | 671632894277 | Active | The ""-475"" indicates that this SKU was designed to operate in Altitudes between 2,001 feet and 7,000 feet. | The ""-500"" indicates that this SKU comes with White Rodgers Mechanical Control. | [8 empty] | No | Not Applicable | Not Applicable | Residential Water Heating | Water Heating.Gas | 6 | 6 |  |  |  | 238-51007-00 |  |  |  | 238-39699-00 | [6 empty] | Gas | Natural Gas |  |  |  | Indoor |  | Floor Mounted |  | No | Not Applicable | 150 | Category I | 4 |  | 0.5 | 1 | No | [7 empty] | 76000 BTU/Hr |  | 135 | 0.59 | 75 | 72 | Not Applicable | On/Off | No, it does not comply with jurisdictions having 14ng/J NOx Regulations | [6 empty] | 249 | 30.125 | 26.875 | 61.1875 | 259 | 843 | 26 | 58.9375 | 29.5 | 62 |  |  | 82 |  |  | 11 | 0.75 | 16.75 | 52 | 16.4375 | 52 | [8 empty] | 1 | 60 | 60 | ANSI Z21.10.3-2019/CSA 4.3-2019 | Yes | Yes | Yes | No | Not Applicable | [5 empty] | 10121 | RES GAS ATM HI INPUT | 200094574
RG275H6N-475-506 | RG275H | Bradford White | 671632901791 | Active | The ""-475"" indicates that this SKU was designed to operate in Altitudes between 2,001 feet and 7,000 feet. | The ""-506"" indicates that this SKU comes with an A420 Aluminum Anode Rod. | [8 empty] | No | Not Applicable | Not Applicable | Residential Water Heating | Water Heating.Gas | 6 | 6 |  |  |  | 238-51007-00 |  |  |  | 238-39699-00 | [6 empty] | Gas | Natural Gas |  |  |  | Indoor |  | Floor Mounted |  | No | Not Applicable | 150 | Category I | 4 |  | 0.5 | 1 | No | [7 empty] | 76000 BTU/Hr |  | 135 | 0.59 | 75 | 72 | Not Applicable | On/Off | No, it does not comply with jurisdictions having 14ng/J NOx Regulations | [6 empty] | 249 | 30.125 | 26.875 | 61.1875 | 259 | 843 | 26 | 58.9375 | 29.5 | 62 |  |  | 82 |  |  | 11 | 0.75 | 16.75 | 52 | 16.4375 | 52 | [8 empty] | 1 | 60 | 60 | ANSI Z21.10.3-2019/CSA 4.3-2019 | Yes | Yes | Yes | No | Not Applicable | [5 empty] | 10121 | RES GAS ATM HI INPUT | 200094574
RG275H6N-475-600 | RG275H | Bradford White | 671632571017 | Active | The ""-475"" indicates that this SKU was designed to operate in Altitudes between 2,001 feet and 7,000 feet. | The ""-600"" indicates that this SKU comes with an SIT ICON System® gas control. | [8 empty] | No | Not Applicable | Not Applicable | Residential Water Heating | Water Heating.Gas | 6 | 6 |  |  |  | 238-51007-00 |  |  |  | 238-39699-00 | [6 empty] | Gas | Natural Gas |  |  |  | Indoor |  | Floor Mounted |  | No | Not Applicable | 150 | Category I | 4 |  | 0.5 | 1 | No | [7 empty] | 76000 BTU/Hr |  | 135 | 0.59 | 75 | 72 | Not Applicable | On/Off | No, it does not comply with jurisdictions having 14ng/J NOx Regulations | [6 empty] | 249 | 30.125 | 26.875 | 61.1875 | 259 | 843 | 26 | 58.9375 | 29.5 | 62 |  |  | 82 |  |  | 11 | 0.75 | 16.75 | 52 | 16.4375 | 52 | [8 empty] | 1 | 60 | 60 | ANSI Z21.10.3-2019/CSA 4.3-2019 | Yes | Yes | Yes | No | Not Applicable | [5 empty] | 10121 | RES GAS ATM HI INPUT | 200094574
RG275H6N-500 | RG275H | Bradford White | 671632806843 | Active | The ""-500"" indicates that this SKU comes with White Rodgers Mechanical Control. | [9 empty] | No | Not Applicable | Not Applicable | Residential Water Heating | Water Heating.Gas | 6 | 6 |  |  |  | 238-51007-00 |  |  |  | 238-39699-00 | [6 empty] | Gas | Natural Gas |  |  |  | Indoor |  | Floor Mounted |  | No | Not Applicable | 150 | Category I | 4 |  | 0.5 | 1 | No | [7 empty] | 76000 BTU/Hr |  | 135 | 0.59 | 75 | 72 | Not Applicable | On/Off | No, it does not comply with jurisdictions having 14ng/J NOx Regulations | [6 empty] | 249 | 30.125 | 26.875 | 61.1875 | 259 | 843 | 26 | 58.9375 | 29.5 | 62 |  |  | 82 |  |  | 11 | 0.75 | 16.75 | 52 | 16.4375 | 52 | [8 empty] | 1 | 60 | 60 | ANSI Z21.10.3-2019/CSA 4.3-2019 | Yes | Yes | Yes | No | Not Applicable | [5 empty] | 10121 | RES GAS ATM HI INPUT | 200094574
RG275H6N-500-506 | RG275H | Bradford White | 671632844760 | Active | The ""-500"" indicates that this SKU comes with White Rodgers Mechanical Control. | The ""-506"" indicates that this SKU comes with an A420 Aluminum Anode Rod. | [8 empty] | No | Not Applicable | Not Applicable | Residential Water Heating | Water Heating.Gas | 6 | 6 |  |  |  | 238-51007-00 |  |  |  | 238-39699-00 | [6 empty] | Gas | Natural Gas |  |  |  | Indoor |  | Floor Mounted |  | No | Not Applicable | 150 | Category I | 4 |  | 0.5 | 1 | No | [7 empty] | 76000 BTU/Hr |  | 135 | 0.59 | 75 | 72 | Not Applicable | On/Off | No, it does not comply with jurisdictions having 14ng/J NOx Regulations | [6 empty] | 249 | 30.125 | 26.875 | 61.1875 | 259 | 843 | 26 | 58.9375 | 29.5 | 62 |  |  | 82 |  |  | 11 | 0.75 | 16.75 | 52 | 16.4375 | 52 | [8 empty] | 1 | 60 | 60 | ANSI Z21.10.3-2019/CSA 4.3-2019 | Yes | Yes | Yes | No | Not Applicable | [5 empty] | 10121 | RES GAS ATM HI INPUT | 200094574
RG275H6N-506 | RG275H | Bradford White | 671632807802 | Active | The ""-506"" indicates that this SKU comes with an A420 Aluminum Anode Rod. | [9 empty] | No | Not Applicable | Not Applicable | Residential Water Heating | Water Heating.Gas | 6 | 6 |  |  |  | 238-51007-00 |  |  |  | 238-39699-00 | [6 empty] | Gas | Natural Gas |  |  |  | Indoor |  | Floor Mounted |  | No | Not Applicable | 150 | Category I | 4 |  | 0.5 | 1 | No | [7 empty] | 76000 BTU/Hr |  | 135 | 0.59 | 75 | 72 | Not Applicable | On/Off | No, it does not comply with jurisdictions having 14ng/J NOx Regulations | [6 empty] | 249 | 30.125 | 26.875 | 61.1875 | 259 | 843 | 26 | 58.9375 | 29.5 | 62 |  |  | 82 |  |  | 11 | 0.75 | 16.75 | 52 | 16.4375 | 52 | [8 empty] | 1 | 60 | 60 | ANSI Z21.10.3-2019/CSA 4.3-2019 | Yes | Yes | Yes | No | Not Applicable | [5 empty] | 10121 | RES GAS ATM HI INPUT | 200094574
RG275H6N-600 | RG275H | Bradford White | 671632561148 | Active | The ""-600"" indicates that this SKU comes with an SIT ICON System® gas control. | [9 empty] | No | Not Applicable | Not Applicable | Residential Water Heating | Water Heating.Gas | 6 | 6 |  |  |  | 238-51007-00 |  |  |  | 238-39699-00 | [6 empty] | Gas | Natural Gas |  |  |  | Indoor |  | Floor Mounted |  | No | Not Applicable | 150 | Category I | 4 |  | 0.5 | 1 | No | [7 empty] | 76000 BTU/Hr |  | 135 | 0.59 | 75 | 72 | Not Applicable | On/Off | No, it does not comply with jurisdictions having 14ng/J NOx Regulations | [6 empty] | 249 | 30.125 | 26.875 | 61.1875 | 259 | 843 | 26 | 58.9375 | 29.5 | 62 |  |  | 82 |  |  | 11 | 0.75 | 16.75 | 52 | 16.4375 | 52 | [8 empty] | 1 | 60 | 60 | ANSI Z21.10.3-2019/CSA 4.3-2019 | Yes | Yes | Yes | No | Not Applicable | [5 empty] | 10121 | RES GAS ATM HI INPUT | 200094574
RG275H6N-600-506 | RG275H | Bradford White | 671632561186 | Active | The ""-506"" indicates that this SKU comes with an A420 Aluminum Anode Rod. | The ""-600"" indicates that this SKU comes with an SIT ICON System® gas control. | [8 empty] | No | Not Applicable | Not Applicable | Residential Water Heating | Water Heating.Gas | 6 | 6 |  |  |  | 238-51007-00 |  |  |  | 238-39699-00 | [6 empty] | Gas | Natural Gas |  |  |  | Indoor |  | Floor Mounted |  | No | Not Applicable | 150 | Category I | 4 |  | 0.5 | 1 | No | [7 empty] | 76000 BTU/Hr |  | 135 | 0.59 | 75 | 72 | Not Applicable | On/Off | No, it does not comply with jurisdictions having 14ng/J NOx Regulations | [6 empty] | 249 | 30.125 | 26.875 | 61.1875 | 259 | 843 | 26 | 58.9375 | 29.5 | 62 |  |  | 82 |  |  | 11 | 0.75 | 16.75 | 52 | 16.4375 | 52 | [8 empty] | 1 | 60 | 60 | ANSI Z21.10.3-2019/CSA 4.3-2019 | Yes | Yes | Yes | No | Not Applicable | [5 empty] | 10121 | RES GAS ATM HI INPUT | 200094574
RG275H6X | RG275H | Bradford White | 671632792856 | Active | [10 empty] | No | Not Applicable | Not Applicable | Residential Water Heating | Water Heating.Gas | 6 | 6 |  |  |  | 238-51007-00 |  |  |  | 238-39699-00 | [6 empty] | Gas | Liquid Propane |  |  |  | Indoor |  | Floor Mounted |  | No | Not Applicable | 150 | Category I | 4 |  | 0.5 | 1 | No | [7 empty] | 76000 BTU/Hr |  | 135 | 0.59 | 75 | 72 | Not Applicable | On/Off | Not Applicable | [6 empty] | 249 | 30.125 | 26.875 | 61.1875 | 259 | 843 | 26 | 58.9375 | 29.5 | 62 |  |  | 82 |  |  | 11 | 0.75 | 16.75 | 52 | 16.4375 | 52 | [8 empty] | 1 | 60 | 60 | ANSI Z21.10.3-2019/CSA 4.3-2019 | Yes | Yes | Yes | No | Not Applicable | [5 empty] | 10121 | RES GAS ATM HI INPUT | 200094576
RG275H6X-220 | RG275H | Bradford White | 671632823086 | Active | The ""-220"" indicates that this SKU was designed to operate in Altitudes ranging from 0 to 4,500 feet (0-1370 meters), and are certified for Installation in Canada. | [9 empty] | No | Not Applicable | Not Applicable | Residential Water Heating | Water Heating.Gas | 6 | 6 |  |  |  | 238-51007-00 |  |  |  | 238-39699-00 | [6 empty] | Gas | Liquid Propane |  |  |  | Indoor |  | Floor Mounted |  | No | Not Applicable | 150 | Category I | 4 |  | 0.5 | 1 | No | [7 empty] | 68400 BTU/Hr |  | 135 | 0.59 | 75 | 72 | Not Applicable | On/Off | Not Applicable | [6 empty] | 249 | 30.125 | 26.875 | 61.1875 | 259 | 843 | 26 | 58.9375 | 29.5 | 62 |  |  | 82 |  |  | 11 | 0.75 | 16.75 | 52 | 16.4375 | 52 | [8 empty] | 1 | 60 | 60 | ANSI Z21.10.1-2019/CSA 4.1-2019 | Yes | No | Yes | No | Not Applicable | 238-51025-00 |  |  |  | 238-45684-00 | 10121 | RES GAS ATM HI INPUT
RG275H6X-264 | RG275H | Bradford White | 671632806072 | Active | The ""-264"" indicates that this SKU comes with an Aluminum Anode Rod. | [9 empty] | No | Not Applicable | Not Applicable | Residential Water Heating | Water Heating.Gas | 6 | 6 |  |  |  | 238-51007-00 |  |  |  | 238-39699-00 | [6 empty] | Gas | Liquid Propane |  |  |  | Indoor |  | Floor Mounted |  | No | Not Applicable | 150 | Category I | 4 |  | 0.5 | 1 | No | [7 empty] | 76000 BTU/Hr |  | 135 | 0.59 | 75 | 72 | Not Applicable | On/Off | Not Applicable | [6 empty] | 249 | 30.125 | 26.875 | 61.1875 | 259 | 843 | 26 | 58.9375 | 29.5 | 62 |  |  | 82 |  |  | 11 | 0.75 | 16.75 | 52 | 16.4375 | 52 | [8 empty] | 1 | 60 | 60 | ANSI Z21.10.3-2019/CSA 4.3-2019 | Yes | Yes | Yes | No | Not Applicable | [5 empty] | 10121 | RES GAS ATM HI INPUT | 200094576
RG275H6X-264-500 | RG275H | Bradford White | 671632811113 | Active | The ""-264"" indicates that this SKU comes with an Aluminum Anode Rod. | The ""-500"" indicates that this SKU comes with White Rodgers Mechanical Control. | [8 empty] | No | Not Applicable | Not Applicable | Residential Water Heating | Water Heating.Gas | 6 | 6 |  |  |  | 238-51007-00 |  |  |  | 238-39699-00 | [6 empty] | Gas | Liquid Propane |  |  |  | Indoor |  | Floor Mounted |  | No | Not Applicable | 150 | Category I | 4 |  | 0.5 | 1 | No | [7 empty] | 76000 BTU/Hr |  | 135 | 0.59 | 75 | 72 | Not Applicable | On/Off | Not Applicable | [6 empty] | 249 | 30.125 | 26.875 | 61.1875 | 259 | 843 | 26 | 58.9375 | 29.5 | 62 |  |  | 82 |  |  | 11 | 0.75 | 16.75 | 52 | 16.4375 | 52 | [8 empty] | 1 | 60 | 60 | ANSI Z21.10.3-2019/CSA 4.3-2019 | Yes | Yes | Yes | No | Not Applicable | [5 empty] | 10121 | RES GAS ATM HI INPUT | 200094576
RG275H6X-264-600 | RG275H | Bradford White | 671632571024 | Active | The ""-264"" indicates that this SKU comes with an Aluminum Anode Rod. | The ""-600"" indicates that this SKU comes with an SIT ICON System® gas control. | [8 empty] | No | Not Applicable | Not Applicable | Residential Water Heating | Water Heating.Gas | 6 | 6 |  |  |  | 238-51007-00 |  |  |  | 238-39699-00 | [6 empty] | Gas | Liquid Propane |  |  |  | Indoor |  | Floor Mounted |  | No | Not Applicable | 150 | Category I | 4 |  | 0.5 | 1 | No | [7 empty] | 76000 BTU/Hr |  | 135 | 0.59 | 75 | 72 | Not Applicable | On/Off | Not Applicable | [6 empty] | 249 | 30.125 | 26.875 | 61.1875 | 259 | 843 | 26 | 58.9375 | 29.5 | 62 |  |  | 82 |  |  | 11 | 0.75 | 16.75 | 52 | 16.4375 | 52 | [8 empty] | 1 | 60 | 60 | ANSI Z21.10.3-2019/CSA 4.3-2019 | Yes | Yes | Yes | No | Not Applicable | [5 empty] | 10121 | RES GAS ATM HI INPUT | 200094576
RG275H6X-457 | RG275H | Bradford White | 671632806607 | Active | The -457 indicates that this SKU was designed and certified for Installation in Canada. | [9 empty] | No | Not Applicable | Not Applicable | Residential Water Heating | Water Heating.Gas | 6 | 6 |  |  |  | 238-51007-00 |  |  |  | 238-39699-00 | [6 empty] | Gas | Liquid Propane |  |  |  | Indoor |  | Floor Mounted |  | No | Not Applicable | 150 | Category I | 4 |  | 0.5 | 1 | No | [7 empty] | 76000 BTU/Hr |  | 135 | 0.59 | 75 | 72 | Not Applicable | On/Off | Not Applicable | [6 empty] | 249 | 30.125 | 26.875 | 61.1875 | 259 | 843 | 26 | 58.9375 | 29.5 | 62 |  |  | 82 |  |  | 11 | 0.75 | 16.75 | 52 | 16.4375 | 52 | [8 empty] | 1 | 60 | 60 | ANSI Z21.10.3-2019/CSA 4.3-2019 | Yes | No | Yes | No | Not Applicable | 238-51025-00 |  |  |  | 238-45684-00 | 10121 | RES GAS ATM HI INPUT
RG275H6X-475 | RG275H | Bradford White | 671632807420 | Active | The ""-475"" indicates that this SKU was designed to operate in Altitudes between 2,001 feet and 7,000 feet. | [9 empty] | No | Not Applicable | Not Applicable | Residential Water Heating | Water Heating.Gas | 6 | 6 |  |  |  | 238-51007-00 |  |  |  | 238-39699-00 | [6 empty] | Gas | Liquid Propane |  |  |  | Indoor |  | Floor Mounted |  | No | Not Applicable | 150 | Category I | 4 |  | 0.5 | 1 | No | [7 empty] | 76000 BTU/Hr |  | 135 | 0.59 | 75 | 72 | Not Applicable | On/Off | Not Applicable | [6 empty] | 249 | 30.125 | 26.875 | 61.1875 | 259 | 843 | 26 | 58.9375 | 29.5 | 62 |  |  | 82 |  |  | 11 | 0.75 | 16.75 | 52 | 16.4375 | 52 | [8 empty] | 1 | 60 | 60 | ANSI Z21.10.3-2019/CSA 4.3-2019 | Yes | Yes | Yes | No | Not Applicable | [5 empty] | 10121 | RES GAS ATM HI INPUT | 200094576
RG275H6X-475-264 | RG275H | Bradford White | 671632905188 | Active | The ""-264"" indicates that this SKU comes with an Aluminum Anode Rod. | The ""-475"" indicates that this SKU was designed to operate in Altitudes between 2,001 feet and 7,000 feet. | [8 empty] | No | Not Applicable | Not Applicable | Residential Water Heating | Water Heating.Gas | 6 | 6 |  |  |  | 238-51007-00 |  |  |  | 238-39699-00 | [6 empty] | Gas | Liquid Propane |  |  |  | Indoor |  | Floor Mounted |  | No | Not Applicable | 150 | Category I | 4 |  | 0.5 | 1 | No | [7 empty] | 76000 BTU/Hr |  | 135 | 0.59 | 75 | 72 | Not Applicable | On/Off | Not Applicable | [6 empty] | 249 | 30.125 | 26.875 | 61.1875 | 259 | 843 | 26 | 58.9375 | 29.5 | 62 |  |  | 82 |  |  | 11 | 0.75 | 16.75 | 52 | 16.4375 | 52 | [8 empty] | 1 | 60 | 60 | ANSI Z21.10.3-2019/CSA 4.3-2019 | Yes | Yes | Yes | No | Not Applicable | [5 empty] | 10121 | RES GAS ATM HI INPUT | 200094576
RG275H6X-475-500 | RG275H | Bradford White | 671632132539 | Active | The ""-475"" indicates that this SKU was designed to operate in Altitudes between 2,001 feet and 7,000 feet. | The ""-500"" indicates that this SKU comes with White Rodgers Mechanical Control. | [8 empty] | No | Not Applicable | Not Applicable | Residential Water Heating | Water Heating.Gas | 6 | 6 |  |  |  | 238-51007-00 |  |  |  | 238-39699-00 | [6 empty] | Gas | Liquid Propane |  |  |  | Indoor |  | Floor Mounted |  | No | Not Applicable | 150 | Category I | 4 |  | 0.5 | 1 | No | [7 empty] | 76000 BTU/Hr |  | 135 | 0.59 | 75 | 72 | Not Applicable | On/Off | Not Applicable | [6 empty] | 249 | 30.125 | 26.875 | 61.1875 | 259 | 843 | 26 | 58.9375 | 29.5 | 62 |  |  | 82 |  |  | 11 | 0.75 | 16.75 | 52 | 16.4375 | 52 | [8 empty] | 1 | 60 | 60 | ANSI Z21.10.3-2019/CSA 4.3-2019 | Yes | Yes | Yes | No | Not Applicable | [5 empty] | 10121 | RES GAS ATM HI INPUT | 200094576
RG275H6X-475-506 | RG275H | Bradford White | 671632901913 | Active | The ""-475"" indicates that this SKU was designed to operate in Altitudes between 2,001 feet and 7,000 feet. | The ""-506"" indicates that this SKU comes with an A420 Aluminum Anode Rod. | [8 empty] | No | Not Applicable | Not Applicable | Residential Water Heating | Water Heating.Gas | 6 | 6 |  |  |  | 238-51007-00 |  |  |  | 238-39699-00 | [6 empty] | Gas | Liquid Propane |  |  |  | Indoor |  | Floor Mounted |  | No | Not Applicable | 150 | Category I | 4 |  | 0.5 | 1 | No | [7 empty] | 76000 BTU/Hr |  | 135 | 0.59 | 75 | 72 | Not Applicable | On/Off | Not Applicable | [6 empty] | 249 | 30.125 | 26.875 | 61.1875 | 259 | 843 | 26 | 58.9375 | 29.5 | 62 |  |  | 82 |  |  | 11 | 0.75 | 16.75 | 52 | 16.4375 | 52 | [8 empty] | 1 | 60 | 60 | ANSI Z21.10.3-2019/CSA 4.3-2019 | Yes | Yes | Yes | No | Not Applicable | [5 empty] | 10121 | RES GAS ATM HI INPUT | 200094576
RG275H6X-475-600 | RG275H | Bradford White | 671632571055 | Active | The ""-475"" indicates that this SKU was designed to operate in Altitudes between 2,001 feet and 7,000 feet. | The ""-600"" indicates that this SKU comes with an SIT ICON System® gas control. | [8 empty] | No | Not Applicable | Not Applicable | Residential Water Heating | Water Heating.Gas | 6 | 6 |  |  |  | 238-51007-00 |  |  |  | 238-39699-00 | [6 empty] | Gas | Liquid Propane |  |  |  | Indoor |  | Floor Mounted |  | No | Not Applicable | 150 | Category I | 4 |  | 0.5 | 1 | No | [7 empty] | 76000 BTU/Hr |  | 135 | 0.59 | 75 | 72 | Not Applicable | On/Off | Not Applicable | [6 empty] | 249 | 30.125 | 26.875 | 61.1875 | 259 | 843 | 26 | 58.9375 | 29.5 | 62 |  |  | 82 |  |  | 11 | 0.75 | 16.75 | 52 | 16.4375 | 52 | [8 empty] | 1 | 60 | 60 | ANSI Z21.10.3-2019/CSA 4.3-2019 | Yes | Yes | Yes | No | Not Applicable | [5 empty] | 10121 | RES GAS ATM HI INPUT | 200094576
RG275H6X-500 | RG275H | Bradford White | 671632806850 | Active | The ""-500"" indicates that this SKU comes with White Rodgers Mechanical Control. | [9 empty] | No | Not Applicable | Not Applicable | Residential Water Heating | Water Heating.Gas | 6 | 6 |  |  |  | 238-51007-00 |  |  |  | 238-39699-00 | [6 empty] | Gas | Liquid Propane |  |  |  | Indoor |  | Floor Mounted |  | No | Not Applicable | 150 | Category I | 4 |  | 0.5 | 1 | No | [7 empty] | 76000 BTU/Hr |  | 135 | 0.59 | 75 | 72 | Not Applicable | On/Off | Not Applicable | [6 empty] | 249 | 30.125 | 26.875 | 61.1875 | 259 | 843 | 26 | 58.9375 | 29.5 | 62 |  |  | 82 |  |  | 11 | 0.75 | 16.75 | 52 | 16.4375 | 52 | [8 empty] | 1 | 60 | 60 | ANSI Z21.10.3-2019/CSA 4.3-2019 | Yes | Yes | Yes | No | Not Applicable | [5 empty] | 10121 | RES GAS ATM HI INPUT | 200094576
RG275H6X-500-506 | RG275H | Bradford White | 671632849925 | Active | The ""-500"" indicates that this SKU comes with White Rodgers Mechanical Control. | The ""-506"" indicates that this SKU comes with an A420 Aluminum Anode Rod. | [8 empty] | No | Not Applicable | Not Applicable | Residential Water Heating | Water Heating.Gas | 6 | 6 |  |  |  | 238-51007-00 |  |  |  | 238-39699-00 | [6 empty] | Gas | Liquid Propane |  |  |  | Indoor |  | Floor Mounted |  | No | Not Applicable | 150 | Category I | 4 |  | 0.5 | 1 | No | [7 empty] | 76000 BTU/Hr |  | 135 | 0.59 | 75 | 72 | Not Applicable | On/Off | Not Applicable | [6 empty] | 249 | 30.125 | 26.875 | 61.1875 | 259 | 843 | 26 | 58.9375 | 29.5 | 62 |  |  | 82 |  |  | 11 | 0.75 | 16.75 | 52 | 16.4375 | 52 | [8 empty] | 1 | 60 | 60 | ANSI Z21.10.3-2019/CSA 4.3-2019 | Yes | Yes | Yes | No | Not Applicable | [5 empty] | 10121 | RES GAS ATM HI INPUT | 200094576
RG275H6X-506 | RG275H | Bradford White | 671632808304 | Active | The ""-506"" indicates that this SKU comes with an A420 Aluminum Anode Rod. | [9 empty] | No | Not Applicable | Not Applicable | Residential Water Heating | Water Heating.Gas | 6 | 6 |  |  |  | 238-51007-00 |  |  |  | 238-39699-00 | [6 empty] | Gas | Liquid Propane |  |  |  | Indoor |  | Floor Mounted |  | No | Not Applicable | 150 | Category I | 4 |  | 0.5 | 1 | No | [7 empty] | 76000 BTU/Hr |  | 135 | 0.59 | 75 | 72 | Not Applicable | On/Off | Not Applicable | [6 empty] | 249 | 30.125 | 26.875 | 61.1875 | 259 | 843 | 26 | 58.9375 | 29.5 | 62 |  |  | 82 |  |  | 11 | 0.75 | 16.75 | 52 | 16.4375 | 52 | [8 empty] | 1 | 60 | 60 | ANSI Z21.10.3-2019/CSA 4.3-2019 | Yes | Yes | Yes | No | Not Applicable | [5 empty] | 10121 | RES GAS ATM HI INPUT | 200094576
RG275H6X-600 | RG275H | Bradford White | 671632571116 | Active | The ""-600"" indicates that this SKU comes with an SIT ICON System® gas control. | [9 empty] | No | Not Applicable | Not Applicable | Residential Water Heating | Water Heating.Gas | 6 | 6 |  |  |  | 238-51007-00 |  |  |  | 238-39699-00 | [6 empty] | Gas | Liquid Propane |  |  |  | Indoor |  | Floor Mounted |  | No | Not Applicable | 150 | Category I | 4 |  | 0.5 | 1 | No | [7 empty] | 76000 BTU/Hr |  | 135 | 0.59 | 75 | 72 | Not Applicable | On/Off | Not Applicable | [6 empty] | 249 | 30.125 | 26.875 | 61.1875 | 259 | 843 | 26 | 58.9375 | 29.5 | 62 |  |  | 82 |  |  | 11 | 0.75 | 16.75 | 52 | 16.4375 | 52 | [8 empty] | 1 | 60 | 60 | ANSI Z21.10.3-2019/CSA 4.3-2019 | Yes | Yes | Yes | No | Not Applicable | [5 empty] | 10121 | RES GAS ATM HI INPUT | 200094576
RG275H6X-600-506 | RG275H | Bradford White | 671632561155 | Active | The ""-506"" indicates that this SKU comes with an A420 Aluminum Anode Rod. | The ""-600"" indicates that this SKU comes with an SIT ICON System® gas control. | [8 empty] | No | Not Applicable | Not Applicable | Residential Water Heating | Water Heating.Gas | 6 | 6 |  |  |  | 238-51007-00 |  |  |  | 238-39699-00 | [6 empty] | Gas | Liquid Propane |  |  |  | Indoor |  | Floor Mounted |  | No | Not Applicable | 150 | Category I | 4 |  | 0.5 | 1 | No | [7 empty] | 76000 BTU/Hr |  | 135 | 0.59 | 75 | 72 | Not Applicable | On/Off | Not Applicable | [6 empty] | 249 | 30.125 | 26.875 | 61.1875 | 259 | 843 | 26 | 58.9375 | 29.5 | 62 |  |  | 82 |  |  | 11 | 0.75 | 16.75 | 52 | 16.4375 | 52 | [8 empty] | 1 | 60 | 60 | ANSI Z21.10.3-2019/CSA 4.3-2019 | Yes | Yes | Yes | No | Not Applicable | [5 empty] | 10121 | RES GAS ATM HI INPUT | 200094576
RG2D40S10N | RG2D40S | Bradford White | 671632317578 | Active | [10 empty] | No | Not Applicable | Not Applicable | Residential Water Heating | Water Heating.Gas | 10 | 6 |  |  |  | 238-51004-00 |  |  |  | 238-39699-00 |  | 238-47163-00 |  |  |  |  | Gas | Natural Gas |  |  |  | Indoor |  | Floor Mounted |  | No | Not Applicable | 150 | Category I | 3 |  | 0.5 | 0.75 | No | [7 empty] | 38000 BTU/Hr |  | 62 | 0.64 | 40 | 38 | Not Applicable | On/Off | No, it does not comply with jurisdictions having 10ng/J NOx Regulations | [6 empty] | 155 | 27.625 | 22.75 | 57.625 | 161 | 468 | 22 | 47.6875 | 26.125 | 54.5 |  |  | 41 |  |  | 11 |  |  |  | 13 | 41 | [8 empty] | 1 | 92 | 160 | ANSI Z21.10.1-2019/CSA 4.1-2019 | Yes | Yes | Yes | No | Not Applicable | [5 empty] | 10132 | RES GAS ATM D/F | 200094388
RG2D40S10X | RG2D40S | Bradford White | 671632132324 | Active | [10 empty] | No | Not Applicable | Not Applicable | Residential Water Heating | Water Heating.Gas | 10 | 6 |  |  |  | 238-51004-00 |  |  |  | 238-39699-00 |  | 238-47163-00 |  |  |  |  | Gas | Liquid Propane |  |  |  | Indoor |  | Floor Mounted |  | No | Not Applicable | 150 | Category I | 3 |  | 0.5 | 0.75 | No | [7 empty] | 38000 BTU/Hr |  | 62 | 0.64 | 40 | 38 | Not Applicable | On/Off | Not Applicable | [6 empty] | 155 | 27.625 | 22.75 | 57.625 | 161 | 468 | 22 | 47.6875 | 26.125 | 54.5 |  |  | 41 |  |  | 11 |  |  |  | 13 | 41 | [8 empty] | 1 | 92 | 160 | ANSI Z21.10.1-2019/CSA 4.1-2019 | Yes | Yes | Yes | No | Not Applicable | [5 empty] | 10132 | RES GAS ATM D/F | 200094390
RG2D40S6N | RG2D40S | Bradford White | 671632790258 | Active | [10 empty] | No | Not Applicable | Not Applicable | Residential Water Heating | Water Heating.Gas | 6 | 6 |  |  |  | 238-51004-00 |  |  |  | 238-39699-00 |  | 238-47163-00 |  |  |  |  | Gas | Natural Gas |  |  |  | Indoor |  | Floor Mounted |  | No | Not Applicable | 150 | Category I | 3 |  | 0.5 | 0.75 | No | [7 empty] | 38000 BTU/Hr |  | 62 | 0.64 | 40 | 38 | Not Applicable | On/Off | No, it does not comply with jurisdictions having 10ng/J NOx Regulations | [6 empty] | 155 | 27.625 | 22.75 | 57.625 | 161 | 468 | 22 | 47.6875 | 26.125 | 54.5 |  |  | 41 |  |  | 11 |  |  |  | 13 | 41 | [8 empty] | 1 | 92 | 160 | ANSI Z21.10.1-2019/CSA 4.1-2019 | Yes | Yes | Yes | No | Not Applicable | [5 empty] | 10132 | RES GAS ATM D/F | 200094388
RG2D40S6N-220 | RG2D40S | Bradford White | 671632859115 | Active | The ""-220"" indicates that this SKU was designed to operate in Altitudes ranging from 0 to 4,500 feet (0-1370 meters), and are certified for Installation in Canada. | [9 empty] | No | Not Applicable | Not Applicable | Residential Water Heating | Water Heating.Gas | 6 | 6 |  |  |  | 238-51004-00 |  |  |  | 238-39699-00 |  | 238-47163-00 |  |  |  |  | Gas | Natural Gas |  |  |  | Indoor |  | Floor Mounted |  | No | Not Applicable | 150 | Category I | 3 |  | 0.5 | 0.75 | No | [7 empty] | 34200 BTU/Hr |  |  |  | 40 |  | Not Applicable | On/Off | No, it does not comply with jurisdictions having 10ng/J NOx Regulations | [6 empty] | 155 | 27.625 | 22.75 | 57.625 | 161 | 485 | 22 | 47.6875 | 26.125 | 54.5 |  |  | 41 |  |  | 11 |  |  |  | 13 | 41 | [8 empty] | 1 | 92 | 160 | ANSI Z21.10.1-2019/CSA 4.1-2019 | Yes | No | Yes | No | Not Applicable | 238-51022-00 |  |  |  | 238-45684-00 | 10132 | RES GAS ATM D/F
RG2D40S6N-264 | RG2D40S | Bradford White | 671632894826 | Active | The ""-264"" indicates that this SKU comes with an Aluminum Anode Rod. | [9 empty] | No | Not Applicable | Not Applicable | Residential Water Heating | Water Heating.Gas | 6 | 6 |  |  |  | 238-51004-00 |  |  |  | 238-39699-00 |  | 238-47163-00 |  |  |  |  | Gas | Natural Gas |  |  |  | Indoor |  | Floor Mounted |  | No | Not Applicable | 150 | Category I | 3 |  | 0.5 | 0.75 | No | [7 empty] | 38000 BTU/Hr |  | 62 | 0.64 | 40 | 38 | Not Applicable | On/Off | No, it does not comply with jurisdictions having 10ng/J NOx Regulations | [6 empty] | 155 | 27.625 | 22.75 | 57.625 | 161 | 468 | 22 | 47.6875 | 26.125 | 54.5 |  |  | 41 |  |  | 11 |  |  |  | 13 | 41 | [8 empty] | 1 | 92 | 160 | ANSI Z21.10.1-2019/CSA 4.1-2019 | Yes | Yes | Yes | No | Not Applicable | [5 empty] | 10132 | RES GAS ATM D/F | 200094388
RG2D40S6N-457 | RG2D40S | Bradford White | 671632859122 | Active | The -457 indicates that this SKU was designed and certified for Installation in Canada. | [9 empty] | No | Not Applicable | Not Applicable | Residential Water Heating | Water Heating.Gas | 6 | 6 |  |  |  | 238-51004-00 |  |  |  | 238-39699-00 |  | 238-47163-00 |  |  |  |  | Gas | Natural Gas |  |  |  | Indoor |  | Floor Mounted |  | No | Not Applicable | 150 | Category I | 3 |  | 0.5 | 0.75 | No | [7 empty] | 38000 BTU/Hr |  |  |  | 40 |  | Not Applicable | On/Off | No, it does not comply with jurisdictions having 10ng/J NOx Regulations | [6 empty] | 155 | 27.625 | 22.75 | 57.625 | 161 | 485 | 22 | 47.6875 | 26.125 | 54.5 |  |  | 41 |  |  | 11 |  |  |  | 13 | 41 | [8 empty] | 1 | 92 | 160 | ANSI Z21.10.1-2019/CSA 4.1-2019 | Yes | No | Yes | No | Not Applicable | 238-51022-00 |  |  |  | 238-45684-00 | 10132 | RES GAS ATM D/F
RG2D40S6N-475 | RG2D40S | Bradford White | 671632811908 | Active | The ""-475"" indicates that this SKU was designed to operate in Altitudes between 2,001 feet and 7,000 feet. | [9 empty] | No | Not Applicable | Not Applicable | Residential Water Heating | Water Heating.Gas | 6 | 6 |  |  |  | 238-51004-00 |  |  |  | 238-39699-00 |  | 238-47163-00 |  |  |  |  | Gas | Natural Gas |  |  |  | Indoor |  | Floor Mounted |  | No | Not Applicable | 150 | Category I | 3 |  | 0.5 | 0.75 | No | [7 empty] | 38000 BTU/Hr |  | 62 | 0.64 | 40 | 38 | Not Applicable | On/Off | No, it does not comply with jurisdictions having 10ng/J NOx Regulations | [6 empty] | 155 | 27.625 | 22.75 | 57.625 | 161 | 468 | 22 | 47.6875 | 26.125 | 54.5 |  |  | 41 |  |  | 11 |  |  |  | 13 | 41 | [8 empty] | 1 | 92 | 160 | ANSI Z21.10.1-2019/CSA 4.1-2019 | Yes | Yes | Yes | No | Not Applicable | [5 empty] | 10132 | RES GAS ATM D/F | 200094388
RG2D40S6N-475-264 | RG2D40S | Bradford White | 671632898596 | Active | The ""-264"" indicates that this SKU comes with an Aluminum Anode Rod. | The ""-475"" indicates that this SKU was designed to operate in Altitudes between 2,001 feet and 7,000 feet. | [8 empty] | No | Not Applicable | Not Applicable | Residential Water Heating | Water Heating.Gas | 6 | 6 |  |  |  | 238-51004-00 |  |  |  | 238-39699-00 |  | 238-47163-00 |  |  |  |  | Gas | Natural Gas |  |  |  | Indoor |  | Floor Mounted |  | No | Not Applicable | 150 | Category I | 3 |  | 0.5 | 0.75 | No | [7 empty] | 38000 BTU/Hr |  | 62 | 0.64 | 40 | 38 | Not Applicable | On/Off | No, it does not comply with jurisdictions having 10ng/J NOx Regulations | [6 empty] | 155 | 27.625 | 22.75 | 57.625 | 161 | 468 | 22 | 47.6875 | 26.125 | 54.5 |  |  | 41 |  |  | 11 |  |  |  | 13 | 41 | [8 empty] | 1 | 92 | 160 | ANSI Z21.10.1-2019/CSA 4.1-2019 | Yes | Yes | Yes | No | Not Applicable | [5 empty] | 10132 | RES GAS ATM D/F | 200094388
RG2D40S6X | RG2D40S | Bradford White | 671632792870 | Active | [10 empty] | No | Not Applicable | Not Applicable | Residential Water Heating | Water Heating.Gas | 6 | 6 |  |  |  | 238-51004-00 |  |  |  | 238-39699-00 |  | 238-47163-00 |  |  |  |  | Gas | Liquid Propane |  |  |  | Indoor |  | Floor Mounted |  | No | Not Applicable | 150 | Category I | 3 |  | 0.5 | 0.75 | No | [7 empty] | 38000 BTU/Hr |  | 62 | 0.64 | 40 | 38 | Not Applicable | On/Off | Not Applicable | [6 empty] | 155 | 27.625 | 22.75 | 57.625 | 161 | 468 | 22 | 47.6875 | 26.125 | 54.5 |  |  | 41 |  |  | 11 |  |  |  | 13 | 41 | [8 empty] | 1 | 92 | 160 | ANSI Z21.10.1-2019/CSA 4.1-2019 | Yes | Yes | Yes | No | Not Applicable | [5 empty] | 10132 | RES GAS ATM D/F | 200094390
RG2D40S6X-220 | RG2D40S | Bradford White | 671632859214 | Active | The ""-220"" indicates that this SKU was designed to operate in Altitudes ranging from 0 to 4,500 feet (0-1370 meters), and are certified for Installation in Canada. | [9 empty] | No | Not Applicable | Not Applicable | Residential Water Heating | Water Heating.Gas | 6 | 6 |  |  |  | 238-51004-00 |  |  |  | 238-39699-00 |  | 238-47163-00 |  |  |  |  | Gas | Liquid Propane |  |  |  | Indoor |  | Floor Mounted |  | No | Not Applicable | 150 | Category I | 3 |  | 0.5 | 0.75 | No | [7 empty] | 34200 BTU/Hr |  |  |  | 40 |  | Not Applicable | On/Off | Not Applicable | [6 empty] | 155 | 27.625 | 22.75 | 57.625 | 161 | 485 | 22 | 47.6875 | 26.125 | 54.5 |  |  | 41 |  |  | 11 |  |  |  | 13 | 41 | [8 empty] | 1 | 92 | 160 | ANSI Z21.10.1-2019/CSA 4.1-2019 | Yes | No | Yes | No | Not Applicable | 238-51022-00 |  |  |  | 238-45684-00 | 10132 | RES GAS ATM D/F
RG2D40S6X-457 | RG2D40S | Bradford White | 671632859221 | Active | The -457 indicates that this SKU was designed and certified for Installation in Canada. | [9 empty] | No | Not Applicable | Not Applicable | Residential Water Heating | Water Heating.Gas | 6 | 6 |  |  |  | 238-51004-00 |  |  |  | 238-39699-00 |  | 238-47163-00 |  |  |  |  | Gas | Liquid Propane |  |  |  | Indoor |  | Floor Mounted |  | No | Not Applicable | 150 | Category I | 3 |  | 0.5 | 0.75 | No | [7 empty] | 38000 BTU/Hr |  |  |  | 40 |  | Not Applicable | On/Off | Not Applicable | [6 empty] | 155 | 27.625 | 22.75 | 57.625 | 161 | 485 | 22 | 47.6875 | 26.125 | 54.5 |  |  | 41 |  |  | 11 |  |  |  | 13 | 41 | [8 empty] | 1 | 92 | 160 | ANSI Z21.10.1-2019/CSA 4.1-2019 | Yes | No | Yes | No | Not Applicable | 238-51022-00 |  |  |  | 238-45684-00 | 10132 | RES GAS ATM D/F
RG2D40S6X-475 | RG2D40S | Bradford White | 671632825271 | Active | The ""-475"" indicates that this SKU was designed to operate in Altitudes between 2,001 feet and 7,000 feet. | [9 empty] | No | Not Applicable | Not Applicable | Residential Water Heating | Water Heating.Gas | 6 | 6 |  |  |  | 238-51004-00 |  |  |  | 238-39699-00 |  | 238-47163-00 |  |  |  |  | Gas | Liquid Propane |  |  |  | Indoor |  | Floor Mounted |  | No | Not Applicable | 150 | Category I | 3 |  | 0.5 | 0.75 | No | [7 empty] | 38000 BTU/Hr |  | 62 | 0.64 | 40 | 38 | Not Applicable | On/Off | Not Applicable | [6 empty] | 155 | 27.625 | 22.75 | 57.625 | 161 | 468 | 22 | 47.6875 | 26.125 | 54.5 |  |  | 41 |  |  | 11 |  |  |  | 13 | 41 | [8 empty] | 1 | 92 | 160 | ANSI Z21.10.1-2019/CSA 4.1-2019 | Yes | Yes | Yes | No | Not Applicable | [5 empty] | 10132 | RES GAS ATM D/F | 200094390
RG2D40S8N-220 | RG2D40S | Bradford White | 671632823093 | Active | The ""-220"" indicates that this SKU was designed to operate in Altitudes ranging from 0 to 4,500 feet (0-1370 meters), and are certified for Installation in Canada. | [9 empty] | No | Not Applicable | Not Applicable | Residential Water Heating | Water Heating.Gas | 8 | 6 |  |  |  | 238-51004-00 |  |  |  | 238-39699-00 |  | 238-47163-00 |  |  |  |  | Gas | Natural Gas |  |  |  | Indoor |  | Floor Mounted |  | No | Not Applicable | 150 | Category I | 3 |  | 0.5 | 0.75 | No | [7 empty] | 34200 BTU/Hr |  |  |  | 40 |  | Not Applicable | On/Off | No, it does not comply with jurisdictions having 10ng/J NOx Regulations | [6 empty] | 155 | 27.625 | 22.75 | 57.625 | 161 | 485 | 22 | 47.6875 | 26.125 | 54.5 |  |  | 41 |  |  | 11 |  |  |  | 13 | 41 | [8 empty] | 1 | 92 | 160 | ANSI Z21.10.1-2019/CSA 4.1-2019 | Yes | No | Yes | No | Not Applicable | 238-51022-00 |  |  |  | 238-45684-00 | 10132 | RES GAS ATM D/F
RG2D40S8N-457 | RG2D40S | Bradford White | 671632803781 | Active | The -457 indicates that this SKU was designed and certified for Installation in Canada. | [9 empty] | No | Not Applicable | Not Applicable | Residential Water Heating | Water Heating.Gas | 8 | 6 |  |  |  | 238-51004-00 |  |  |  | 238-39699-00 |  | 238-47163-00 |  |  |  |  | Gas | Natural Gas |  |  |  | Indoor |  | Floor Mounted |  | No | Not Applicable | 150 | Category I | 3 |  | 0.5 | 0.75 | No | [7 empty] | 38000 BTU/Hr |  |  |  | 40 |  | Not Applicable | On/Off | No, it does not comply with jurisdictions having 10ng/J NOx Regulations | [6 empty] | 155 | 27.625 | 22.75 | 57.625 | 161 | 485 | 22 | 47.6875 | 26.125 | 54.5 |  |  | 41 |  |  | 11 |  |  |  | 13 | 41 | [8 empty] | 1 | 92 | 160 | ANSI Z21.10.1-2019/CSA 4.1-2019 | Yes | No | Yes | No | Not Applicable | 238-51022-00 |  |  |  | 238-45684-00 | 10132 | RES GAS ATM D/F
RG2D40S8X-220 | RG2D40S | Bradford White | 671632823109 | Active | The ""-220"" indicates that this SKU was designed to operate in Altitudes ranging from 0 to 4,500 feet (0-1370 meters), and are certified for Installation in Canada. | [9 empty] | No | Not Applicable | Not Applicable | Residential Water Heating | Water Heating.Gas | 8 | 6 |  |  |  | 238-51004-00 |  |  |  | 238-39699-00 |  | 238-47163-00 |  |  |  |  | Gas | Liquid Propane |  |  |  | Indoor |  | Floor Mounted |  | No | Not Applicable | 150 | Category I | 3 |  | 0.5 | 0.75 | No | [7 empty] | 34200 BTU/Hr |  |  |  | 40 |  | Not Applicable | On/Off | Not Applicable | [6 empty] | 155 | 27.625 | 22.75 | 57.625 | 161 | 485 | 22 | 47.6875 | 26.125 | 54.5 |  |  | 41 |  |  | 11 |  |  |  | 13 | 41 | [8 empty] | 1 | 92 | 160 | ANSI Z21.10.1-2019/CSA 4.1-2019 | Yes | No | Yes | No | Not Applicable | 238-51022-00 |  |  |  | 238-45684-00 | 10132 | RES GAS ATM D/F
RG2D40S8X-457 | RG2D40S | Bradford White | 671632803798 | Active | The -457 indicates that this SKU was designed and certified for Installation in Canada. | [9 empty] | No | Not Applicable | Not Applicable | Residential Water Heating | Water Heating.Gas | 8 | 6 |  |  |  | 238-51004-00 |  |  |  | 238-39699-00 |  | 238-47163-00 |  |  |  |  | Gas | Liquid Propane |  |  |  | Indoor |  | Floor Mounted |  | No | Not Applicable | 150 | Category I | 3 |  | 0.5 | 0.75 | No | [7 empty] | 38000 BTU/Hr |  |  |  | 40 |  | Not Applicable | On/Off | Not Applicable | [6 empty] | 155 | 27.625 | 22.75 | 57.625 | 161 | 485 | 22 | 47.6875 | 26.125 | 54.5 |  |  | 41 |  |  | 11 |  |  |  | 13 | 41 | [8 empty] | 1 | 92 | 160 | ANSI Z21.10.1-2019/CSA 4.1-2019 | Yes | No | Yes | No | Not Applicable | 238-51022-00 |  |  |  | 238-45684-00 | 10132 | RES GAS ATM D/F
RG2D50S10N-475 | RG2D50S | Bradford White | 671632894437 | Active | The ""-475"" indicates that this SKU was designed to operate in Altitudes between 2,001 feet and 7,000 feet. | [9 empty] | No | Not Applicable | Not Applicable | Residential Water Heating | Water Heating.Gas | 10 | 6 |  |  |  | 238-51004-00 |  |  |  | 238-39699-00 |  | 238-47163-00 |  |  |  |  | Gas | Natural Gas |  |  |  | Indoor |  | Floor Mounted |  | No | Not Applicable | 150 | Category I | 3 |  | 0.5 | 0.75 | No | [7 empty] | 40000 BTU/Hr |  | 81 | 0.68 | 50 | 47 | Not Applicable | On/Off | No, it does not comply with jurisdictions having 10ng/J NOx Regulations | [6 empty] | 174 | 27.625 | 22.75 | 67.75 | 181 | 561 | 22 | 56.5625 | 26.125 | 63.5 |  |  | 43 |  |  | 11 |  |  |  | 13 | 49.875 | [8 empty] | 1 | 92 | 88 | ANSI Z21.10.1-2019/CSA 4.1-2019 | Yes | Yes | Yes | No | Not Applicable | [5 empty] | 10132 | RES GAS ATM D/F | 200094392
RG2D50S10X-475 | RG2D50S | Bradford White | 671632895380 | Active | The ""-475"" indicates that this SKU was designed to operate in Altitudes between 2,001 feet and 7,000 feet. | [9 empty] | No | Not Applicable | Not Applicable | Residential Water Heating | Water Heating.Gas | 10 | 6 |  |  |  | 238-51004-00 |  |  |  | 238-39699-00 |  | 238-47163-00 |  |  |  |  | Gas | Liquid Propane |  |  |  | Indoor |  | Floor Mounted |  | No | Not Applicable | 150 | Category I | 3 |  | 0.5 | 0.75 | No | [7 empty] | 40000 BTU/Hr |  | 81 | 0.68 | 50 | 47 | Not Applicable | On/Off | Not Applicable | [6 empty] | 174 | 27.625 | 22.75 | 67.75 | 181 | 561 | 22 | 56.5625 | 26.125 | 63.5 |  |  | 43 |  |  | 11 |  |  |  | 13 | 49.875 | [8 empty] | 1 | 92 | 88 | ANSI Z21.10.1-2019/CSA 4.1-2019 | Yes | Yes | Yes | No | Not Applicable | [5 empty] | 10132 | RES GAS ATM D/F | 200094394
RG2D50S6N | RG2D50S | Bradford White | 671632790272 | Active | [10 empty] | No | Not Applicable | Not Applicable | Residential Water Heating | Water Heating.Gas | 6 | 6 |  |  |  | 238-51004-00 |  |  |  | 238-39699-00 |  | 238-47163-00 |  |  |  |  | Gas | Natural Gas |  |  |  | Indoor |  | Floor Mounted |  | No | Not Applicable | 150 | Category I | 3 |  | 0.5 | 0.75 | No | [7 empty] | 40000 BTU/Hr |  | 81 | 0.68 | 50 | 47 | Not Applicable | On/Off | No, it does not comply with jurisdictions having 10ng/J NOx Regulations | [6 empty] | 174 | 27.625 | 22.75 | 67.75 | 181 | 561 | 22 | 56.5625 | 26.125 | 63.5 |  |  | 43 |  |  | 11 |  |  |  | 13 | 49.875 | [8 empty] | 1 | 92 | 88 | ANSI Z21.10.1-2019/CSA 4.1-2019 | Yes | Yes | Yes | No | Not Applicable | [5 empty] | 10132 | RES GAS ATM D/F | 200094392
RG2D50S6N-220 | RG2D50S | Bradford White | 671632859238 | Active | The ""-220"" indicates that this SKU was designed to operate in Altitudes ranging from 0 to 4,500 feet (0-1370 meters), and are certified for Installation in Canada. | [9 empty] | No | Not Applicable | Not Applicable | Residential Water Heating | Water Heating.Gas | 6 | 6 |  |  |  | 238-51004-00 |  |  |  | 238-39699-00 |  | 238-47163-00 |  |  |  |  | Gas | Natural Gas |  |  |  | Indoor |  | Floor Mounted |  | No | Not Applicable | 150 | Category I | 3 |  | 0.5 | 0.75 | No | [7 empty] | 36000 BTU/Hr |  |  |  | 50 |  | Not Applicable | On/Off | No, it does not comply with jurisdictions having 10ng/J NOx Regulations | [6 empty] | 174 | 27.625 | 22.75 | 67.75 | 181 | 586 | 22 | 56.5625 | 26.125 | 63.5 |  |  | 43 |  |  | 11 |  |  |  | 13 | 49.875 | [8 empty] | 1 | 92 | 88 | ANSI Z21.10.1-2019/CSA 4.1-2019 | Yes | No | Yes | No | Not Applicable | 238-51022-00 |  |  |  | 238-45684-00 | 10132 | RES GAS ATM D/F
RG2D50S6N-264 | RG2D50S | Bradford White | 671632894833 | Active | The ""-264"" indicates that this SKU comes with an Aluminum Anode Rod. | [9 empty] | No | Not Applicable | Not Applicable | Residential Water Heating | Water Heating.Gas | 6 | 6 |  |  |  | 238-51004-00 |  |  |  | 238-39699-00 |  | 238-47163-00 |  |  |  |  | Gas | Natural Gas |  |  |  | Indoor |  | Floor Mounted |  | No | Not Applicable | 150 | Category I | 3 |  | 0.5 | 0.75 | No | [7 empty] | 40000 BTU/Hr |  | 81 | 0.68 | 50 | 47 | Not Applicable | On/Off | No, it does not comply with jurisdictions having 10ng/J NOx Regulations | [6 empty] | 174 | 27.625 | 22.75 | 67.75 | 181 | 561 | 22 | 56.5625 | 26.125 | 63.5 |  |  | 43 |  |  | 11 |  |  |  | 13 | 49.875 | [8 empty] | 1 | 92 | 88 | ANSI Z21.10.1-2019/CSA 4.1-2019 | Yes | Yes | Yes | No | Not Applicable | [5 empty] | 10132 | RES GAS ATM D/F | 200094392
RG2D50S6N-457 | RG2D50S | Bradford White | 671632859245 | Active | The -457 indicates that this SKU was designed and certified for Installation in Canada. | [9 empty] | No | Not Applicable | Not Applicable | Residential Water Heating | Water Heating.Gas | 6 | 6 |  |  |  | 238-51004-00 |  |  |  | 238-39699-00 |  | 238-47163-00 |  |  |  |  | Gas | Natural Gas |  |  |  | Indoor |  | Floor Mounted |  | No | Not Applicable | 150 | Category I | 3 |  | 0.5 | 0.75 | No | [7 empty] | 40000 BTU/Hr |  |  |  | 50 |  | Not Applicable | On/Off | No, it does not comply with jurisdictions having 10ng/J NOx Regulations | [6 empty] | 174 | 27.625 | 22.75 | 67.75 | 181 | 586 | 22 | 56.5625 | 26.125 | 63.5 |  |  | 43 |  |  | 11 |  |  |  | 13 | 49.875 | [8 empty] | 1 | 92 | 88 | ANSI Z21.10.1-2019/CSA 4.1-2019 | Yes | No | Yes | No | Not Applicable | 238-51022-00 |  |  |  | 238-45684-00 | 10132 | RES GAS ATM D/F
RG2D50S6N-475 | RG2D50S | Bradford White | 671632808069 | Active | The ""-475"" indicates that this SKU was designed to operate in Altitudes between 2,001 feet and 7,000 feet. | [9 empty] | No | Not Applicable | Not Applicable | Residential Water Heating | Water Heating.Gas | 6 | 6 |  |  |  | 238-51004-00 |  |  |  | 238-39699-00 |  | 238-47163-00 |  |  |  |  | Gas | Natural Gas |  |  |  | Indoor |  | Floor Mounted |  | No | Not Applicable | 150 | Category I | 3 |  | 0.5 | 0.75 | No | [7 empty] | 40000 BTU/Hr |  | 81 | 0.68 | 50 | 47 | Not Applicable | On/Off | No, it does not comply with jurisdictions having 10ng/J NOx Regulations | [6 empty] | 174 | 27.625 | 22.75 | 67.75 | 181 | 561 | 22 | 56.5625 | 26.125 | 63.5 |  |  | 43 |  |  | 11 |  |  |  | 13 | 49.875 | [8 empty] | 1 | 92 | 88 | ANSI Z21.10.1-2019/CSA 4.1-2019 | Yes | Yes | Yes | No | Not Applicable | [5 empty] | 10132 | RES GAS ATM D/F | 200094392
RG2D50S6N-475-264 | RG2D50S | Bradford White | 671632847464 | Active | The ""-264"" indicates that this SKU comes with an Aluminum Anode Rod. | The ""-475"" indicates that this SKU was designed to operate in Altitudes between 2,001 feet and 7,000 feet. | [8 empty] | No | Not Applicable | Not Applicable | Residential Water Heating | Water Heating.Gas | 6 | 6 |  |  |  | 238-51004-00 |  |  |  | 238-39699-00 |  | 238-47163-00 |  |  |  |  | Gas | Natural Gas |  |  |  | Indoor |  | Floor Mounted |  | No | Not Applicable | 150 | Category I | 3 |  | 0.5 | 0.75 | No | [7 empty] | 40000 BTU/Hr |  | 81 | 0.68 | 50 | 47 | Not Applicable | On/Off | No, it does not comply with jurisdictions having 10ng/J NOx Regulations | [6 empty] | 174 | 27.625 | 22.75 | 67.75 | 181 | 561 | 22 | 56.5625 | 26.125 | 63.5 |  |  | 43 |  |  | 11 |  |  |  | 13 | 49.875 | [8 empty] | 1 | 92 | 88 | ANSI Z21.10.1-2019/CSA 4.1-2019 | Yes | Yes | Yes | No | Not Applicable | [5 empty] | 10132 | RES GAS ATM D/F | 200094392
RG2D50S6X | RG2D50S | Bradford White | 671632792887 | Active | [10 empty] | No | Not Applicable | Not Applicable | Residential Water Heating | Water Heating.Gas | 6 | 6 |  |  |  | 238-51004-00 |  |  |  | 238-39699-00 |  | 238-47163-00 |  |  |  |  | Gas | Liquid Propane |  |  |  | Indoor |  | Floor Mounted |  | No | Not Applicable | 150 | Category I | 3 |  | 0.5 | 0.75 | No | [7 empty] | 40000 BTU/Hr |  | 81 | 0.68 | 50 | 47 | Not Applicable | On/Off | Not Applicable | [6 empty] | 174 | 27.625 | 22.75 | 67.75 | 181 | 561 | 22 | 56.5625 | 26.125 | 63.5 |  |  | 43 |  |  | 11 |  |  |  | 13 | 49.875 | [8 empty] | 1 | 92 | 88 | ANSI Z21.10.1-2019/CSA 4.1-2019 | Yes | Yes | Yes | No | Not Applicable | [5 empty] | 10132 | RES GAS ATM D/F | 200094394
RG2D50S6X-220 | RG2D50S | Bradford White | 671632859252 | Active | The ""-220"" indicates that this SKU was designed to operate in Altitudes ranging from 0 to 4,500 feet (0-1370 meters), and are certified for Installation in Canada. | [9 empty] | No | Not Applicable | Not Applicable | Residential Water Heating | Water Heating.Gas | 6 | 6 |  |  |  | 238-51004-00 |  |  |  | 238-39699-00 |  | 238-47163-00 |  |  |  |  | Gas | Liquid Propane |  |  |  | Indoor |  | Floor Mounted |  | No | Not Applicable | 150 | Category I | 3 |  | 0.5 | 0.75 | No | [7 empty] | 36000 BTU/Hr |  |  |  | 50 |  | Not Applicable | On/Off | Not Applicable | [6 empty] | 174 | 27.625 | 22.75 | 67.75 | 181 | 586 | 22 | 56.5625 | 26.125 | 63.5 |  |  | 43 |  |  | 11 |  |  |  | 13 | 49.875 | [8 empty] | 1 | 92 | 88 | ANSI Z21.10.1-2019/CSA 4.1-2019 | Yes | No | Yes | No | Not Applicable | 238-51022-00 |  |  |  | 238-45684-00 | 10132 | RES GAS ATM D/F
RG2D50S6X-457 | RG2D50S | Bradford White | 671632859269 | Active | The -457 indicates that this SKU was designed and certified for Installation in Canada. | [9 empty] | No | Not Applicable | Not Applicable | Residential Water Heating | Water Heating.Gas | 6 | 6 |  |  |  | 238-51004-00 |  |  |  | 238-39699-00 |  | 238-47163-00 |  |  |  |  | Gas | Liquid Propane |  |  |  | Indoor |  | Floor Mounted |  | No | Not Applicable | 150 | Category I | 3 |  | 0.5 | 0.75 | No | [7 empty] | 40000 BTU/Hr |  |  |  | 50 |  | Not Applicable | On/Off | Not Applicable | [6 empty] | 174 | 27.625 | 22.75 | 67.75 | 181 | 586 | 22 | 56.5625 | 26.125 | 63.5 |  |  | 43 |  |  | 11 |  |  |  | 13 | 49.875 | [8 empty] | 1 | 92 | 88 | ANSI Z21.10.1-2019/CSA 4.1-2019 | Yes | No | Yes | No | Not Applicable | 238-51022-00 |  |  |  | 238-45684-00 | 10132 | RES GAS ATM D/F
RG2D50S6X-475 | RG2D50S | Bradford White | 671632825288 | Active | The ""-475"" indicates that this SKU was designed to operate in Altitudes between 2,001 feet and 7,000 feet. | [9 empty] | No | Not Applicable | Not Applicable | Residential Water Heating | Water Heating.Gas | 6 | 6 |  |  |  | 238-51004-00 |  |  |  | 238-39699-00 |  | 238-47163-00 |  |  |  |  | Gas | Liquid Propane |  |  |  | Indoor |  | Floor Mounted |  | No | Not Applicable | 150 | Category I | 3 |  | 0.5 | 0.75 | No | [7 empty] | 40000 BTU/Hr |  | 81 | 0.68 | 50 | 47 | Not Applicable | On/Off | Not Applicable | [6 empty] | 174 | 27.625 | 22.75 | 67.75 | 181 | 561 | 22 | 56.5625 | 26.125 | 63.5 |  |  | 43 |  |  | 11 |  |  |  | 13 | 49.875 | [8 empty] | 1 | 92 | 88 | ANSI Z21.10.1-2019/CSA 4.1-2019 | Yes | Yes | Yes | No | Not Applicable | [5 empty] | 10132 | RES GAS ATM D/F | 200094394
RG2D50S8N-220 | RG2D50S | Bradford White | 671632823116 | Active | The ""-220"" indicates that this SKU was designed to operate in Altitudes ranging from 0 to 4,500 feet (0-1370 meters), and are certified for Installation in Canada. | [9 empty] | No | Not Applicable | Not Applicable | Residential Water Heating | Water Heating.Gas | 8 | 6 |  |  |  | 238-51004-00 |  |  |  | 238-39699-00 |  | 238-47163-00 |  |  |  |  | Gas | Natural Gas |  |  |  | Indoor |  | Floor Mounted |  | No | Not Applicable | 150 | Category I | 3 |  | 0.5 | 0.75 | No | [7 empty] | 36000 BTU/Hr |  |  |  | 50 |  | Not Applicable | On/Off | No, it does not comply with jurisdictions having 10ng/J NOx Regulations | [6 empty] | 174 | 27.625 | 22.75 | 67.75 | 181 | 586 | 22 | 56.5625 | 26.125 | 63.5 |  |  | 43 |  |  | 11 |  |  |  | 13 | 49.875 | [8 empty] | 1 | 92 | 88 | ANSI Z21.10.1-2019/CSA 4.1-2019 | Yes | No | Yes | No | Not Applicable | 238-51022-00 |  |  |  | 238-45684-00 | 10132 | RES GAS ATM D/F
RG2D50S8N-457 | RG2D50S | Bradford White | 671632803804 | Active | The -457 indicates that this SKU was designed and certified for Installation in Canada. | [9 empty] | No | Not Applicable | Not Applicable | Residential Water Heating | Water Heating.Gas | 8 | 6 |  |  |  | 238-51004-00 |  |  |  | 238-39699-00 |  | 238-47163-00 |  |  |  |  | Gas | Natural Gas |  |  |  | Indoor |  | Floor Mounted |  | No | Not Applicable | 150 | Category I | 3 |  | 0.5 | 0.75 | No | [7 empty] | 40000 BTU/Hr |  |  |  | 50 |  | Not Applicable | On/Off | No, it does not comply with jurisdictions having 10ng/J NOx Regulations | [6 empty] | 174 | 27.625 | 22.75 | 67.75 | 181 | 586 | 22 | 56.5625 | 26.125 | 63.5 |  |  | 43 |  |  | 11 |  |  |  | 13 | 49.875 | [8 empty] | 1 | 92 | 88 | ANSI Z21.10.1-2019/CSA 4.1-2019 | Yes | No | Yes | No | Not Applicable | 238-51022-00 |  |  |  | 238-45684-00 | 10132 | RES GAS ATM D/F
RG2D50S8X-220 | RG2D50S | Bradford White | 671632823123 | Active | The ""-220"" indicates that this SKU was designed to operate in Altitudes ranging from 0 to 4,500 feet (0-1370 meters), and are certified for Installation in Canada. | [9 empty] | No | Not Applicable | Not Applicable | Residential Water Heating | Water Heating.Gas | 8 | 6 |  |  |  | 238-51004-00 |  |  |  | 238-39699-00 |  | 238-47163-00 |  |  |  |  | Gas | Liquid Propane |  |  |  | Indoor |  | Floor Mounted |  | No | Not Applicable | 150 | Category I | 3 |  | 0.5 | 0.75 | No | [7 empty] | 36000 BTU/Hr |  |  |  | 50 |  | Not Applicable | On/Off | Not Applicable | [6 empty] | 174 | 27.625 | 22.75 | 67.75 | 181 | 586 | 22 | 56.5625 | 26.125 | 63.5 |  |  | 43 |  |  | 11 |  |  |  | 13 | 49.875 | [8 empty] | 1 | 92 | 88 | ANSI Z21.10.1-2019/CSA 4.1-2019 | Yes | No | Yes | No | Not Applicable | 238-51022-00 |  |  |  | 238-45684-00 | 10132 | RES GAS ATM D/F
RG2D50S8X-457 | RG2D50S | Bradford White | 671632803811 | Active | The -457 indicates that this SKU was designed and certified for Installation in Canada. | [9 empty] | No | Not Applicable | Not Applicable | Residential Water Heating | Water Heating.Gas | 8 | 6 |  |  |  | 238-51004-00 |  |  |  | 238-39699-00 |  | 238-47163-00 |  |  |  |  | Gas | Liquid Propane |  |  |  | Indoor |  | Floor Mounted |  | No | Not Applicable | 150 | Category I | 3 |  | 0.5 | 0.75 | No | [7 empty] | 40000 BTU/Hr |  |  |  | 50 |  | Not Applicable | On/Off | Not Applicable | [6 empty] | 174 | 27.625 | 22.75 | 67.75 | 181 | 586 | 22 | 56.5625 | 26.125 | 63.5 |  |  | 43 |  |  | 11 |  |  |  | 13 | 49.875 | [8 empty] | 1 | 92 | 88 | ANSI Z21.10.1-2019/CSA 4.1-2019 | Yes | No | Yes | No | Not Applicable | 238-51022-00 |  |  |  | 238-45684-00 | 10132 | RES GAS ATM D/F
RG2DV40S10N-FLX | RG2DV40S-F | Bradford White | 671632860159 | Active | [10 empty] | No | Not Applicable | Not Applicable | Residential Water Heating | Water Heating.Gas | 10 | 6 |  |  |  | 238-51005-00 |  |  |  | 238-39699-00 | [6 empty] | Gas | Natural Gas |  |  |  | Indoor |  | Floor Mounted |  | No | Not Applicable | 150 | Category I | 3 |  | 0.5 | 0.75 | No | [7 empty] | 38000 BTU/Hr |  | 62 | 0.6 | 40 | 38 | Not Applicable | On/Off | No, it does not comply with jurisdictions having 10ng/J NOx Regulations | [6 empty] | 189 | 34.875 | 22.875 | 78.3125 | 197 | 502 | 22 | 50.1875 | 31 |  |  |  | 41 |  |  | 8 |  |  |  | 13 | 43.5 | [8 empty] | 1 | 72 | 68 | ANSI Z21.10.1-2019/CSA 4.1-2019 | Yes | Yes | Yes | No | Not Applicable | [5 empty] | 10181 | RES GAS DV | 200094464
RG2DV40S6N-FLX | RG2DV40S-F | Bradford White | 671632801091 | Active | [10 empty] | No | Not Applicable | Not Applicable | Residential Water Heating | Water Heating.Gas | 6 | 6 |  |  |  | 238-51005-00 |  |  |  | 238-39699-00 | [6 empty] | Gas | Natural Gas |  |  |  | Indoor |  | Floor Mounted |  | No | Not Applicable | 150 | Category I | 3 |  | 0.5 | 0.75 | No | [7 empty] | 38000 BTU/Hr |  | 62 | 0.6 | 40 | 38 | Not Applicable | On/Off | No, it does not comply with jurisdictions having 10ng/J NOx Regulations | [6 empty] | 189 | 34.875 | 22.875 | 78.3125 | 197 | 502 | 22 | 50.1875 | 31 |  |  |  | 41 |  |  | 8 |  |  |  | 13 | 43.5 | [8 empty] | 1 | 72 | 68 | ANSI Z21.10.1-2019/CSA 4.1-2019 | Yes | Yes | Yes | No | Not Applicable | [5 empty] | 10181 | RES GAS DV | 200094464
RG2DV40S6N-FLX-220 | RG2DV40S-F | Bradford White | 671632860241 | Active | The ""-220"" indicates that this SKU was designed to operate in Altitudes ranging from 0 to 4,500 feet (0-1370 meters), and are certified for Installation in Canada. | [9 empty] | No | Not Applicable | Not Applicable | Residential Water Heating | Water Heating.Gas | 6 | 6 |  |  |  | 238-51005-00 |  |  |  | 238-39699-00 | [6 empty] | Gas | Natural Gas |  |  |  | Indoor |  | Floor Mounted |  | No | Not Applicable | 150 | Category I | 3 |  | 0.5 | 0.75 | No | [7 empty] | 34200 BTU/Hr |  |  |  | 40 |  | Not Applicable | On/Off | No, it does not comply with jurisdictions having 10ng/J NOx Regulations | [6 empty] | 189 | 34.875 | 22.875 | 78.3125 | 197 | 519 | 22 | 50.1875 | 31 |  |  |  | 41 |  |  | 8 |  |  |  | 13 | 43.5 | [8 empty] | 1 | 72 | 68 | ANSI Z21.10.1-2019/CSA 4.1-2019 | Yes | No | Yes | No | Not Applicable | 238-51023-00 |  |  |  | 238-45684-00 | 10181 | RES GAS DV
RG2DV40S6N-FLX-264 | RG2DV40S-F | Bradford White | 671632855254 | Active | The ""-264"" indicates that this SKU comes with an Aluminum Anode Rod. | [9 empty] | No | Not Applicable | Not Applicable | Residential Water Heating | Water Heating.Gas | 6 | 6 |  |  |  | 238-51005-00 |  |  |  | 238-39699-00 | [6 empty] | Gas | Natural Gas |  |  |  | Indoor |  | Floor Mounted |  | No | Not Applicable | 150 | Category I | 3 |  | 0.5 | 0.75 | No | [7 empty] | 38000 BTU/Hr |  | 62 | 0.6 | 40 | 38 | Not Applicable | On/Off | No, it does not comply with jurisdictions having 10ng/J NOx Regulations | [6 empty] | 189 | 34.875 | 22.875 | 78.3125 | 197 | 502 | 22 | 50.1875 | 31 |  |  |  | 41 |  |  | 8 |  |  |  | 13 | 43.5 | [8 empty] | 1 | 72 | 68 | ANSI Z21.10.1-2019/CSA 4.1-2019 | Yes | Yes | Yes | No | Not Applicable | [5 empty] | 10181 | RES GAS DV | 200094464
RG2DV40S6N-FLX-264-500 | RG2DV40S-F | Bradford White | 671632868070 | Active | The ""-264"" indicates that this SKU comes with an Aluminum Anode Rod. | The ""-500"" indicates that this SKU comes with White Rodgers Mechanical Control. | [8 empty] | No | Not Applicable | Not Applicable | Residential Water Heating | Water Heating.Gas | 6 | 6 |  |  |  | 238-51005-00 |  |  |  | 238-39699-00 | [6 empty] | Gas | Natural Gas |  |  |  | Indoor |  | Floor Mounted |  | No | Not Applicable | 150 | Category I | 3 |  | 0.5 | 0.75 | No | [7 empty] | 38000 BTU/Hr |  | 62 | 0.6 | 40 | 38 | Not Applicable | On/Off | No, it does not comply with jurisdictions having 10ng/J NOx Regulations | [6 empty] | 189 | 34.875 | 22.875 | 78.3125 | 197 | 502 | 22 | 50.1875 | 31 |  |  |  | 41 |  |  | 8 |  |  |  | 13 | 43.5 | [8 empty] | 1 | 72 | 68 | ANSI Z21.10.1-2019/CSA 4.1-2019 | Yes | Yes | Yes | No | Not Applicable | [5 empty] | 10181 | RES GAS DV | 200094464
RG2DV40S6N-FLX-264-600 | RG2DV40S-F | Bradford White | 671632571079 | Active | The ""-264"" indicates that this SKU comes with an Aluminum Anode Rod. | The ""-600"" indicates that this SKU comes with an SIT ICON System® gas control. | [8 empty] | No | Not Applicable | Not Applicable | Residential Water Heating | Water Heating.Gas | 6 | 6 |  |  |  | 238-51005-00 |  |  |  | 238-39699-00 | [6 empty] | Gas | Natural Gas |  |  |  | Indoor |  | Floor Mounted |  | No | Not Applicable | 150 | Category I | 3 |  | 0.5 | 0.75 | No | [7 empty] | 38000 BTU/Hr |  | 62 | 0.6 | 40 | 38 | Not Applicable | On/Off | No, it does not comply with jurisdictions having 10ng/J NOx Regulations | [6 empty] | 189 | 34.875 | 22.875 | 78.3125 | 197 | 502 | 22 | 50.1875 | 31 |  |  |  | 41 |  |  | 8 |  |  |  | 13 | 43.5 | [8 empty] | 1 | 72 | 68 | ANSI Z21.10.1-2019/CSA 4.1-2019 | Yes | Yes | Yes | No | Not Applicable | [5 empty] | 10181 | RES GAS DV | 200094464
RG2DV40S6N-FLX-457 | RG2DV40S-F | Bradford White | 671632860258 | Active | The -457 indicates that this SKU was designed and certified for Installation in Canada. | [9 empty] | No | Not Applicable | Not Applicable | Residential Water Heating | Water Heating.Gas | 6 | 6 |  |  |  | 238-51005-00 |  |  |  | 238-39699-00 | [6 empty] | Gas | Natural Gas |  |  |  | Indoor |  | Floor Mounted |  | No | Not Applicable | 150 | Category I | 3 |  | 0.5 | 0.75 | No | [7 empty] | 38000 BTU/Hr |  |  |  | 40 |  | Not Applicable | On/Off | No, it does not comply with jurisdictions having 10ng/J NOx Regulations | [6 empty] | 189 | 34.875 | 22.875 | 78.3125 | 197 | 519 | 22 | 50.1875 | 31 |  |  |  | 41 |  |  | 8 |  |  |  | 13 | 43.5 | [8 empty] | 1 | 72 | 68 | ANSI Z21.10.1-2019/CSA 4.1-2019 | Yes | No | Yes | No | Not Applicable | 238-51023-00 |  |  |  | 238-45684-00 | 10181 | RES GAS DV
RG2DV40S6N-FLX-475 | RG2DV40S-F | Bradford White | 671632808564 | Active | The ""-475"" indicates that this SKU was designed to operate in Altitudes between 2,001 feet and 7,000 feet. | [9 empty] | No | Not Applicable | Not Applicable | Residential Water Heating | Water Heating.Gas | 6 | 6 |  |  |  | 238-51005-00 |  |  |  | 238-39699-00 | [6 empty] | Gas | Natural Gas |  |  |  | Indoor |  | Floor Mounted |  | No | Not Applicable | 150 | Category I | 3 |  | 0.5 | 0.75 | No | [7 empty] | 38000 BTU/Hr |  | 62 | 0.6 | 40 | 38 | Not Applicable | On/Off | No, it does not comply with jurisdictions having 10ng/J NOx Regulations | [6 empty] | 189 | 34.875 | 22.875 | 78.3125 | 197 | 502 | 22 | 50.1875 | 31 |  |  |  | 41 |  |  | 8 |  |  |  | 13 | 43.5 | [8 empty] | 1 | 72 | 68 | ANSI Z21.10.1-2019/CSA 4.1-2019 | Yes | Yes | Yes | No | Not Applicable | [5 empty] | 10181 | RES GAS DV | 200094464
RG2DV40S6N-FLX-475-264 | RG2DV40S-F | Bradford White | 671632852291 | Active | The ""-264"" indicates that this SKU comes with an Aluminum Anode Rod. | The ""-475"" indicates that this SKU was designed to operate in Altitudes between 2,001 feet and 7,000 feet. | [8 empty] | No | Not Applicable | Not Applicable | Residential Water Heating | Water Heating.Gas | 6 | 6 |  |  |  | 238-51005-00 |  |  |  | 238-39699-00 | [6 empty] | Gas | Natural Gas |  |  |  | Indoor |  | Floor Mounted |  | No | Not Applicable | 150 | Category I | 3 |  | 0.5 | 0.75 | No | [7 empty] | 38000 BTU/Hr |  | 62 | 0.6 | 40 | 38 | Not Applicable | On/Off | No, it does not comply with jurisdictions having 10ng/J NOx Regulations | [6 empty] | 189 | 34.875 | 22.875 | 78.3125 | 197 | 502 | 22 | 50.1875 | 31 |  |  |  | 41 |  |  | 8 |  |  |  | 13 | 43.5 | [8 empty] | 1 | 72 | 68 | ANSI Z21.10.1-2019/CSA 4.1-2019 | Yes | Yes | Yes | No | Not Applicable | [5 empty] | 10181 | RES GAS DV | 200094464
RG2DV40S6N-FLX-475-264-500 | RG2DV40S-F | Bradford White | 671632903184 | Active | The ""-264"" indicates that this SKU comes with an Aluminum Anode Rod. | The ""-475"" indicates that this SKU was designed to operate in Altitudes between 2,001 feet and 7,000 feet. | The ""-500"" indicates that this SKU comes with White Rodgers Mechanical Control. | [7 empty] | No | Not Applicable | Not Applicable | Residential Water Heating | Water Heating.Gas | 6 | 6 |  |  |  | 238-51005-00 |  |  |  | 238-39699-00 | [6 empty] | Gas | Natural Gas |  |  |  | Indoor |  | Floor Mounted |  | No | Not Applicable | 150 | Category I | 3 |  | 0.5 | 0.75 | No | [7 empty] | 38000 BTU/Hr |  | 62 | 0.6 | 40 | 38 | Not Applicable | On/Off | No, it does not comply with jurisdictions having 10ng/J NOx Regulations | [6 empty] | 189 | 34.875 | 22.875 | 78.3125 | 197 | 502 | 22 | 50.1875 | 31 |  |  |  | 41 |  |  | 8 |  |  |  | 13 | 43.5 | [8 empty] | 1 | 72 | 68 | ANSI Z21.10.1-2019/CSA 4.1-2019 | Yes | Yes | Yes | No | Not Applicable | [5 empty] | 10181 | RES GAS DV | 200094464
RG2DV40S6N-FLX-475-264-600 | RG2DV40S-F | Bradford White | 671632571109 | Active | The ""-264"" indicates that this SKU comes with an Aluminum Anode Rod. | The ""-475"" indicates that this SKU was designed to operate in Altitudes between 2,001 feet and 7,000 feet. | The ""-600"" indicates that this SKU comes with an SIT ICON System® gas control. | [7 empty] | No | Not Applicable | Not Applicable | Residential Water Heating | Water Heating.Gas | 6 | 6 |  |  |  | 238-51005-00 |  |  |  | 238-39699-00 | [6 empty] | Gas | Natural Gas |  |  |  | Indoor |  | Floor Mounted |  | No | Not Applicable | 150 | Category I | 3 |  | 0.5 | 0.75 | No | [7 empty] | 38000 BTU/Hr |  | 62 | 0.6 | 40 | 38 | Not Applicable | On/Off | No, it does not comply with jurisdictions having 10ng/J NOx Regulations | [6 empty] | 189 | 34.875 | 22.875 | 78.3125 | 197 | 502 | 22 | 50.1875 | 31 |  |  |  | 41 |  |  | 8 |  |  |  | 13 | 43.5 | [8 empty] | 1 | 72 | 68 | ANSI Z21.10.1-2019/CSA 4.1-2019 | Yes | Yes | Yes | No | Not Applicable | [5 empty] | 10181 | RES GAS DV | 200094464
RG2DV40S6N-OLY | RG2DV40S-O | Bradford White | 671632791996 | Active | [10 empty] | No | Not Applicable | Not Applicable | Residential Water Heating | Water Heating.Gas | 6 | 6 |  |  |  | 238-51005-00 |  |  |  | 238-39699-00 | [6 empty] | Gas | Natural Gas |  |  |  | Indoor |  | Floor Mounted |  | No | Not Applicable | 150 | Category I | 3 |  | 0.5 | 0.75 | No | [7 empty] | 38000 BTU/Hr |  | 62 | 0.6 | 40 | 38 | Not Applicable | On/Off | No, it does not comply with jurisdictions having 10ng/J NOx Regulations | [6 empty] | 189 | 34.875 | 22.875 | 58.3125 | 197 | 502 | 22 | 50.1875 | 31 |  |  |  | 41 |  |  | 8 |  |  |  | 13 | 43.5 | [8 empty] | 1 | 72 | 68 | ANSI Z21.10.1-2019/CSA 4.1-2019 | Yes | Yes | Yes | No | Not Applicable | [5 empty] | 10181 | RES GAS DV | 200094464
RG2DV40S6N-OLY-220 | RG2DV40S-O | Bradford White | 671632860265 | Active | The ""-220"" indicates that this SKU was designed to operate in Altitudes ranging from 0 to 4,500 feet (0-1370 meters), and are certified for Installation in Canada. | [9 empty] | No | Not Applicable | Not Applicable | Residential Water Heating | Water Heating.Gas | 6 | 6 |  |  |  | 238-51005-00 |  |  |  | 238-39699-00 | [6 empty] | Gas | Natural Gas |  |  |  | Indoor |  | Floor Mounted |  | No | Not Applicable | 150 | Category I | 3 |  | 0.5 | 0.75 | No | [7 empty] | 34200 BTU/Hr |  |  |  | 40 |  | Not Applicable | On/Off | No, it does not comply with jurisdictions having 10ng/J NOx Regulations | [6 empty] | 189 | 34.875 | 22.875 | 58.3125 | 197 | 519 | 22 | 50.1875 | 31 |  |  |  | 41 |  |  | 8 |  |  |  | 13 | 43.5 | [8 empty] | 1 | 72 | 68 | ANSI Z21.10.1-2019/CSA 4.1-2019 | Yes | No | Yes | No | Not Applicable | 238-51023-00 |  |  |  | 238-45684-00 | 10181 | RES GAS DV
RG2DV40S6N-OLY-264 | RG2DV40S-O | Bradford White | 671632888276 | Active | The ""-264"" indicates that this SKU comes with an Aluminum Anode Rod. | [9 empty] | No | Not Applicable | Not Applicable | Residential Water Heating | Water Heating.Gas | 6 | 6 |  |  |  | 238-51005-00 |  |  |  | 238-39699-00 | [6 empty] | Gas | Natural Gas |  |  |  | Indoor |  | Floor Mounted |  | No | Not Applicable | 150 | Category I | 3 |  | 0.5 | 0.75 | No | [7 empty] | 38000 BTU/Hr |  | 62 | 0.6 | 40 | 38 | Not Applicable | On/Off | No, it does not comply with jurisdictions having 10ng/J NOx Regulations | [6 empty] | 189 | 34.875 | 22.875 | 58.3125 | 197 | 502 | 22 | 50.1875 | 31 |  |  |  | 41 |  |  | 8 |  |  |  | 13 | 43.5 | [8 empty] | 1 | 72 | 68 | ANSI Z21.10.1-2019/CSA 4.1-2019 | Yes | Yes | Yes | No | Not Applicable | [5 empty] | 10181 | RES GAS DV | 200094464
RG2DV40S6N-OLY-264-500 | RG2DV40S-O | Bradford White | 671632842322 | Active | The ""-264"" indicates that this SKU comes with an Aluminum Anode Rod. | The ""-500"" indicates that this SKU comes with White Rodgers Mechanical Control. | [8 empty] | No | Not Applicable | Not Applicable | Residential Water Heating | Water Heating.Gas | 6 | 6 |  |  |  | 238-51005-00 |  |  |  | 238-39699-00 | [6 empty] | Gas | Natural Gas |  |  |  | Indoor |  | Floor Mounted |  | No | Not Applicable | 150 | Category I | 3 |  | 0.5 | 0.75 | No | [7 empty] | 38000 BTU/Hr |  | 62 | 0.6 | 40 | 38 | Not Applicable | On/Off | No, it does not comply with jurisdictions having 10ng/J NOx Regulations | [6 empty] | 189 | 34.875 | 22.875 | 58.3125 | 197 | 502 | 22 | 50.1875 | 31 |  |  |  | 41 |  |  | 8 |  |  |  | 13 | 43.5 | [8 empty] | 1 | 72 | 68 | ANSI Z21.10.1-2019/CSA 4.1-2019 | Yes | Yes | Yes | No | Not Applicable | [5 empty] | 10181 | RES GAS DV | 200094464
RG2DV40S6N-OLY-264-600 | RG2DV40S-O | Bradford White | 671632571123 | Active | The ""-264"" indicates that this SKU comes with an Aluminum Anode Rod. | The ""-600"" indicates that this SKU comes with an SIT ICON System® gas control. | [8 empty] | No | Not Applicable | Not Applicable | Residential Water Heating | Water Heating.Gas | 6 | 6 |  |  |  | 238-51005-00 |  |  |  | 238-39699-00 | [6 empty] | Gas | Natural Gas |  |  |  | Indoor |  | Floor Mounted |  | No | Not Applicable | 150 | Category I | 3 |  | 0.5 | 0.75 | No | [7 empty] | 38000 BTU/Hr |  | 62 | 0.6 | 40 | 38 | Not Applicable | On/Off | No, it does not comply with jurisdictions having 10ng/J NOx Regulations | [6 empty] | 189 | 34.875 | 22.875 | 58.3125 | 197 | 502 | 22 | 50.1875 | 31 |  |  |  | 41 |  |  | 8 |  |  |  | 13 | 43.5 | [8 empty] | 1 | 72 | 68 | ANSI Z21.10.1-2019/CSA 4.1-2019 | Yes | Yes | Yes | No | Not Applicable | [5 empty] | 10181 | RES GAS DV | 200094464
RG2DV40S6N-OLY-457 | RG2DV40S-O | Bradford White | 671632860272 | Active | The -457 indicates that this SKU was designed and certified for Installation in Canada. | [9 empty] | No | Not Applicable | Not Applicable | Residential Water Heating | Water Heating.Gas | 6 | 6 |  |  |  | 238-51005-00 |  |  |  | 238-39699-00 | [6 empty] | Gas | Natural Gas |  |  |  | Indoor |  | Floor Mounted |  | No | Not Applicable | 150 | Category I | 3 |  | 0.5 | 0.75 | No | [7 empty] | 38000 BTU/Hr |  |  |  | 40 |  | Not Applicable | On/Off | No, it does not comply with jurisdictions having 10ng/J NOx Regulations | [6 empty] | 189 | 34.875 | 22.875 | 58.3125 | 197 | 519 | 22 | 50.1875 | 31 |  |  |  | 41 |  |  | 8 |  |  |  | 13 | 43.5 | [8 empty] | 1 | 72 | 68 | ANSI Z21.10.1-2019/CSA 4.1-2019 | Yes | No | Yes | No | Not Applicable | 238-51023-00 |  |  |  | 238-45684-00 | 10181 | RES GAS DV
RG2DV40S6N-OLY-475 | RG2DV40S-O | Bradford White | 671632808472 | Active | The ""-475"" indicates that this SKU was designed to operate in Altitudes between 2,001 feet and 7,000 feet. | [9 empty] | No | Not Applicable | Not Applicable | Residential Water Heating | Water Heating.Gas | 6 | 6 |  |  |  | 238-51005-00 |  |  |  | 238-39699-00 | [6 empty] | Gas | Natural Gas |  |  |  | Indoor |  | Floor Mounted |  | No | Not Applicable | 150 | Category I | 3 |  | 0.5 | 0.75 | No | [7 empty] | 38000 BTU/Hr |  | 62 | 0.6 | 40 | 38 | Not Applicable | On/Off | No, it does not comply with jurisdictions having 10ng/J NOx Regulations | [6 empty] | 189 | 34.875 | 22.875 | 58.3125 | 197 | 502 | 22 | 50.1875 | 31 |  |  |  | 41 |  |  | 8 |  |  |  | 13 | 43.5 | [8 empty] | 1 | 72 | 68 | ANSI Z21.10.1-2019/CSA 4.1-2019 | Yes | Yes | Yes | No | Not Applicable | [5 empty] | 10181 | RES GAS DV | 200094464
RG2DV40S6N-OLY-475-264 | RG2DV40S-O | Bradford White | 671632865543 | Active | The ""-264"" indicates that this SKU comes with an Aluminum Anode Rod. | The ""-475"" indicates that this SKU was designed to operate in Altitudes between 2,001 feet and 7,000 feet. | [8 empty] | No | Not Applicable | Not Applicable | Residential Water Heating | Water Heating.Gas | 6 | 6 |  |  |  | 238-51005-00 |  |  |  | 238-39699-00 | [6 empty] | Gas | Natural Gas |  |  |  | Indoor |  | Floor Mounted |  | No | Not Applicable | 150 | Category I | 3 |  | 0.5 | 0.75 | No | [7 empty] | 38000 BTU/Hr |  | 62 | 0.6 | 40 | 38 | Not Applicable | On/Off | No, it does not comply with jurisdictions having 10ng/J NOx Regulations | [6 empty] | 189 | 34.875 | 22.875 | 58.3125 | 197 | 502 | 22 | 50.1875 | 31 |  |  |  | 41 |  |  | 8 |  |  |  | 13 | 43.5 | [8 empty] | 1 | 72 | 68 | ANSI Z21.10.1-2019/CSA 4.1-2019 | Yes | Yes | Yes | No | Not Applicable | [5 empty] | 10181 | RES GAS DV | 200094464
RG2DV40S6N-OLY-500 | RG2DV40S-O | Bradford White | 671632910205 | Active | The ""-500"" indicates that this SKU comes with White Rodgers Mechanical Control. | [9 empty] | No | Not Applicable | Not Applicable | Residential Water Heating | Water Heating.Gas | 6 | 6 |  |  |  | 238-51005-00 |  |  |  | 238-39699-00 | [6 empty] | Gas | Natural Gas |  |  |  | Indoor |  | Floor Mounted |  | No | Not Applicable | 150 | Category I | 3 |  | 0.5 | 0.75 | No | [7 empty] | 38000 BTU/Hr |  | 62 | 0.6 | 40 | 38 | Not Applicable | On/Off | No, it does not comply with jurisdictions having 10ng/J NOx Regulations | [6 empty] | 189 | 34.875 | 22.875 | 58.3125 | 197 | 502 | 22 | 50.1875 | 31 |  |  |  | 41 |  |  | 8 |  |  |  | 13 | 43.5 | [8 empty] | 1 | 72 | 68 | ANSI Z21.10.1-2019/CSA 4.1-2019 | Yes | Yes | Yes | No | Not Applicable | [5 empty] | 10181 | RES GAS DV | 200094464
RG2DV40S6N-OLY-600 | RG2DV40S-O | Bradford White | 671632571086 | Active | The ""-600"" indicates that this SKU comes with an SIT ICON System® gas control. | [9 empty] | No | Not Applicable | Not Applicable | Residential Water Heating | Water Heating.Gas | 6 | 6 |  |  |  | 238-51005-00 |  |  |  | 238-39699-00 | [6 empty] | Gas | Natural Gas |  |  |  | Indoor |  | Floor Mounted |  | No | Not Applicable | 150 | Category I | 3 |  | 0.5 | 0.75 | No | [7 empty] | 38000 BTU/Hr |  | 62 | 0.6 | 40 | 38 | Not Applicable | On/Off | No, it does not comply with jurisdictions having 10ng/J NOx Regulations | [6 empty] | 189 | 34.875 | 22.875 | 58.3125 | 197 | 502 | 22 | 50.1875 | 31 |  |  |  | 41 |  |  | 8 |  |  |  | 13 | 43.5 | [8 empty] | 1 | 72 | 68 | ANSI Z21.10.1-2019/CSA 4.1-2019 | Yes | Yes | Yes | No | Not Applicable | [5 empty] | 10181 | RES GAS DV | 200094464
RG2DV40S6N-SLD | RG2DV40S-S | Bradford White | 671632800674 | Active | [10 empty] | No | Not Applicable | Not Applicable | Residential Water Heating | Water Heating.Gas | 6 | 6 |  |  |  | 238-51005-00 |  |  |  | 238-39699-00 | [6 empty] | Gas | Natural Gas |  |  |  | Indoor |  | Floor Mounted |  | No | Not Applicable | 150 | Category I | 3 |  | 0.5 | 0.75 | No | [7 empty] | 38000 BTU/Hr |  | 62 | 0.6 | 40 | 38 | Not Applicable | On/Off | No, it does not comply with jurisdictions having 10ng/J NOx Regulations | [6 empty] | 189 | 34.875 | 22.875 | 78.3125 | 197 | 502 | 22 | 50.1875 | 31 |  |  |  | 41 |  |  | 8 |  |  |  | 13 | 43.5 | [8 empty] | 1 | 72 | 68 | ANSI Z21.10.1-2019/CSA 4.1-2019 | Yes | Yes | Yes | No | Not Applicable | [5 empty] | 10181 | RES GAS DV | 200094464
RG2DV40S6N-SLD-264 | RG2DV40S-S | Bradford White | 671632906178 | Active | The ""-264"" indicates that this SKU comes with an Aluminum Anode Rod. | [9 empty] | No | Not Applicable | Not Applicable | Residential Water Heating | Water Heating.Gas | 6 | 6 |  |  |  | 238-51005-00 |  |  |  | 238-39699-00 | [6 empty] | Gas | Natural Gas |  |  |  | Indoor |  | Floor Mounted |  | No | Not Applicable | 150 | Category I | 3 |  | 0.5 | 0.75 | No | [7 empty] | 38000 BTU/Hr |  | 62 | 0.6 | 40 | 38 | Not Applicable | On/Off | No, it does not comply with jurisdictions having 10ng/J NOx Regulations | [6 empty] | 189 | 34.875 | 22.875 | 78.3125 | 197 | 502 | 22 | 50.1875 | 31 |  |  |  | 41 |  |  | 8 |  |  |  | 13 | 43.5 | [8 empty] | 1 | 72 | 68 | ANSI Z21.10.1-2019/CSA 4.1-2019 | Yes | Yes | Yes | No | Not Applicable | [5 empty] | 10181 | RES GAS DV | 200094464
RG2DV40S6N-SLD-475 | RG2DV40S-S | Bradford White | 671632808557 | Active | The ""-475"" indicates that this SKU was designed to operate in Altitudes between 2,001 feet and 7,000 feet. | [9 empty] | No | Not Applicable | Not Applicable | Residential Water Heating | Water Heating.Gas | 6 | 6 |  |  |  | 238-51005-00 |  |  |  | 238-39699-00 | [6 empty] | Gas | Natural Gas |  |  |  | Indoor |  | Floor Mounted |  | No | Not Applicable | 150 | Category I | 3 |  | 0.5 | 0.75 | No | [7 empty] | 38000 BTU/Hr |  | 62 | 0.6 | 40 | 38 | Not Applicable | On/Off | No, it does not comply with jurisdictions having 10ng/J NOx Regulations | [6 empty] | 189 | 34.875 | 22.875 | 78.3125 | 197 | 502 | 22 | 50.1875 | 31 |  |  |  | 41 |  |  | 8 |  |  |  | 13 | 43.5 | [8 empty] | 1 | 72 | 68 | ANSI Z21.10.1-2019/CSA 4.1-2019 | Yes | Yes | Yes | No | Not Applicable | [5 empty] | 10181 | RES GAS DV | 200094464
RG2DV40S6N-SLD-475-264 | RG2DV40S-S | Bradford White | 671632816804 | Active | The ""-264"" indicates that this SKU comes with an Aluminum Anode Rod. | The ""-475"" indicates that this SKU was designed to operate in Altitudes between 2,001 feet and 7,000 feet. | [8 empty] | No | Not Applicable | Not Applicable | Residential Water Heating | Water Heating.Gas | 6 | 6 |  |  |  | 238-51005-00 |  |  |  | 238-39699-00 | [6 empty] | Gas | Natural Gas |  |  |  | Indoor |  | Floor Mounted |  | No | Not Applicable | 150 | Category I | 3 |  | 0.5 | 0.75 | No | [7 empty] | 38000 BTU/Hr |  | 62 | 0.6 | 40 | 38 | Not Applicable | On/Off | No, it does not comply with jurisdictions having 10ng/J NOx Regulations | [6 empty] | 189 | 34.875 | 22.875 | 78.3125 | 197 | 502 | 22 | 50.1875 | 31 |  |  |  | 41 |  |  | 8 |  |  |  | 13 | 43.5 | [8 empty] | 1 | 72 | 68 | ANSI Z21.10.1-2019/CSA 4.1-2019 | Yes | Yes | Yes | No | Not Applicable | [5 empty] | 10181 | RES GAS DV | 200094464
RG2DV40S6X-FLX | RG2DV40S-F | Bradford White | 671632801145 | Active | [10 empty] | No | Not Applicable | Not Applicable | Residential Water Heating | Water Heating.Gas | 6 | 6 |  |  |  | 238-51005-00 |  |  |  | 238-39699-00 | [6 empty] | Gas | Liquid Propane |  |  |  | Indoor |  | Floor Mounted |  | No | Not Applicable | 150 | Category I | 3 |  | 0.5 | 0.75 | No | [7 empty] | 36000 BTU/Hr |  | 62 | 0.6 | 40 | 38 | Not Applicable | On/Off | Not Applicable | [6 empty] | 189 | 34.875 | 22.875 | 78.3125 | 197 | 502 | 22 | 50.1875 | 31 |  |  |  | 41 |  |  | 8 |  |  |  | 13 | 43.5 | [8 empty] | 1 | 72 | 68 | ANSI Z21.10.1-2019/CSA 4.1-2019 | Yes | Yes | Yes | No | Not Applicable | [5 empty] | 10181 | RES GAS DV | 200094466
RG2DV40S6X-FLX-220 | RG2DV40S-F | Bradford White | 671632860289 | Active | The ""-220"" indicates that this SKU was designed to operate in Altitudes ranging from 0 to 4,500 feet (0-1370 meters), and are certified for Installation in Canada. | [9 empty] | No | Not Applicable | Not Applicable | Residential Water Heating | Water Heating.Gas | 6 | 6 |  |  |  | 238-51005-00 |  |  |  | 238-39699-00 | [6 empty] | Gas | Liquid Propane |  |  |  | Indoor |  | Floor Mounted |  | No | Not Applicable | 150 | Category I | 3 |  | 0.5 | 0.75 | No | [7 empty] | 32400 BTU/Hr |  |  |  | 40 |  | Not Applicable | On/Off | Not Applicable | [6 empty] | 189 | 34.875 | 22.875 | 78.3125 | 197 | 519 | 22 | 50.1875 | 31 |  |  |  | 41 |  |  | 8 |  |  |  | 13 | 43.5 | [8 empty] | 1 | 72 | 68 | ANSI Z21.10.1-2019/CSA 4.1-2019 | Yes | No | Yes | No | Not Applicable | 238-51023-00 |  |  |  | 238-45684-00 | 10181 | RES GAS DV
RG2DV40S6X-FLX-264-500 | RG2DV40S-F | Bradford White | 671632868063 | Active | The ""-264"" indicates that this SKU comes with an Aluminum Anode Rod. | The ""-500"" indicates that this SKU comes with White Rodgers Mechanical Control. | [8 empty] | No | Not Applicable | Not Applicable | Residential Water Heating | Water Heating.Gas | 6 | 6 |  |  |  | 238-51005-00 |  |  |  | 238-39699-00 | [6 empty] | Gas | Liquid Propane |  |  |  | Indoor |  | Floor Mounted |  | No | Not Applicable | 150 | Category I | 3 |  | 0.5 | 0.75 | No | [7 empty] | 36000 BTU/Hr |  | 62 | 0.6 | 40 | 38 | Not Applicable | On/Off | Not Applicable | [6 empty] | 189 | 34.875 | 22.875 | 78.3125 | 197 | 502 | 22 | 50.1875 | 31 |  |  |  | 41 |  |  | 8 |  |  |  | 13 | 43.5 | [8 empty] | 1 | 72 | 68 | ANSI Z21.10.1-2019/CSA 4.1-2019 | Yes | Yes | Yes | No | Not Applicable | [5 empty] | 10181 | RES GAS DV | 200094466
RG2DV40S6X-FLX-264-600 | RG2DV40S-F | Bradford White | 671632571147 | Active | The ""-264"" indicates that this SKU comes with an Aluminum Anode Rod. | The ""-600"" indicates that this SKU comes with an SIT ICON System® gas control. | [8 empty] | No | Not Applicable | Not Applicable | Residential Water Heating | Water Heating.Gas | 6 | 6 |  |  |  | 238-51005-00 |  |  |  | 238-39699-00 | [6 empty] | Gas | Liquid Propane |  |  |  | Indoor |  | Floor Mounted |  | No | Not Applicable | 150 | Category I | 3 |  | 0.5 | 0.75 | No | [7 empty] | 36000 BTU/Hr |  | 62 | 0.6 | 40 | 38 | Not Applicable | On/Off | Not Applicable | [6 empty] | 189 | 34.875 | 22.875 | 78.3125 | 197 | 502 | 22 | 50.1875 | 31 |  |  |  | 41 |  |  | 8 |  |  |  | 13 | 43.5 | [8 empty] | 1 | 72 | 68 | ANSI Z21.10.1-2019/CSA 4.1-2019 | Yes | Yes | Yes | No | Not Applicable | [5 empty] | 10181 | RES GAS DV | 200094466
RG2DV40S6X-FLX-457 | RG2DV40S-F | Bradford White | 671632860302 | Active | The -457 indicates that this SKU was designed and certified for Installation in Canada. | [9 empty] | No | Not Applicable | Not Applicable | Residential Water Heating | Water Heating.Gas | 6 | 6 |  |  |  | 238-51005-00 |  |  |  | 238-39699-00 | [6 empty] | Gas | Liquid Propane |  |  |  | Indoor |  | Floor Mounted |  | No | Not Applicable | 150 | Category I | 3 |  | 0.5 | 0.75 | No | [7 empty] | 36000 BTU/Hr |  |  |  | 40 |  | Not Applicable | On/Off | Not Applicable | [6 empty] | 189 | 34.875 | 22.875 | 78.3125 | 197 | 519 | 22 | 50.1875 | 31 |  |  |  | 41 |  |  | 8 |  |  |  | 13 | 43.5 | [8 empty] | 1 | 72 | 68 | ANSI Z21.10.1-2019/CSA 4.1-2019 | Yes | No | Yes | No | Not Applicable | 238-51023-00 |  |  |  | 238-45684-00 | 10181 | RES GAS DV
RG2DV40S6X-FLX-475 | RG2DV40S-F | Bradford White | 671632808533 | Active | The ""-475"" indicates that this SKU was designed to operate in Altitudes between 2,001 feet and 7,000 feet. | [9 empty] | No | Not Applicable | Not Applicable | Residential Water Heating | Water Heating.Gas | 6 | 6 |  |  |  | 238-51005-00 |  |  |  | 238-39699-00 | [6 empty] | Gas | Liquid Propane |  |  |  | Indoor |  | Floor Mounted |  | No | Not Applicable | 150 | Category I | 3 |  | 0.5 | 0.75 | No | [7 empty] | 36000 BTU/Hr |  | 62 | 0.6 | 40 | 38 | Not Applicable | On/Off | Not Applicable | [6 empty] | 189 | 34.875 | 22.875 | 78.3125 | 197 | 502 | 22 | 50.1875 | 31 |  |  |  | 41 |  |  | 8 |  |  |  | 13 | 43.5 | [8 empty] | 1 | 72 | 68 | ANSI Z21.10.1-2019/CSA 4.1-2019 | Yes | Yes | Yes | No | Not Applicable | [5 empty] | 10181 | RES GAS DV | 200094466
RG2DV40S6X-OLY | RG2DV40S-O | Bradford White | 671632796540 | Active | [10 empty] | No | Not Applicable | Not Applicable | Residential Water Heating | Water Heating.Gas | 6 | 6 |  |  |  | 238-51005-00 |  |  |  | 238-39699-00 | [6 empty] | Gas | Liquid Propane |  |  |  | Indoor |  | Floor Mounted |  | No | Not Applicable | 150 | Category I | 3 |  | 0.5 | 0.75 | No | [7 empty] | 36000 BTU/Hr |  | 62 | 0.6 | 40 | 38 | Not Applicable | On/Off | Not Applicable | [6 empty] | 189 | 34.875 | 22.875 | 58.3125 | 197 | 502 | 22 | 50.1875 | 31 |  |  |  | 41 |  |  | 8 |  |  |  | 13 | 43.5 | [8 empty] | 1 | 72 | 68 | ANSI Z21.10.1-2019/CSA 4.1-2019 | Yes | Yes | Yes | No | Not Applicable | [5 empty] | 10181 | RES GAS DV | 200094466
RG2DV40S6X-OLY-220 | RG2DV40S-O | Bradford White | 671632860296 | Active | The ""-220"" indicates that this SKU was designed to operate in Altitudes ranging from 0 to 4,500 feet (0-1370 meters), and are certified for Installation in Canada. | [9 empty] | No | Not Applicable | Not Applicable | Residential Water Heating | Water Heating.Gas | 6 | 6 |  |  |  | 238-51005-00 |  |  |  | 238-39699-00 | [6 empty] | Gas | Liquid Propane |  |  |  | Indoor |  | Floor Mounted |  | No | Not Applicable | 150 | Category I | 3 |  | 0.5 | 0.75 | No | [7 empty] | 32400 BTU/Hr |  |  |  | 40 |  | Not Applicable | On/Off | Not Applicable | [6 empty] | 189 | 34.875 | 22.875 | 58.3125 | 197 | 519 | 22 | 50.1875 | 31 |  |  |  | 41 |  |  | 8 |  |  |  | 13 | 43.5 | [8 empty] | 1 | 72 | 68 | ANSI Z21.10.1-2019/CSA 4.1-2019 | Yes | No | Yes | No | Not Applicable | 238-51023-00 |  |  |  | 238-45684-00 | 10181 | RES GAS DV
RG2DV40S6X-OLY-264 | RG2DV40S-O | Bradford White | 671632623723 | Active | The ""-264"" indicates that this SKU comes with an Aluminum Anode Rod. | [9 empty] | No | Not Applicable | Not Applicable | Residential Water Heating | Water Heating.Gas | 6 | 6 |  |  |  | 238-51005-00 |  |  |  | 238-39699-00 | [6 empty] | Gas | Liquid Propane |  |  |  | Indoor |  | Floor Mounted |  | No | Not Applicable | 150 | Category I | 3 |  | 0.5 | 0.75 | No | [7 empty] | 36000 BTU/Hr |  | 62 | 0.6 | 40 | 38 | Not Applicable | On/Off | Not Applicable | [6 empty] | 189 | 34.875 | 22.875 | 58.3125 | 197 | 502 | 22 | 50.1875 | 31 |  |  |  | 41 |  |  | 8 |  |  |  | 13 | 43.5 | [8 empty] | 1 | 72 | 68 | ANSI Z21.10.1-2019/CSA 4.1-2019 | Yes | Yes | Yes | No | Not Applicable | [5 empty] | 10181 | RES GAS DV | 200094466
RG2DV40S6X-OLY-264-500 | RG2DV40S-O | Bradford White | 671632842339 | Active | The ""-264"" indicates that this SKU comes with an Aluminum Anode Rod. | The ""-500"" indicates that this SKU comes with White Rodgers Mechanical Control. | [8 empty] | No | Not Applicable | Not Applicable | Residential Water Heating | Water Heating.Gas | 6 | 6 |  |  |  | 238-51005-00 |  |  |  | 238-39699-00 | [6 empty] | Gas | Liquid Propane |  |  |  | Indoor |  | Floor Mounted |  | No | Not Applicable | 150 | Category I | 3 |  | 0.5 | 0.75 | No | [7 empty] | 36000 BTU/Hr |  | 62 | 0.6 | 40 | 38 | Not Applicable | On/Off | Not Applicable | [6 empty] | 189 | 34.875 | 22.875 | 58.3125 | 197 | 502 | 22 | 50.1875 | 31 |  |  |  | 41 |  |  | 8 |  |  |  | 13 | 43.5 | [8 empty] | 1 | 72 | 68 | ANSI Z21.10.1-2019/CSA 4.1-2019 | Yes | Yes | Yes | No | Not Applicable | [5 empty] | 10181 | RES GAS DV | 200094466
RG2DV40S6X-OLY-264-600 | RG2DV40S-O | Bradford White | 671632571154 | Active | The ""-264"" indicates that this SKU comes with an Aluminum Anode Rod. | The ""-600"" indicates that this SKU comes with an SIT ICON System® gas control. | [8 empty] | No | Not Applicable | Not Applicable | Residential Water Heating | Water Heating.Gas | 6 | 6 |  |  |  | 238-51005-00 |  |  |  | 238-39699-00 | [6 empty] | Gas | Liquid Propane |  |  |  | Indoor |  | Floor Mounted |  | No | Not Applicable | 150 | Category I | 3 |  | 0.5 | 0.75 | No | [7 empty] | 36000 BTU/Hr |  | 62 | 0.6 | 40 | 38 | Not Applicable | On/Off | Not Applicable | [6 empty] | 189 | 34.875 | 22.875 | 58.3125 | 197 | 502 | 22 | 50.1875 | 31 |  |  |  | 41 |  |  | 8 |  |  |  | 13 | 43.5 | [8 empty] | 1 | 72 | 68 | ANSI Z21.10.1-2019/CSA 4.1-2019 | Yes | Yes | Yes | No | Not Applicable | [5 empty] | 10181 | RES GAS DV | 200094466
RG2DV40S6X-OLY-457 | RG2DV40S-O | Bradford White | 671632805204 | Active | The -457 indicates that this SKU was designed and certified for Installation in Canada. | [9 empty] | No | Not Applicable | Not Applicable | Residential Water Heating | Water Heating.Gas | 8 | 6 |  |  |  | 238-51005-00 |  |  |  | 238-39699-00 | [6 empty] | Gas | Liquid Propane |  |  |  | Indoor |  | Floor Mounted |  | No | Not Applicable | 150 | Category I | 3 |  | 0.5 | 0.75 | No | [7 empty] | 36000 BTU/Hr |  |  |  | 40 |  | Not Applicable | On/Off | Not Applicable | [6 empty] | 189 | 34.875 | 22.875 | 58.3125 | 197 | 519 | 22 | 50.1875 | 31 |  |  |  | 41 |  |  | 8 |  |  |  | 13 | 43.5 | [8 empty] | 1 | 72 | 68 | ANSI Z21.10.1-2019/CSA 4.1-2019 | Yes | No | Yes | No | Not Applicable | 238-51023-00 |  |  |  | 238-45684-00 | 10181 | RES GAS DV
RG2DV40S6X-OLY-475 | RG2DV40S-O | Bradford White | 671632808465 | Active | The ""-475"" indicates that this SKU was designed to operate in Altitudes between 2,001 feet and 7,000 feet. | [9 empty] | No | Not Applicable | Not Applicable | Residential Water Heating | Water Heating.Gas | 6 | 6 |  |  |  | 238-51005-00 |  |  |  | 238-39699-00 | [6 empty] | Gas | Liquid Propane |  |  |  | Indoor |  | Floor Mounted |  | No | Not Applicable | 150 | Category I | 3 |  | 0.5 | 0.75 | No | [7 empty] | 36000 BTU/Hr |  | 62 | 0.6 | 40 | 38 | Not Applicable | On/Off | Not Applicable | [6 empty] | 189 | 34.875 | 22.875 | 58.3125 | 197 | 502 | 22 | 50.1875 | 31 |  |  |  | 41 |  |  | 8 |  |  |  | 13 | 43.5 | [8 empty] | 1 | 72 | 68 | ANSI Z21.10.1-2019/CSA 4.1-2019 | Yes | Yes | Yes | No | Not Applicable | [5 empty] | 10181 | RES GAS DV | 200094466
RG2DV40S6X-SLD | RG2DV40S-S | Bradford White | 671632801138 | Active | [10 empty] | No | Not Applicable | Not Applicable | Residential Water Heating | Water Heating.Gas | 6 | 6 |  |  |  | 238-51005-00 |  |  |  | 238-39699-00 | [6 empty] | Gas | Liquid Propane |  |  |  | Indoor |  | Floor Mounted |  | No | Not Applicable | 150 | Category I | 3 |  | 0.5 | 0.75 | No | [7 empty] | 36000 BTU/Hr |  | 62 | 0.6 | 40 | 38 | Not Applicable | On/Off | Not Applicable | [6 empty] | 189 | 34.875 | 22.875 | 78.3125 | 197 | 502 | 22 | 50.1875 | 31 |  |  |  | 41 |  |  | 8 |  |  |  | 13 | 43.5 | [8 empty] | 1 | 72 | 68 | ANSI Z21.10.1-2019/CSA 4.1-2019 | Yes | Yes | Yes | No | Not Applicable | [5 empty] | 10181 | RES GAS DV | 200094466
RG2DV40S6X-SLD-264-500 | RG2DV40S-S | Bradford White | 671632999071 | Active | The ""-264"" indicates that this SKU comes with an Aluminum Anode Rod. | The ""-500"" indicates that this SKU comes with White Rodgers Mechanical Control. | [8 empty] | No | Not Applicable | Not Applicable | Residential Water Heating | Water Heating.Gas | 6 | 6 |  |  |  | 238-51005-00 |  |  |  | 238-39699-00 | [6 empty] | Gas | Liquid Propane |  |  |  | Indoor |  | Floor Mounted |  | No | Not Applicable | 150 | Category I | 3 |  | 0.5 | 0.75 | No | [7 empty] | 36000 BTU/Hr |  | 62 | 0.6 | 40 | 38 | Not Applicable | On/Off | Not Applicable | [6 empty] | 189 | 34.875 | 22.875 | 78.3125 | 197 | 502 | 22 | 50.1875 | 31 |  |  |  | 41 |  |  | 8 |  |  |  | 13 | 43.5 | [8 empty] | 1 | 72 | 68 | ANSI Z21.10.1-2019/CSA 4.1-2019 | Yes | Yes | Yes | No | Not Applicable | [5 empty] | 10181 | RES GAS DV | 200094466
RG2DV40S6X-SLD-264-600 | RG2DV40S-S | Bradford White | 671632571130 | Active | The ""-264"" indicates that this SKU comes with an Aluminum Anode Rod. | The ""-600"" indicates that this SKU comes with an SIT ICON System® gas control. | [8 empty] | No | Not Applicable | Not Applicable | Residential Water Heating | Water Heating.Gas | 6 | 6 |  |  |  | 238-51005-00 |  |  |  | 238-39699-00 | [6 empty] | Gas | Liquid Propane |  |  |  | Indoor |  | Floor Mounted |  | No | Not Applicable | 150 | Category I | 3 |  | 0.5 | 0.75 | No | [7 empty] | 36000 BTU/Hr |  | 62 | 0.6 | 40 | 38 | Not Applicable | On/Off | Not Applicable | [6 empty] | 189 | 34.875 | 22.875 | 78.3125 | 197 | 502 | 22 | 50.1875 | 31 |  |  |  | 41 |  |  | 8 |  |  |  | 13 | 43.5 | [8 empty] | 1 | 72 | 68 | ANSI Z21.10.1-2019/CSA 4.1-2019 | Yes | Yes | Yes | No | Not Applicable | [5 empty] | 10181 | RES GAS DV | 200094466
RG2DV40S6X-SLD-475 | RG2DV40S-S | Bradford White | 671632808540 | Active | The ""-475"" indicates that this SKU was designed to operate in Altitudes between 2,001 feet and 7,000 feet. | [9 empty] | No | Not Applicable | Not Applicable | Residential Water Heating | Water Heating.Gas | 6 | 6 |  |  |  | 238-51005-00 |  |  |  | 238-39699-00 | [6 empty] | Gas | Liquid Propane |  |  |  | Indoor |  | Floor Mounted |  | No | Not Applicable | 150 | Category I | 3 |  | 0.5 | 0.75 | No | [7 empty] | 36000 BTU/Hr |  | 62 | 0.6 | 40 | 38 | Not Applicable | On/Off | Not Applicable | [6 empty] | 189 | 34.875 | 22.875 | 78.3125 | 197 | 502 | 22 | 50.1875 | 31 |  |  |  | 41 |  |  | 8 |  |  |  | 13 | 43.5 | [8 empty] | 1 | 72 | 68 | ANSI Z21.10.1-2019/CSA 4.1-2019 | Yes | Yes | Yes | No | Not Applicable | [5 empty] | 10181 | RES GAS DV | 200094466
RG2DV40S6X-SLD-475-264 | RG2DV40S-S | Bradford White | 671632816774 | Active | The ""-264"" indicates that this SKU comes with an Aluminum Anode Rod. | The ""-475"" indicates that this SKU was designed to operate in Altitudes between 2,001 feet and 7,000 feet. | [8 empty] | No | Not Applicable | Not Applicable | Residential Water Heating | Water Heating.Gas | 6 | 6 |  |  |  | 238-51005-00 |  |  |  | 238-39699-00 | [6 empty] | Gas | Liquid Propane |  |  |  | Indoor |  | Floor Mounted |  | No | Not Applicable | 150 | Category I | 3 |  | 0.5 | 0.75 | No | [7 empty] | 36000 BTU/Hr |  | 62 | 0.6 | 40 | 38 | Not Applicable | On/Off | Not Applicable | [6 empty] | 189 | 34.875 | 22.875 | 78.3125 | 197 | 502 | 22 | 50.1875 | 31 |  |  |  | 41 |  |  | 8 |  |  |  | 13 | 43.5 | [8 empty] | 1 | 72 | 68 | ANSI Z21.10.1-2019/CSA 4.1-2019 | Yes | Yes | Yes | No | Not Applicable | [5 empty] | 10181 | RES GAS DV | 200094466
RG2DV40S8N-FLX-220 | RG2DV40S-F | Bradford White | 671632823130 | Active | The ""-220"" indicates that this SKU was designed to operate in Altitudes ranging from 0 to 4,500 feet (0-1370 meters), and are certified for Installation in Canada. | [9 empty] | No | Not Applicable | Not Applicable | Residential Water Heating | Water Heating.Gas | 8 | 6 |  |  |  | 238-51005-00 |  |  |  | 238-39699-00 | [6 empty] | Gas | Natural Gas |  |  |  | Indoor |  | Floor Mounted |  | No | Not Applicable | 150 | Category I | 3 |  | 0.5 | 0.75 | No | [7 empty] | 34200 BTU/Hr |  |  |  | 40 |  | Not Applicable | On/Off | No, it does not comply with jurisdictions having 10ng/J NOx Regulations | [6 empty] | 189 | 34.875 | 22.875 | 78.3125 | 197 | 519 | 22 | 50.1875 | 31 |  |  |  | 41 |  |  | 8 |  |  |  | 13 | 43.5 | [8 empty] | 1 | 72 | 68 | ANSI Z21.10.1-2019/CSA 4.1-2019 | Yes | No | Yes | No | Not Applicable | 238-51023-00 |  |  |  | 238-45684-00 | 10181 | RES GAS DV
RG2DV40S8N-FLX-457 | RG2DV40S-F | Bradford White | 671632821785 | Active | The -457 indicates that this SKU was designed and certified for Installation in Canada. | [9 empty] | No | Not Applicable | Not Applicable | Residential Water Heating | Water Heating.Gas | 8 | 6 |  |  |  | 238-51005-00 |  |  |  | 238-39699-00 | [6 empty] | Gas | Natural Gas |  |  |  | Indoor |  | Floor Mounted |  | No | Not Applicable | 150 | Category I | 3 |  | 0.5 | 0.75 | No | [7 empty] | 38000 BTU/Hr |  |  |  | 40 |  | Not Applicable | On/Off | No, it does not comply with jurisdictions having 10ng/J NOx Regulations | [6 empty] | 189 | 34.875 | 22.875 | 78.3125 | 197 | 519 | 22 | 50.1875 | 31 |  |  |  | 41 |  |  | 8 |  |  |  | 13 | 43.5 | [8 empty] | 1 | 72 | 68 | ANSI Z21.10.1-2019/CSA 4.1-2019 | Yes | No | Yes | No | Not Applicable | 238-51023-00 |  |  |  | 238-45684-00 | 10181 | RES GAS DV
RG2DV40S8N-OLY-220 | RG2DV40S-O | Bradford White | 671632823147 | Active | The ""-220"" indicates that this SKU was designed to operate in Altitudes ranging from 0 to 4,500 feet (0-1370 meters), and are certified for Installation in Canada. | [9 empty] | No | Not Applicable | Not Applicable | Residential Water Heating | Water Heating.Gas | 8 | 6 |  |  |  | 238-51005-00 |  |  |  | 238-39699-00 | [6 empty] | Gas | Natural Gas |  |  |  | Indoor |  | Floor Mounted |  | No | Not Applicable | 150 | Category I | 3 |  | 0.5 | 0.75 | No | [7 empty] | 34200 BTU/Hr |  |  |  | 40 |  | Not Applicable | On/Off | No, it does not comply with jurisdictions having 10ng/J NOx Regulations | [6 empty] | 189 | 34.875 | 22.875 | 58.3125 | 197 | 519 | 22 | 50.1875 | 31 |  |  |  | 41 |  |  | 8 |  |  |  | 13 | 43.5 | [8 empty] | 1 | 72 | 68 | ANSI Z21.10.1-2019/CSA 4.1-2019 | Yes | No | Yes | No | Not Applicable | 238-51023-00 |  |  |  | 238-45684-00 | 10181 | RES GAS DV
RG2DV40S8N-OLY-457 | RG2DV40S-O | Bradford White | 671632805198 | Active | The -457 indicates that this SKU was designed and certified for Installation in Canada. | [9 empty] | No | Not Applicable | Not Applicable | Residential Water Heating | Water Heating.Gas | 8 | 6 |  |  |  | 238-51005-00 |  |  |  | 238-39699-00 | [6 empty] | Gas | Natural Gas |  |  |  | Indoor |  | Floor Mounted |  | No | Not Applicable | 150 | Category I | 3 |  | 0.5 | 0.75 | No | [7 empty] | 38000 BTU/Hr |  |  |  | 40 |  | Not Applicable | On/Off | No, it does not comply with jurisdictions having 10ng/J NOx Regulations | [6 empty] | 189 | 34.875 | 22.875 | 58.3125 | 197 | 519 | 22 | 50.1875 | 31 |  |  |  | 41 |  |  | 8 |  |  |  | 13 | 43.5 | [8 empty] | 1 | 72 | 68 | ANSI Z21.10.1-2019/CSA 4.1-2019 | Yes | No | Yes | No | Not Applicable | 238-51023-00 |  |  |  | 238-45684-00 | 10181 | RES GAS DV
RG2DV40S8X-FLX-220 | RG2DV40S-F | Bradford White | 671632823154 | Active | The ""-220"" indicates that this SKU was designed to operate in Altitudes ranging from 0 to 4,500 feet (0-1370 meters), and are certified for Installation in Canada. | [9 empty] | No | Not Applicable | Not Applicable | Residential Water Heating | Water Heating.Gas | 8 | 6 |  |  |  | 238-51005-00 |  |  |  | 238-39699-00 | [6 empty] | Gas | Liquid Propane |  |  |  | Indoor |  | Floor Mounted |  | No | Not Applicable | 150 | Category I | 3 |  | 0.5 | 0.75 | No | [7 empty] | 32400 BTU/Hr |  |  |  | 40 |  | Not Applicable | On/Off | Not Applicable | [6 empty] | 189 | 34.875 | 22.875 | 78.3125 | 197 | 519 | 22 | 50.1875 | 31 |  |  |  | 41 |  |  | 8 |  |  |  | 13 | 43.5 | [8 empty] | 1 | 72 | 68 | ANSI Z21.10.1-2019/CSA 4.1-2019 | Yes | No | Yes | No | Not Applicable | 238-51023-00 |  |  |  | 238-45684-00 | 10181 | RES GAS DV
RG2DV40S8X-FLX-457 | RG2DV40S-F | Bradford White | 671632821792 | Active | The -457 indicates that this SKU was designed and certified for Installation in Canada. | [9 empty] | No | Not Applicable | Not Applicable | Residential Water Heating | Water Heating.Gas | 8 | 6 |  |  |  | 238-51005-00 |  |  |  | 238-39699-00 | [6 empty] | Gas | Liquid Propane |  |  |  | Indoor |  | Floor Mounted |  | No | Not Applicable | 150 | Category I | 3 |  | 0.5 | 0.75 | No | [7 empty] | 36000 BTU/Hr |  |  |  | 40 |  | Not Applicable | On/Off | Not Applicable | [6 empty] | 189 | 34.875 | 22.875 | 78.3125 | 197 | 519 | 22 | 50.1875 | 31 |  |  |  | 41 |  |  | 8 |  |  |  | 13 | 43.5 | [8 empty] | 1 | 72 | 68 | ANSI Z21.10.1-2019/CSA 4.1-2019 | Yes | No | Yes | No | Not Applicable | 238-51023-00 |  |  |  | 238-45684-00 | 10181 | RES GAS DV
RG2DV40S8X-OLY-220 | RG2DV40S-O | Bradford White | 671632823185 | Active | The ""-220"" indicates that this SKU was designed to operate in Altitudes ranging from 0 to 4,500 feet (0-1370 meters), and are certified for Installation in Canada. | [9 empty] | No | Not Applicable | Not Applicable | Residential Water Heating | Water Heating.Gas | 8 | 6 |  |  |  | 238-51005-00 |  |  |  | 238-39699-00 | [6 empty] | Gas | Liquid Propane |  |  |  | Indoor |  | Floor Mounted |  | No | Not Applicable | 150 | Category I | 3 |  | 0.5 | 0.75 | No | [7 empty] | 32400 BTU/Hr |  |  |  | 40 |  | Not Applicable | On/Off | Not Applicable | [6 empty] | 189 | 34.875 | 22.875 | 58.3125 | 197 | 519 | 22 | 50.1875 | 31 |  |  |  | 41 |  |  | 8 |  |  |  | 13 | 43.5 | [8 empty] | 1 | 72 | 68 | ANSI Z21.10.1-2019/CSA 4.1-2019 | Yes | No | Yes | No | Not Applicable | 238-51023-00 |  |  |  | 238-45684-00 | 10181 | RES GAS DV
RG2DV40S8X-OLY-457 | RG2DV40S-O | Bradford White | 671632924868 | Active | The -457 indicates that this SKU was designed and certified for Installation in Canada. | [9 empty] | No | Not Applicable | Not Applicable | Residential Water Heating | Water Heating.Gas | 8 | 6 |  |  |  | 238-51005-00 |  |  |  | 238-39699-00 | [6 empty] | Gas | Liquid Propane |  |  |  | Indoor |  | Floor Mounted |  | No | Not Applicable | 150 | Category I | 3 |  | 0.5 | 0.75 | No | [7 empty] | 36000 BTU/Hr |  |  |  | 40 |  | Not Applicable | On/Off | Not Applicable | [6 empty] | 189 | 34.875 | 22.875 | 58.3125 | 197 | 519 | 22 | 50.1875 | 31 |  |  |  | 41 |  |  | 8 |  |  |  | 13 | 43.5 | [8 empty] | 1 | 72 | 68 | ANSI Z21.10.1-2019/CSA 4.1-2019 | Yes | No | Yes | No | Not Applicable | 238-51023-00 |  |  |  | 238-45684-00 | 10181 | RES GAS DV
RG2DV50H10X-OLY | RG2DV50H-O | Bradford White | 671632145607 | Active | [10 empty] | No | Not Applicable | Not Applicable | Residential Water Heating | Water Heating.Gas | 10 | 6 |  |  |  | 238-51005-00 |  |  |  | 238-39699-00 | [6 empty] | Gas | Liquid Propane |  |  |  | Indoor |  | Floor Mounted |  | No | Not Applicable | 150 | Category I | 4 |  | 0.5 | 0.75 | No | [7 empty] | 48000 BTU/Hr |  | 96 | 0.64 | 48 | 46 | Not Applicable | On/Off | Not Applicable | [6 empty] | 234 | 34.875 | 22.875 | 68.5 | 243 | 613 | 22 | 59.1875 | 31 |  |  |  | 54 |  |  | 11 | 0.75 | 15.75 | 52.25 | 13 | 52.25 | [8 empty] | 1 | 72 | 68 | ANSI Z21.10.1-2019/CSA 4.1-2019 | Yes | Yes | Yes | No | Not Applicable | [5 empty] | 10181 | RES GAS DV | 200094478
RG2DV50H6N-FLX | RG2DV50H-F | Bradford White | 671632801237 | Active | [10 empty] | No | Not Applicable | Not Applicable | Residential Water Heating | Water Heating.Gas | 6 | 6 |  |  |  | 238-51005-00 |  |  |  | 238-39699-00 | [6 empty] | Gas | Natural Gas |  |  |  | Indoor |  | Floor Mounted |  | No | Not Applicable | 150 | Category I | 4 |  | 0.5 | 0.75 | No | [7 empty] | 50000 BTU/Hr |  | 96 | 0.64 | 48 | 46 | Not Applicable | On/Off | No, it does not comply with jurisdictions having 10ng/J NOx Regulations | [6 empty] | 234 | 34.875 | 22.875 | 88.5 | 243 | 613 | 22 | 59.1875 | 31 |  |  |  | 54 |  |  | 11 | 0.75 | 15.75 | 52.25 | 13 | 52.25 | [8 empty] | 1 | 72 | 68 | ANSI Z21.10.1-2019/CSA 4.1-2019 | Yes | Yes | Yes | No | Not Applicable | [5 empty] | 10181 | RES GAS DV | 200094476
RG2DV50H6N-FLX-220 | RG2DV50H-F | Bradford White | 671632860319 | Active | The ""-220"" indicates that this SKU was designed to operate in Altitudes ranging from 0 to 4,500 feet (0-1370 meters), and are certified for Installation in Canada. | [9 empty] | No | Not Applicable | Not Applicable | Residential Water Heating | Water Heating.Gas | 6 | 6 |  |  |  | 238-51005-00 |  |  |  | 238-39699-00 | [6 empty] | Gas | Natural Gas |  |  |  | Indoor |  | Floor Mounted |  | No | Not Applicable | 150 | Category I | 4 |  | 0.5 | 0.75 | No | [7 empty] | 45000 BTU/Hr |  |  |  | 48 |  | Not Applicable | On/Off | No, it does not comply with jurisdictions having 10ng/J NOx Regulations | [6 empty] | 234 | 34.875 | 22.875 | 88.5 | 243 | 630 | 22 | 59.1875 | 31 |  |  |  | 54 |  |  | 11 | 0.75 | 15.75 | 52.25 | 13 | 52.25 | [8 empty] | 1 | 72 | 68 | ANSI Z21.10.1-2019/CSA 4.1-2019 | Yes | No | Yes | No | Not Applicable | 238-51023-00 |  |  |  | 238-45684-00 | 10181 | RES GAS DV
RG2DV50H6N-FLX-457 | RG2DV50H-F | Bradford White | 671632860333 | Active | The -457 indicates that this SKU was designed and certified for Installation in Canada. | [9 empty] | No | Not Applicable | Not Applicable | Residential Water Heating | Water Heating.Gas | 6 | 6 |  |  |  | 238-51005-00 |  |  |  | 238-39699-00 | [6 empty] | Gas | Natural Gas |  |  |  | Indoor |  | Floor Mounted |  | No | Not Applicable | 150 | Category I | 4 |  | 0.5 | 0.75 | No | [7 empty] | 50000 BTU/Hr |  |  |  | 48 |  | Not Applicable | On/Off | No, it does not comply with jurisdictions having 10ng/J NOx Regulations | [6 empty] | 234 | 34.875 | 22.875 | 88.5 | 243 | 630 | 22 | 59.1875 | 31 |  |  |  | 54 |  |  | 11 | 0.75 | 15.75 | 52.25 | 13 | 52.25 | [8 empty] | 1 | 72 | 68 | ANSI Z21.10.1-2019/CSA 4.1-2019 | Yes | No | Yes | No | Not Applicable | 238-51023-00 |  |  |  | 238-45684-00 | 10181 | RES GAS DV
RG2DV50H6N-FLX-475 | RG2DV50H-F | Bradford White | 671632820474 | Active | The ""-475"" indicates that this SKU was designed to operate in Altitudes between 2,001 feet and 7,000 feet. | [9 empty] | No | Not Applicable | Not Applicable | Residential Water Heating | Water Heating.Gas | 6 | 6 |  |  |  | 238-51005-00 |  |  |  | 238-39699-00 | [6 empty] | Gas | Natural Gas |  |  |  | Indoor |  | Floor Mounted |  | No | Not Applicable | 150 | Category I | 4 |  | 0.5 | 0.75 | No | [7 empty] | 50000 BTU/Hr |  | 96 | 0.64 | 48 | 46 | Not Applicable | On/Off | No, it does not comply with jurisdictions having 10ng/J NOx Regulations | [6 empty] | 234 | 34.875 | 22.875 | 88.5 | 243 | 613 | 22 | 59.1875 | 31 |  |  |  | 54 |  |  | 11 | 0.75 | 15.75 | 52.25 | 13 | 52.25 | [8 empty] | 1 | 72 | 68 | ANSI Z21.10.1-2019/CSA 4.1-2019 | Yes | Yes | Yes | No | Not Applicable | [5 empty] | 10181 | RES GAS DV | 200094476
RG2DV50H6N-OLY | RG2DV50H-O | Bradford White | 671632792115 | Active | [10 empty] | No | Not Applicable | Not Applicable | Residential Water Heating | Water Heating.Gas | 6 | 6 |  |  |  | 238-51005-00 |  |  |  | 238-39699-00 | [6 empty] | Gas | Natural Gas |  |  |  | Indoor |  | Floor Mounted |  | No | Not Applicable | 150 | Category I | 4 |  | 0.5 | 0.75 | No | [7 empty] | 50000 BTU/Hr |  | 96 | 0.64 | 48 | 46 | Not Applicable | On/Off | No, it does not comply with jurisdictions having 10ng/J NOx Regulations | [6 empty] | 234 | 34.875 | 22.875 | 68.5 | 243 | 613 | 22 | 59.1875 | 31 |  |  |  | 54 |  |  | 11 | 0.75 | 15.75 | 52.25 | 13 | 52.25 | [8 empty] | 1 | 72 | 68 | ANSI Z21.10.1-2019/CSA 4.1-2019 | Yes | Yes | Yes | No | Not Applicable | [5 empty] | 10181 | RES GAS DV | 200094476
RG2DV50H6N-OLY-264 | RG2DV50H-O | Bradford White | 671632336562 | Active | The ""-264"" indicates that this SKU comes with an Aluminum Anode Rod. | [9 empty] | No | Not Applicable | Not Applicable | Residential Water Heating | Water Heating.Gas | 6 | 6 |  |  |  | 238-51005-00 |  |  |  | 238-39699-00 | [6 empty] | Gas | Natural Gas |  |  |  | Indoor |  | Floor Mounted |  | No | Not Applicable | 150 | Category I | 4 |  | 0.5 | 0.75 | No | [7 empty] | 50000 BTU/Hr |  | 96 | 0.64 | 48 | 46 | Not Applicable | On/Off | No, it does not comply with jurisdictions having 10ng/J NOx Regulations | [6 empty] | 234 | 34.875 | 22.875 | 68.5 | 243 | 613 | 22 | 59.1875 | 31 |  |  |  | 54 |  |  | 11 | 0.75 | 15.75 | 52.25 | 13 | 52.25 | [8 empty] | 1 | 72 | 68 | ANSI Z21.10.1-2019/CSA 4.1-2019 | Yes | Yes | Yes | No | Not Applicable | [5 empty] | 10181 | RES GAS DV | 200094476
RG2DV50H6N-OLY-264-500 | RG2DV50H-O | Bradford White | 671632842315 | Active | The ""-264"" indicates that this SKU comes with an Aluminum Anode Rod. | The ""-500"" indicates that this SKU comes with White Rodgers Mechanical Control. | [8 empty] | No | Not Applicable | Not Applicable | Residential Water Heating | Water Heating.Gas | 6 | 6 |  |  |  | 238-51005-00 |  |  |  | 238-39699-00 | [6 empty] | Gas | Natural Gas |  |  |  | Indoor |  | Floor Mounted |  | No | Not Applicable | 150 | Category I | 4 |  | 0.5 | 0.75 | No | [7 empty] | 50000 BTU/Hr |  | 96 | 0.64 | 48 | 46 | Not Applicable | On/Off | No, it does not comply with jurisdictions having 10ng/J NOx Regulations | [6 empty] | 234 | 34.875 | 22.875 | 68.5 | 243 | 613 | 22 | 59.1875 | 31 |  |  |  | 54 |  |  | 11 | 0.75 | 15.75 | 52.25 | 13 | 52.25 | [8 empty] | 1 | 72 | 68 | ANSI Z21.10.1-2019/CSA 4.1-2019 | Yes | Yes | Yes | No | Not Applicable | [5 empty] | 10181 | RES GAS DV | 200094476
RG2DV50H6N-OLY-264-600 | RG2DV50H-O | Bradford White | 671632571161 | Active | The ""-264"" indicates that this SKU comes with an Aluminum Anode Rod. | The ""-600"" indicates that this SKU comes with an SIT ICON System® gas control. | [8 empty] | No | Not Applicable | Not Applicable | Residential Water Heating | Water Heating.Gas | 6 | 6 |  |  |  | 238-51005-00 |  |  |  | 238-39699-00 | [6 empty] | Gas | Natural Gas |  |  |  | Indoor |  | Floor Mounted |  | No | Not Applicable | 150 | Category I | 4 |  | 0.5 | 0.75 | No | [7 empty] | 50000 BTU/Hr |  | 96 | 0.64 | 48 | 46 | Not Applicable | On/Off | No, it does not comply with jurisdictions having 10ng/J NOx Regulations | [6 empty] | 234 | 34.875 | 22.875 | 68.5 | 243 | 613 | 22 | 59.1875 | 31 |  |  |  | 54 |  |  | 11 | 0.75 | 15.75 | 52.25 | 13 | 52.25 | [8 empty] | 1 | 72 | 68 | ANSI Z21.10.1-2019/CSA 4.1-2019 | Yes | Yes | Yes | No | Not Applicable | [5 empty] | 10181 | RES GAS DV | 200094476
RG2DV50H6N-OLY-457 | RG2DV50H-O | Bradford White | 671632860340 | Active | The -457 indicates that this SKU was designed and certified for Installation in Canada. | [9 empty] | No | Not Applicable | Not Applicable | Residential Water Heating | Water Heating.Gas | 6 | 6 |  |  |  | 238-51005-00 |  |  |  | 238-39699-00 | [6 empty] | Gas | Natural Gas |  |  |  | Indoor |  | Floor Mounted |  | No | Not Applicable | 150 | Category I | 4 |  | 0.5 | 0.75 | No | [7 empty] | 50000 BTU/Hr |  |  |  | 48 |  | Not Applicable | On/Off | No, it does not comply with jurisdictions having 10ng/J NOx Regulations | [6 empty] | 234 | 34.875 | 22.875 | 68.5 | 243 | 630 | 22 | 59.1875 | 31 |  |  |  | 54 |  |  | 11 | 0.75 | 15.75 | 52.25 | 13 | 52.25 | [8 empty] | 1 | 72 | 68 | ANSI Z21.10.1-2019/CSA 4.1-2019 | Yes | No | Yes | No | Not Applicable | 238-51023-00 |  |  |  | 238-45684-00 | 10181 | RES GAS DV
RG2DV50H6N-OLY-475 | RG2DV50H-O | Bradford White | 671632843534 | Active | The ""-475"" indicates that this SKU was designed to operate in Altitudes between 2,001 feet and 7,000 feet. | [9 empty] | No | Not Applicable | Not Applicable | Residential Water Heating | Water Heating.Gas | 6 | 6 |  |  |  | 238-51005-00 |  |  |  | 238-39699-00 | [6 empty] | Gas | Natural Gas |  |  |  | Indoor |  | Floor Mounted |  | No | Not Applicable | 150 | Category I | 4 |  | 0.5 | 0.75 | No | [7 empty] | 50000 BTU/Hr |  | 96 | 0.64 | 48 | 46 | Not Applicable | On/Off | No, it does not comply with jurisdictions having 10ng/J NOx Regulations | [6 empty] | 234 | 34.875 | 22.875 | 68.5 | 243 | 613 | 22 | 59.1875 | 31 |  |  |  | 54 |  |  | 11 | 0.75 | 15.75 | 52.25 | 13 | 52.25 | [8 empty] | 1 | 72 | 68 | ANSI Z21.10.1-2019/CSA 4.1-2019 | Yes | Yes | Yes | No | Not Applicable | [5 empty] | 10181 | RES GAS DV | 200094476
RG2DV50H6N-OLY-500 | RG2DV50H-O | Bradford White | 671632826544 | Active | The ""-500"" indicates that this SKU comes with White Rodgers Mechanical Control. | [9 empty] | No | Not Applicable | Not Applicable | Residential Water Heating | Water Heating.Gas | 6 | 6 |  |  |  | 238-51005-00 |  |  |  | 238-39699-00 | [6 empty] | Gas | Natural Gas |  |  |  | Indoor |  | Floor Mounted |  | No | Not Applicable | 150 | Category I | 4 |  | 0.5 | 0.75 | No | [7 empty] | 50000 BTU/Hr |  | 96 | 0.64 | 48 | 46 | Not Applicable | On/Off | No, it does not comply with jurisdictions having 10ng/J NOx Regulations | [6 empty] | 234 | 34.875 | 22.875 | 68.5 | 243 | 613 | 22 | 59.1875 | 31 |  |  |  | 54 |  |  | 11 | 0.75 | 15.75 | 52.25 | 13 | 52.25 | [8 empty] | 1 | 72 | 68 | ANSI Z21.10.1-2019/CSA 4.1-2019 | Yes | Yes | Yes | No | Not Applicable | [5 empty] | 10181 | RES GAS DV | 200094476
RG2DV50H6N-OLY-600 | RG2DV50H-O | Bradford White | 671632571178 | Active | The ""-600"" indicates that this SKU comes with an SIT ICON System® gas control. | [9 empty] | No | Not Applicable | Not Applicable | Residential Water Heating | Water Heating.Gas | 6 | 6 |  |  |  | 238-51005-00 |  |  |  | 238-39699-00 | [6 empty] | Gas | Natural Gas |  |  |  | Indoor |  | Floor Mounted |  | No | Not Applicable | 150 | Category I | 4 |  | 0.5 | 0.75 | No | [7 empty] | 50000 BTU/Hr |  | 96 | 0.64 | 48 | 46 | Not Applicable | On/Off | No, it does not comply with jurisdictions having 10ng/J NOx Regulations | [6 empty] | 234 | 34.875 | 22.875 | 68.5 | 243 | 613 | 22 | 59.1875 | 31 |  |  |  | 54 |  |  | 11 | 0.75 | 15.75 | 52.25 | 13 | 52.25 | [8 empty] | 1 | 72 | 68 | ANSI Z21.10.1-2019/CSA 4.1-2019 | Yes | Yes | Yes | No | Not Applicable | [5 empty] | 10181 | RES GAS DV | 200094476
RG2DV50H6N-SLD | RG2DV50H-S | Bradford White | 671632801213 | Active | [10 empty] | No | Not Applicable | Not Applicable | Residential Water Heating | Water Heating.Gas | 6 | 6 |  |  |  | 238-51005-00 |  |  |  | 238-39699-00 | [6 empty] | Gas | Natural Gas |  |  |  | Indoor |  | Floor Mounted |  | No | Not Applicable | 150 | Category I | 4 |  | 0.5 | 0.75 | No | [7 empty] | 50000 BTU/Hr |  | 96 | 0.64 | 48 | 46 | Not Applicable | On/Off | No, it does not comply with jurisdictions having 10ng/J NOx Regulations | [6 empty] | 234 | 34.875 | 22.875 | 88.5 | 243 | 613 | 22 | 59.1875 | 31 |  |  |  | 54 |  |  | 11 | 0.75 | 15.75 | 52.25 | 13 | 52.25 | [8 empty] | 1 | 72 | 68 | ANSI Z21.10.1-2019/CSA 4.1-2019 | Yes | Yes | Yes | No | Not Applicable | [5 empty] | 10181 | RES GAS DV | 200094476
RG2DV50H6N-SLD-475 | RG2DV50H-S | Bradford White | 671632821396 | Active | The ""-475"" indicates that this SKU was designed to operate in Altitudes between 2,001 feet and 7,000 feet. | [9 empty] | No | Not Applicable | Not Applicable | Residential Water Heating | Water Heating.Gas | 6 | 6 |  |  |  | 238-51005-00 |  |  |  | 238-39699-00 | [6 empty] | Gas | Natural Gas |  |  |  | Indoor |  | Floor Mounted |  | No | Not Applicable | 150 | Category I | 4 |  | 0.5 | 0.75 | No | [7 empty] | 50000 BTU/Hr |  | 96 | 0.64 | 48 | 46 | Not Applicable | On/Off | No, it does not comply with jurisdictions having 10ng/J NOx Regulations | [6 empty] | 234 | 34.875 | 22.875 | 88.5 | 243 | 613 | 22 | 59.1875 | 31 |  |  |  | 54 |  |  | 11 | 0.75 | 15.75 | 52.25 | 13 | 52.25 | [8 empty] | 1 | 72 | 68 | ANSI Z21.10.1-2019/CSA 4.1-2019 | Yes | Yes | Yes | No | Not Applicable | [5 empty] | 10181 | RES GAS DV | 200094476
RG2DV50H6X-FLX | RG2DV50H-F | Bradford White | 671632801299 | Active | [10 empty] | No | Not Applicable | Not Applicable | Residential Water Heating | Water Heating.Gas | 6 | 6 |  |  |  | 238-51005-00 |  |  |  | 238-39699-00 | [6 empty] | Gas | Liquid Propane |  |  |  | Indoor |  | Floor Mounted |  | No | Not Applicable | 150 | Category I | 4 |  | 0.5 | 0.75 | No | [7 empty] | 48000 BTU/Hr |  | 96 | 0.64 | 48 | 46 | Not Applicable | On/Off | Not Applicable | [6 empty] | 234 | 34.875 | 22.875 | 88.5 | 243 | 613 | 22 | 59.1875 | 31 |  |  |  | 54 |  |  | 11 | 0.75 | 15.75 | 52.25 | 13 | 52.25 | [8 empty] | 1 | 72 | 68 | ANSI Z21.10.1-2019/CSA 4.1-2019 | Yes | Yes | Yes | No | Not Applicable | [5 empty] | 10181 | RES GAS DV | 200094478
RG2DV50H6X-FLX-457 | RG2DV50H-F | Bradford White | 671632860357 | Active | The -457 indicates that this SKU was designed and certified for Installation in Canada. | [9 empty] | No | Not Applicable | Not Applicable | Residential Water Heating | Water Heating.Gas | 6 | 6 |  |  |  | 238-51005-00 |  |  |  | 238-39699-00 | [6 empty] | Gas | Liquid Propane |  |  |  | Indoor |  | Floor Mounted |  | No | Not Applicable | 150 | Category I | 4 |  | 0.5 | 0.75 | No | [7 empty] | 48000 BTU/Hr |  |  |  | 48 |  | Not Applicable | On/Off | Not Applicable | [6 empty] | 234 | 34.875 | 22.875 | 88.5 | 243 | 630 | 22 | 59.1875 | 31 |  |  |  | 54 |  |  | 11 | 0.75 | 15.75 | 52.25 | 13 | 52.25 | [8 empty] | 1 | 72 | 68 | ANSI Z21.10.1-2019/CSA 4.1-2019 | Yes | No | Yes | No | Not Applicable | 238-51023-00 |  |  |  | 238-45684-00 | 10181 | RES GAS DV
RG2DV50H6X-FLX-475 | RG2DV50H-F | Bradford White | 671632820368 | Active | The ""-475"" indicates that this SKU was designed to operate in Altitudes between 2,001 feet and 7,000 feet. | [9 empty] | No | Not Applicable | Not Applicable | Residential Water Heating | Water Heating.Gas | 6 | 6 |  |  |  | 238-51005-00 |  |  |  | 238-39699-00 | [6 empty] | Gas | Liquid Propane |  |  |  | Indoor |  | Floor Mounted |  | No | Not Applicable | 150 | Category I | 4 |  | 0.5 | 0.75 | No | [7 empty] | 48000 BTU/Hr |  | 96 | 0.64 | 48 | 46 | Not Applicable | On/Off | Not Applicable | [6 empty] | 234 | 34.875 | 22.875 | 88.5 | 243 | 613 | 22 | 59.1875 | 31 |  |  |  | 54 |  |  | 11 | 0.75 | 15.75 | 52.25 | 13 | 52.25 | [8 empty] | 1 | 72 | 68 | ANSI Z21.10.1-2019/CSA 4.1-2019 | Yes | Yes | Yes | No | Not Applicable | [5 empty] | 10181 | RES GAS DV | 200094478
RG2DV50H6X-OLY | RG2DV50H-O | Bradford White | 671632796601 | Active | [10 empty] | No | Not Applicable | Not Applicable | Residential Water Heating | Water Heating.Gas | 6 | 6 |  |  |  | 238-51005-00 |  |  |  | 238-39699-00 | [6 empty] | Gas | Liquid Propane |  |  |  | Indoor |  | Floor Mounted |  | No | Not Applicable | 150 | Category I | 4 |  | 0.5 | 0.75 | No | [7 empty] | 48000 BTU/Hr |  | 96 | 0.64 | 48 | 46 | Not Applicable | On/Off | Not Applicable | [6 empty] | 234 | 34.875 | 22.875 | 68.5 | 243 | 613 | 22 | 59.1875 | 31 |  |  |  | 54 |  |  | 11 | 0.75 | 15.75 | 52.25 | 13 | 52.25 | [8 empty] | 1 | 72 | 68 | ANSI Z21.10.1-2019/CSA 4.1-2019 | Yes | Yes | Yes | No | Not Applicable | [5 empty] | 10181 | RES GAS DV | 200094478
RG2DV50H6X-OLY-264-500 | RG2DV50H-O | Bradford White | 671632842346 | Active | The ""-264"" indicates that this SKU comes with an Aluminum Anode Rod. | The ""-500"" indicates that this SKU comes with White Rodgers Mechanical Control. | [8 empty] | No | Not Applicable | Not Applicable | Residential Water Heating | Water Heating.Gas | 6 | 6 |  |  |  | 238-51005-00 |  |  |  | 238-39699-00 | [6 empty] | Gas | Liquid Propane |  |  |  | Indoor |  | Floor Mounted |  | No | Not Applicable | 150 | Category I | 4 |  | 0.5 | 0.75 | No | [7 empty] | 48000 BTU/Hr |  | 96 | 0.64 | 48 | 46 | Not Applicable | On/Off | Not Applicable | [6 empty] | 234 | 34.875 | 22.875 | 68.5 | 243 | 613 | 22 | 59.1875 | 31 |  |  |  | 54 |  |  | 11 | 0.75 | 15.75 | 52.25 | 13 | 52.25 | [8 empty] | 1 | 72 | 68 | ANSI Z21.10.1-2019/CSA 4.1-2019 | Yes | Yes | Yes | No | Not Applicable | [5 empty] | 10181 | RES GAS DV | 200094478
RG2DV50H6X-OLY-264-600 | RG2DV50H-O | Bradford White | 671632571208 | Active | The ""-264"" indicates that this SKU comes with an Aluminum Anode Rod. | The ""-600"" indicates that this SKU comes with an SIT ICON System® gas control. | [8 empty] | No | Not Applicable | Not Applicable | Residential Water Heating | Water Heating.Gas | 6 | 6 |  |  |  | 238-51005-00 |  |  |  | 238-39699-00 | [6 empty] | Gas | Liquid Propane |  |  |  | Indoor |  | Floor Mounted |  | No | Not Applicable | 150 | Category I | 4 |  | 0.5 | 0.75 | No | [7 empty] | 48000 BTU/Hr |  | 96 | 0.64 | 48 | 46 | Not Applicable | On/Off | Not Applicable | [6 empty] | 234 | 34.875 | 22.875 | 68.5 | 243 | 613 | 22 | 59.1875 | 31 |  |  |  | 54 |  |  | 11 | 0.75 | 15.75 | 52.25 | 13 | 52.25 | [8 empty] | 1 | 72 | 68 | ANSI Z21.10.1-2019/CSA 4.1-2019 | Yes | Yes | Yes | No | Not Applicable | [5 empty] | 10181 | RES GAS DV | 200094478
RG2DV50H6X-OLY-457 | RG2DV50H-O | Bradford White | 671632860364 | Active | The -457 indicates that this SKU was designed and certified for Installation in Canada. | [9 empty] | No | Not Applicable | Not Applicable | Residential Water Heating | Water Heating.Gas | 6 | 6 |  |  |  | 238-51005-00 |  |  |  | 238-39699-00 | [6 empty] | Gas | Liquid Propane |  |  |  | Indoor |  | Floor Mounted |  | No | Not Applicable | 150 | Category I | 4 |  | 0.5 | 0.75 | No | [7 empty] | 48000 BTU/Hr |  |  |  | 48 |  | Not Applicable | On/Off | Not Applicable | [6 empty] | 234 | 34.875 | 22.875 | 68.5 | 243 | 630 | 22 | 59.1875 | 31 |  |  |  | 54 |  |  | 11 | 0.75 | 15.75 | 52.25 | 13 | 52.25 | [8 empty] | 1 | 72 | 68 | ANSI Z21.10.1-2019/CSA 4.1-2019 | Yes | No | Yes | No | Not Applicable | 238-51023-00 |  |  |  | 238-45684-00 | 10181 | RES GAS DV