RG2DV50H6X-OLY-475 | RG2DV50H-O | Bradford White | 671632851683 | Active | The ""-475"" indicates that this SKU was designed to operate in Altitudes between 2,001 feet and 7,000 feet. | [9 empty] | No | Not Applicable | Not Applicable | Residential Water Heating | Water Heating.Gas | 6 | 6 |  |  |  | 238-51005-00 |  |  |  | 238-39699-00 | [6 empty] | Gas | Liquid Propane |  |  |  | Indoor |  | Floor Mounted |  | No | Not Applicable | 150 | Category I | 4 |  | 0.5 | 0.75 | No | [7 empty] | 48000 BTU/Hr |  | 96 | 0.64 | 48 | 46 | Not Applicable | On/Off | Not Applicable | [6 empty] | 234 | 34.875 | 22.875 | 68.5 | 243 | 613 | 22 | 59.1875 | 31 |  |  |  | 54 |  |  | 11 | 0.75 | 15.75 | 52.25 | 13 | 52.25 | [8 empty] | 1 | 72 | 68 | ANSI Z21.10.1-2019/CSA 4.1-2019 | Yes | Yes | Yes | No | Not Applicable | [5 empty] | 10181 | RES GAS DV | 200094478
RG2DV50H6X-SLD | RG2DV50H-S | Bradford White | 671632801282 | Active | [10 empty] | No | Not Applicable | Not Applicable | Residential Water Heating | Water Heating.Gas | 6 | 6 |  |  |  | 238-51005-00 |  |  |  | 238-39699-00 | [6 empty] | Gas | Liquid Propane |  |  |  | Indoor |  | Floor Mounted |  | No | Not Applicable | 150 | Category I | 4 |  | 0.5 | 0.75 | No | [7 empty] | 48000 BTU/Hr |  | 96 | 0.64 | 48 | 46 | Not Applicable | On/Off | Not Applicable | [6 empty] | 234 | 34.875 | 22.875 | 88.5 | 243 | 613 | 22 | 59.1875 | 31 |  |  |  | 54 |  |  | 11 | 0.75 | 15.75 | 52.25 | 13 | 52.25 | [8 empty] | 1 | 72 | 68 | ANSI Z21.10.1-2019/CSA 4.1-2019 | Yes | Yes | Yes | No | Not Applicable | [5 empty] | 10181 | RES GAS DV | 200094478
RG2DV50H6X-SLD-264 | RG2DV50H-S | Bradford White | 671632999323 | Active | The ""-264"" indicates that this SKU comes with an Aluminum Anode Rod. | [9 empty] | No | Not Applicable | Not Applicable | Residential Water Heating | Water Heating.Gas | 6 | 6 |  |  |  | 238-51005-00 |  |  |  | 238-39699-00 | [6 empty] | Gas | Liquid Propane |  |  |  | Indoor |  | Floor Mounted |  | No | Not Applicable | 150 | Category I | 4 |  | 0.5 | 0.75 | No | [7 empty] | 48000 BTU/Hr |  | 96 | 0.64 | 48 | 46 | Not Applicable | On/Off | Not Applicable | [6 empty] | 234 | 34.875 | 22.875 | 88.5 | 243 | 613 | 22 | 59.1875 | 31 |  |  |  | 54 |  |  | 11 | 0.75 | 15.75 | 52.25 | 13 | 52.25 | [8 empty] | 1 | 72 | 68 | ANSI Z21.10.1-2019/CSA 4.1-2019 | Yes | Yes | Yes | No | Not Applicable | [5 empty] | 10181 | RES GAS DV | 200094478
RG2DV50H8N-FLX-220 | RG2DV50H-F | Bradford White | 671632823192 | Active | The ""-220"" indicates that this SKU was designed to operate in Altitudes ranging from 0 to 4,500 feet (0-1370 meters), and are certified for Installation in Canada. | [9 empty] | No | Not Applicable | Not Applicable | Residential Water Heating | Water Heating.Gas | 8 | 6 |  |  |  | 238-51005-00 |  |  |  | 238-39699-00 | [6 empty] | Gas | Natural Gas |  |  |  | Indoor |  | Floor Mounted |  | No | Not Applicable | 150 | Category I | 4 |  | 0.5 | 0.75 | No | [7 empty] | 45000 BTU/Hr |  |  |  | 48 |  | Not Applicable | On/Off | No, it does not comply with jurisdictions having 10ng/J NOx Regulations | [6 empty] | 234 | 34.875 | 22.875 | 88.5 | 243 | 630 | 22 | 59.1875 | 31 |  |  |  | 54 |  |  | 11 | 0.75 | 15.75 | 52.25 | 13 | 52.25 | [8 empty] | 1 | 72 | 68 | ANSI Z21.10.1-2019/CSA 4.1-2019 | Yes | No | Yes | No | Not Applicable | 238-51023-00 |  |  |  | 238-45684-00 | 10181 | RES GAS DV
RG2DV50H8N-FLX-457 | RG2DV50H-F | Bradford White | 671632821822 | Active | The -457 indicates that this SKU was designed and certified for Installation in Canada. | [9 empty] | No | Not Applicable | Not Applicable | Residential Water Heating | Water Heating.Gas | 8 | 6 |  |  |  | 238-51005-00 |  |  |  | 238-39699-00 | [6 empty] | Gas | Natural Gas |  |  |  | Indoor |  | Floor Mounted |  | No | Not Applicable | 150 | Category I | 4 |  | 0.5 | 0.75 | No | [7 empty] | 50000 BTU/Hr |  |  |  | 48 |  | Not Applicable | On/Off | No, it does not comply with jurisdictions having 10ng/J NOx Regulations | [6 empty] | 234 | 34.875 | 22.875 | 88.5 | 243 | 630 | 22 | 59.1875 | 31 |  |  |  | 54 |  |  | 11 | 0.75 | 15.75 | 52.25 | 13 | 52.25 | [8 empty] | 1 | 72 | 68 | ANSI Z21.10.1-2019/CSA 4.1-2019 | Yes | No | Yes | No | Not Applicable | 238-51023-00 |  |  |  | 238-45684-00 | 10181 | RES GAS DV
RG2DV50H8N-OLY-220 | RG2DV50H-O | Bradford White | 671632823208 | Active | The ""-220"" indicates that this SKU was designed to operate in Altitudes ranging from 0 to 4,500 feet (0-1370 meters), and are certified for Installation in Canada. | [9 empty] | No | Not Applicable | Not Applicable | Residential Water Heating | Water Heating.Gas | 8 | 6 |  |  |  | 238-51005-00 |  |  |  | 238-39699-00 | [6 empty] | Gas | Natural Gas |  |  |  | Indoor |  | Floor Mounted |  | No | Not Applicable | 150 | Category I | 4 |  | 0.5 | 0.75 | No | [7 empty] | 45000 BTU/Hr |  |  |  | 48 |  | Not Applicable | On/Off | No, it does not comply with jurisdictions having 10ng/J NOx Regulations | [6 empty] | 234 | 34.875 | 22.875 | 68.5 | 243 | 630 | 22 | 59.1875 | 31 |  |  |  | 54 |  |  | 11 | 0.75 | 15.75 | 52.25 | 13 | 52.25 | [8 empty] | 1 | 72 | 68 | ANSI Z21.10.1-2019/CSA 4.1-2019 | Yes | No | Yes | No | Not Applicable | 238-51023-00 |  |  |  | 238-45684-00 | 10181 | RES GAS DV
RG2DV50H8N-OLY-457 | RG2DV50H-O | Bradford White | 671632805266 | Active | The -457 indicates that this SKU was designed and certified for Installation in Canada. | [9 empty] | No | Not Applicable | Not Applicable | Residential Water Heating | Water Heating.Gas | 8 | 6 |  |  |  | 238-51005-00 |  |  |  | 238-39699-00 | [6 empty] | Gas | Natural Gas |  |  |  | Indoor |  | Floor Mounted |  | No | Not Applicable | 150 | Category I | 4 |  | 0.5 | 0.75 | No | [7 empty] | 50000 BTU/Hr |  |  |  | 48 |  | Not Applicable | On/Off | No, it does not comply with jurisdictions having 10ng/J NOx Regulations | [6 empty] | 234 | 34.875 | 22.875 | 68.5 | 243 | 630 | 22 | 59.1875 | 31 |  |  |  | 54 |  |  | 11 | 0.75 | 15.75 | 52.25 | 13 | 52.25 | [8 empty] | 1 | 72 | 68 | ANSI Z21.10.1-2019/CSA 4.1-2019 | Yes | No | Yes | No | Not Applicable | 238-51023-00 |  |  |  | 238-45684-00 | 10181 | RES GAS DV
RG2DV50H8X-FLX-220 | RG2DV50H-F | Bradford White | 671632823215 | Active | The ""-220"" indicates that this SKU was designed to operate in Altitudes ranging from 0 to 4,500 feet (0-1370 meters), and are certified for Installation in Canada. | [9 empty] | No | Not Applicable | Not Applicable | Residential Water Heating | Water Heating.Gas | 8 | 6 |  |  |  | 238-51005-00 |  |  |  | 238-39699-00 | [6 empty] | Gas | Liquid Propane |  |  |  | Indoor |  | Floor Mounted |  | No | Not Applicable | 150 | Category I | 4 |  | 0.5 | 0.75 | No | [7 empty] | 43200 BTU/Hr |  |  |  | 48 |  | Not Applicable | On/Off | Not Applicable | [6 empty] | 234 | 34.875 | 22.875 | 88.5 | 243 | 630 | 22 | 59.1875 | 31 |  |  |  | 54 |  |  | 11 | 0.75 | 15.75 | 52.25 | 13 | 52.25 | [8 empty] | 1 | 72 | 68 | ANSI Z21.10.1-2019/CSA 4.1-2019 | Yes | No | Yes | No | Not Applicable | 238-51023-00 |  |  |  | 238-45684-00 | 10181 | RES GAS DV
RG2DV50H8X-FLX-457 | RG2DV50H-F | Bradford White | 671632821839 | Active | The -457 indicates that this SKU was designed and certified for Installation in Canada. | [9 empty] | No | Not Applicable | Not Applicable | Residential Water Heating | Water Heating.Gas | 8 | 6 |  |  |  | 238-51005-00 |  |  |  | 238-39699-00 | [6 empty] | Gas | Liquid Propane |  |  |  | Indoor |  | Floor Mounted |  | No | Not Applicable | 150 | Category I | 4 |  | 0.5 | 0.75 | No | [7 empty] | 48000 BTU/Hr |  |  |  | 48 |  | Not Applicable | On/Off | Not Applicable | [6 empty] | 234 | 34.875 | 22.875 | 88.5 | 243 | 630 | 22 | 59.1875 | 31 |  |  |  | 54 |  |  | 11 | 0.75 | 15.75 | 52.25 | 13 | 52.25 | [8 empty] | 1 | 72 | 68 | ANSI Z21.10.1-2019/CSA 4.1-2019 | Yes | No | Yes | No | Not Applicable | 238-51023-00 |  |  |  | 238-45684-00 | 10181 | RES GAS DV
RG2DV50H8X-OLY-220 | RG2DV50H-O | Bradford White | 671632823321 | Active | The ""-220"" indicates that this SKU was designed to operate in Altitudes ranging from 0 to 4,500 feet (0-1370 meters), and are certified for Installation in Canada. | [9 empty] | No | Not Applicable | Not Applicable | Residential Water Heating | Water Heating.Gas | 8 | 6 |  |  |  | 238-51005-00 |  |  |  | 238-39699-00 | [6 empty] | Gas | Liquid Propane |  |  |  | Indoor |  | Floor Mounted |  | No | Not Applicable | 150 | Category I | 4 |  | 0.5 | 0.75 | No | [7 empty] | 43200 BTU/Hr |  |  |  | 48 |  | Not Applicable | On/Off | Not Applicable | [6 empty] | 234 | 34.875 | 22.875 | 68.5 | 243 | 630 | 22 | 59.1875 | 31 |  |  |  | 54 |  |  | 11 | 0.75 | 15.75 | 52.25 | 13 | 52.25 | [8 empty] | 1 | 72 | 68 | ANSI Z21.10.1-2019/CSA 4.1-2019 | Yes | No | Yes | No | Not Applicable | 238-51023-00 |  |  |  | 238-45684-00 | 10181 | RES GAS DV
RG2DV50H8X-OLY-457 | RG2DV50H-O | Bradford White | 671632806614 | Active | The -457 indicates that this SKU was designed and certified for Installation in Canada. | [9 empty] | No | Not Applicable | Not Applicable | Residential Water Heating | Water Heating.Gas | 8 | 6 |  |  |  | 238-51005-00 |  |  |  | 238-39699-00 | [6 empty] | Gas | Liquid Propane |  |  |  | Indoor |  | Floor Mounted |  | No | Not Applicable | 150 | Category I | 4 |  | 0.5 | 0.75 | No | [7 empty] | 48000 BTU/Hr |  |  |  | 48 |  | Not Applicable | On/Off | Not Applicable | [6 empty] | 234 | 34.875 | 22.875 | 68.5 | 243 | 630 | 22 | 59.1875 | 31 |  |  |  | 54 |  |  | 11 | 0.75 | 15.75 | 52.25 | 13 | 52.25 | [8 empty] | 1 | 72 | 68 | ANSI Z21.10.1-2019/CSA 4.1-2019 | Yes | No | Yes | No | Not Applicable | 238-51023-00 |  |  |  | 238-45684-00 | 10181 | RES GAS DV
RG2DV50S10N-FLX | RG2DV50S-F | Bradford White | 671632873753 | Active | [10 empty] | No | Not Applicable | Not Applicable | Residential Water Heating | Water Heating.Gas | 10 | 6 |  |  |  | 238-51005-00 |  |  |  | 238-39699-00 | [6 empty] | Gas | Natural Gas |  |  |  | Indoor |  | Floor Mounted |  | No | Not Applicable | 150 | Category I | 3 |  | 0.5 | 0.75 | No | [7 empty] | 42000 BTU/Hr |  | 77 | 0.64 | 50 | 47 | Not Applicable | On/Off | No, it does not comply with jurisdictions having 10ng/J NOx Regulations | [6 empty] | 212 | 34.875 | 22.875 | 87.25 | 220 | 599 | 22 | 59.1875 | 31 |  |  |  | 45 |  |  | 8 |  |  |  | 13 | 52.25 | [8 empty] | 1 | 72 | 68 | ANSI Z21.10.1-2019/CSA 4.1-2019 | Yes | Yes | Yes | No | Not Applicable | [5 empty] | 10181 | RES GAS DV | 200094470
RG2DV50S10N-OLY | RG2DV50S-O | Bradford White | 671632913497 | Active | [10 empty] | No | Not Applicable | Not Applicable | Residential Water Heating | Water Heating.Gas | 10 | 6 |  |  |  | 238-51005-00 |  |  |  | 238-39699-00 | [6 empty] | Gas | Natural Gas |  |  |  | Indoor |  | Floor Mounted |  | No | Not Applicable | 150 | Category I | 3 |  | 0.5 | 0.75 | No | [7 empty] | 42000 BTU/Hr |  | 77 | 0.64 | 50 | 47 | Not Applicable | On/Off | No, it does not comply with jurisdictions having 10ng/J NOx Regulations | [6 empty] | 212 | 34.875 | 22.875 | 67.25 | 220 | 599 | 22 | 59.1875 | 31 |  |  |  | 45 |  |  | 8 |  |  |  | 13 | 52.25 | [8 empty] | 1 | 72 | 68 | ANSI Z21.10.1-2019/CSA 4.1-2019 | Yes | Yes | Yes | No | Not Applicable | [5 empty] | 10181 | RES GAS DV | 200094470
RG2DV50S10X-FLX | RG2DV50S-F | Bradford White | 671632888672 | Active | [10 empty] | No | Not Applicable | Not Applicable | Residential Water Heating | Water Heating.Gas | 10 | 6 |  |  |  | 238-51005-00 |  |  |  | 238-39699-00 | [6 empty] | Gas | Liquid Propane |  |  |  | Indoor |  | Floor Mounted |  | No | Not Applicable | 150 | Category I | 3 |  | 0.5 | 0.75 | No | [7 empty] | 40000 BTU/Hr |  | 77 | 0.64 | 50 | 47 | Not Applicable | On/Off | Not Applicable | [6 empty] | 212 | 34.875 | 22.875 | 87.25 | 220 | 599 | 22 | 59.1875 | 31 |  |  |  | 45 |  |  | 8 |  |  |  | 13 | 52.25 | [8 empty] | 1 | 72 | 68 | ANSI Z21.10.1-2019/CSA 4.1-2019 | Yes | Yes | Yes | No | Not Applicable | [5 empty] | 10181 | RES GAS DV | 200094472
RG2DV50S10X-SLD-264 | RG2DV50S-S | Bradford White | 671632910830 | Active | The ""-264"" indicates that this SKU comes with an Aluminum Anode Rod. | [9 empty] | No | Not Applicable | Not Applicable | Residential Water Heating | Water Heating.Gas | 10 | 6 |  |  |  | 238-51005-00 |  |  |  | 238-39699-00 | [6 empty] | Gas | Liquid Propane |  |  |  | Indoor |  | Floor Mounted |  | No | Not Applicable | 150 | Category I | 3 |  | 0.5 | 0.75 | No | [7 empty] | 40000 BTU/Hr |  | 77 | 0.64 | 50 | 47 | Not Applicable | On/Off | Not Applicable | [6 empty] | 212 | 34.875 | 22.875 | 87.25 | 220 | 599 | 22 | 59.1875 | 31 |  |  |  | 45 |  |  | 8 |  |  |  | 13 | 52.25 | [8 empty] | 1 | 72 | 68 | ANSI Z21.10.1-2019/CSA 4.1-2019 | Yes | Yes | Yes | No | Not Applicable | [5 empty] | 10181 | RES GAS DV | 200094472
RG2DV50S6N-FLX | RG2DV50S-F | Bradford White | 671632801169 | Active | [10 empty] | No | Not Applicable | Not Applicable | Residential Water Heating | Water Heating.Gas | 6 | 6 |  |  |  | 238-51005-00 |  |  |  | 238-39699-00 | [6 empty] | Gas | Natural Gas |  |  |  | Indoor |  | Floor Mounted |  | No | Not Applicable | 150 | Category I | 3 |  | 0.5 | 0.75 | No | [7 empty] | 42000 BTU/Hr |  | 77 | 0.64 | 50 | 47 | Not Applicable | On/Off | No, it does not comply with jurisdictions having 10ng/J NOx Regulations | [6 empty] | 212 | 34.875 | 22.875 | 87.25 | 220 | 599 | 22 | 59.1875 | 31 |  |  |  | 45 |  |  | 8 |  |  |  | 13 | 52.25 | [8 empty] | 1 | 72 | 68 | ANSI Z21.10.1-2019/CSA 4.1-2019 | Yes | Yes | Yes | No | Not Applicable | [5 empty] | 10181 | RES GAS DV | 200094470
RG2DV50S6N-FLX-220 | RG2DV50S-F | Bradford White | 671632860425 | Active | The ""-220"" indicates that this SKU was designed to operate in Altitudes ranging from 0 to 4,500 feet (0-1370 meters), and are certified for Installation in Canada. | [9 empty] | No | Not Applicable | Not Applicable | Residential Water Heating | Water Heating.Gas | 6 | 6 |  |  |  | 238-51005-00 |  |  |  | 238-39699-00 | [6 empty] | Gas | Natural Gas |  |  |  | Indoor |  | Floor Mounted |  | No | Not Applicable | 150 | Category I | 3 |  | 0.5 | 0.75 | No | [7 empty] | 37800 BTU/Hr |  |  |  | 50 |  | Not Applicable | On/Off | No, it does not comply with jurisdictions having 10ng/J NOx Regulations | [6 empty] | 212 | 34.875 | 22.875 | 87.25 | 220 | 624 | 22 | 59.1875 | 31 |  |  |  | 45 |  |  | 8 |  |  |  | 13 | 52.25 | [8 empty] | 1 | 72 | 68 | ANSI Z21.10.1-2019/CSA 4.1-2019 | Yes | No | Yes | No | Not Applicable | 238-51023-00 |  |  |  | 238-45684-00 | 10181 | RES GAS DV
RG2DV50S6N-FLX-264 | RG2DV50S-F | Bradford White | 671632852451 | Active | The ""-264"" indicates that this SKU comes with an Aluminum Anode Rod. | [9 empty] | No | Not Applicable | Not Applicable | Residential Water Heating | Water Heating.Gas | 6 | 6 |  |  |  | 238-51005-00 |  |  |  | 238-39699-00 | [6 empty] | Gas | Natural Gas |  |  |  | Indoor |  | Floor Mounted |  | No | Not Applicable | 150 | Category I | 3 |  | 0.5 | 0.75 | No | [7 empty] | 42000 BTU/Hr |  | 77 | 0.64 | 50 | 47 | Not Applicable | On/Off | No, it does not comply with jurisdictions having 10ng/J NOx Regulations | [6 empty] | 212 | 34.875 | 22.875 | 87.25 | 220 | 599 | 22 | 59.1875 | 31 |  |  |  | 45 |  |  | 8 |  |  |  | 13 | 52.25 | [8 empty] | 1 | 72 | 68 | ANSI Z21.10.1-2019/CSA 4.1-2019 | Yes | Yes | Yes | No | Not Applicable | [5 empty] | 10181 | RES GAS DV | 200094470
RG2DV50S6N-FLX-264-500 | RG2DV50S-F | Bradford White | 671632854226 | Active | The ""-264"" indicates that this SKU comes with an Aluminum Anode Rod. | The ""-500"" indicates that this SKU comes with White Rodgers Mechanical Control. | [8 empty] | No | Not Applicable | Not Applicable | Residential Water Heating | Water Heating.Gas | 6 | 6 |  |  |  | 238-51005-00 |  |  |  | 238-39699-00 | [6 empty] | Gas | Natural Gas |  |  |  | Indoor |  | Floor Mounted |  | No | Not Applicable | 150 | Category I | 3 |  | 0.5 | 0.75 | No | [7 empty] | 42000 BTU/Hr |  | 77 | 0.64 | 50 | 47 | Not Applicable | On/Off | No, it does not comply with jurisdictions having 10ng/J NOx Regulations | [6 empty] | 212 | 34.875 | 22.875 | 87.25 | 220 | 599 | 22 | 59.1875 | 31 |  |  |  | 45 |  |  | 8 |  |  |  | 13 | 52.25 | [8 empty] | 1 | 72 | 68 | ANSI Z21.10.1-2019/CSA 4.1-2019 | Yes | Yes | Yes | No | Not Applicable | [5 empty] | 10181 | RES GAS DV | 200094470
RG2DV50S6N-FLX-264-600 | RG2DV50S-F | Bradford White | 671632571185 | Active | The ""-264"" indicates that this SKU comes with an Aluminum Anode Rod. | The ""-600"" indicates that this SKU comes with an SIT ICON System® gas control. | [8 empty] | No | Not Applicable | Not Applicable | Residential Water Heating | Water Heating.Gas | 6 | 6 |  |  |  | 238-51005-00 |  |  |  | 238-39699-00 | [6 empty] | Gas | Natural Gas |  |  |  | Indoor |  | Floor Mounted |  | No | Not Applicable | 150 | Category I | 3 |  | 0.5 | 0.75 | No | [7 empty] | 42000 BTU/Hr |  | 77 | 0.64 | 50 | 47 | Not Applicable | On/Off | No, it does not comply with jurisdictions having 10ng/J NOx Regulations | [6 empty] | 212 | 34.875 | 22.875 | 87.25 | 220 | 599 | 22 | 59.1875 | 31 |  |  |  | 45 |  |  | 8 |  |  |  | 13 | 52.25 | [8 empty] | 1 | 72 | 68 | ANSI Z21.10.1-2019/CSA 4.1-2019 | Yes | Yes | Yes | No | Not Applicable | [5 empty] | 10181 | RES GAS DV | 200094470
RG2DV50S6N-FLX-457 | RG2DV50S-F | Bradford White | 671632860395 | Active | The -457 indicates that this SKU was designed and certified for Installation in Canada. | [9 empty] | No | Not Applicable | Not Applicable | Residential Water Heating | Water Heating.Gas | 6 | 6 |  |  |  | 238-51005-00 |  |  |  | 238-39699-00 | [6 empty] | Gas | Natural Gas |  |  |  | Indoor |  | Floor Mounted |  | No | Not Applicable | 150 | Category I | 3 |  | 0.5 | 0.75 | No | [7 empty] | 42000 BTU/Hr |  |  |  | 50 |  | Not Applicable | On/Off | No, it does not comply with jurisdictions having 10ng/J NOx Regulations | [6 empty] | 212 | 34.875 | 22.875 | 87.25 | 220 | 624 | 22 | 59.1875 | 31 |  |  |  | 45 |  |  | 8 |  |  |  | 13 | 52.25 | [8 empty] | 1 | 72 | 68 | ANSI Z21.10.1-2019/CSA 4.1-2019 | Yes | No | Yes | No | Not Applicable | 238-51023-00 |  |  |  | 238-45684-00 | 10181 | RES GAS DV
RG2DV50S6N-FLX-475 | RG2DV50S-F | Bradford White | 671632808571 | Active | The ""-475"" indicates that this SKU was designed to operate in Altitudes between 2,001 feet and 7,000 feet. | [9 empty] | No | Not Applicable | Not Applicable | Residential Water Heating | Water Heating.Gas | 6 | 6 |  |  |  | 238-51005-00 |  |  |  | 238-39699-00 | [6 empty] | Gas | Natural Gas |  |  |  | Indoor |  | Floor Mounted |  | No | Not Applicable | 150 | Category I | 3 |  | 0.5 | 0.75 | No | [7 empty] | 42000 BTU/Hr |  | 77 | 0.64 | 50 | 47 | Not Applicable | On/Off | No, it does not comply with jurisdictions having 10ng/J NOx Regulations | [6 empty] | 212 | 34.875 | 22.875 | 87.25 | 220 | 599 | 22 | 59.1875 | 31 |  |  |  | 45 |  |  | 8 |  |  |  | 13 | 52.25 | [8 empty] | 1 | 72 | 68 | ANSI Z21.10.1-2019/CSA 4.1-2019 | Yes | Yes | Yes | No | Not Applicable | [5 empty] | 10181 | RES GAS DV | 200094470
RG2DV50S6N-FLX-475-264 | RG2DV50S-F | Bradford White | 671632816927 | Active | The ""-264"" indicates that this SKU comes with an Aluminum Anode Rod. | The ""-475"" indicates that this SKU was designed to operate in Altitudes between 2,001 feet and 7,000 feet. | [8 empty] | No | Not Applicable | Not Applicable | Residential Water Heating | Water Heating.Gas | 6 | 6 |  |  |  | 238-51005-00 |  |  |  | 238-39699-00 | [6 empty] | Gas | Natural Gas |  |  |  | Indoor |  | Floor Mounted |  | No | Not Applicable | 150 | Category I | 3 |  | 0.5 | 0.75 | No | [7 empty] | 42000 BTU/Hr |  | 77 | 0.64 | 50 | 47 | Not Applicable | On/Off | No, it does not comply with jurisdictions having 10ng/J NOx Regulations | [6 empty] | 212 | 34.875 | 22.875 | 87.25 | 220 | 599 | 22 | 59.1875 | 31 |  |  |  | 45 |  |  | 8 |  |  |  | 13 | 52.25 | [8 empty] | 1 | 72 | 68 | ANSI Z21.10.1-2019/CSA 4.1-2019 | Yes | Yes | Yes | No | Not Applicable | [5 empty] | 10181 | RES GAS DV | 200094470
RG2DV50S6N-FLX-500 | RG2DV50S-F | Bradford White | 671632128433 | Active | The ""-500"" indicates that this SKU comes with White Rodgers Mechanical Control. | [9 empty] | No | Not Applicable | Not Applicable | Residential Water Heating | Water Heating.Gas | 6 | 6 |  |  |  | 238-51005-00 |  |  |  | 238-39699-00 | [6 empty] | Gas | Natural Gas |  |  |  | Indoor |  | Floor Mounted |  | No | Not Applicable | 150 | Category I | 3 |  | 0.5 | 0.75 | No | [7 empty] | 42000 BTU/Hr |  | 77 | 0.64 | 50 | 47 | Not Applicable | On/Off | No, it does not comply with jurisdictions having 10ng/J NOx Regulations | [6 empty] | 212 | 34.875 | 22.875 | 87.25 | 220 | 599 | 22 | 59.1875 | 31 |  |  |  | 45 |  |  | 8 |  |  |  | 13 | 52.25 | [8 empty] | 1 | 72 | 68 | ANSI Z21.10.1-2019/CSA 4.1-2019 | Yes | Yes | Yes | No | Not Applicable | [5 empty] | 10181 | RES GAS DV | 200094470
RG2DV50S6N-FLX-600 | RG2DV50S-F | Bradford White | 671632571222 | Active | The ""-600"" indicates that this SKU comes with an SIT ICON System® gas control. | [9 empty] | No | Not Applicable | Not Applicable | Residential Water Heating | Water Heating.Gas | 6 | 6 |  |  |  | 238-51005-00 |  |  |  | 238-39699-00 | [6 empty] | Gas | Natural Gas |  |  |  | Indoor |  | Floor Mounted |  | No | Not Applicable | 150 | Category I | 3 |  | 0.5 | 0.75 | No | [7 empty] | 42000 BTU/Hr |  | 77 | 0.64 | 50 | 47 | Not Applicable | On/Off | No, it does not comply with jurisdictions having 10ng/J NOx Regulations | [6 empty] | 212 | 34.875 | 22.875 | 87.25 | 220 | 599 | 22 | 59.1875 | 31 |  |  |  | 45 |  |  | 8 |  |  |  | 13 | 52.25 | [8 empty] | 1 | 72 | 68 | ANSI Z21.10.1-2019/CSA 4.1-2019 | Yes | Yes | Yes | No | Not Applicable | [5 empty] | 10181 | RES GAS DV | 200094470
RG2DV50S6N-OLY | RG2DV50S-O | Bradford White | 671632793143 | Active | [10 empty] | No | Not Applicable | Not Applicable | Residential Water Heating | Water Heating.Gas | 6 | 6 |  |  |  | 238-51005-00 |  |  |  | 238-39699-00 | [6 empty] | Gas | Natural Gas |  |  |  | Indoor |  | Floor Mounted |  | No | Not Applicable | 150 | Category I | 3 |  | 0.5 | 0.75 | No | [7 empty] | 42000 BTU/Hr |  | 77 | 0.64 | 50 | 47 | Not Applicable | On/Off | No, it does not comply with jurisdictions having 10ng/J NOx Regulations | [6 empty] | 212 | 34.875 | 22.875 | 67.25 | 220 | 599 | 22 | 59.1875 | 31 |  |  |  | 45 |  |  | 8 |  |  |  | 13 | 52.25 | [8 empty] | 1 | 72 | 68 | ANSI Z21.10.1-2019/CSA 4.1-2019 | Yes | Yes | Yes | No | Not Applicable | [5 empty] | 10181 | RES GAS DV | 200094470
RG2DV50S6N-OLY-264 | RG2DV50S-O | Bradford White | 671632810574 | Active | The ""-264"" indicates that this SKU comes with an Aluminum Anode Rod. | [9 empty] | No | Not Applicable | Not Applicable | Residential Water Heating | Water Heating.Gas | 6 | 6 |  |  |  | 238-51005-00 |  |  |  | 238-39699-00 | [6 empty] | Gas | Natural Gas |  |  |  | Indoor |  | Floor Mounted |  | No | Not Applicable | 150 | Category I | 3 |  | 0.5 | 0.75 | No | [7 empty] | 42000 BTU/Hr |  | 77 | 0.64 | 50 | 47 | Not Applicable | On/Off | No, it does not comply with jurisdictions having 10ng/J NOx Regulations | [6 empty] | 212 | 34.875 | 22.875 | 67.25 | 220 | 599 | 22 | 59.1875 | 31 |  |  |  | 45 |  |  | 8 |  |  |  | 13 | 52.25 | [8 empty] | 1 | 72 | 68 | ANSI Z21.10.1-2019/CSA 4.1-2019 | Yes | Yes | Yes | No | Not Applicable | [5 empty] | 10181 | RES GAS DV | 200094470
RG2DV50S6N-OLY-264-500 | RG2DV50S-O | Bradford White | 671632842353 | Active | The ""-264"" indicates that this SKU comes with an Aluminum Anode Rod. | The ""-500"" indicates that this SKU comes with White Rodgers Mechanical Control. | [8 empty] | No | Not Applicable | Not Applicable | Residential Water Heating | Water Heating.Gas | 6 | 6 |  |  |  | 238-51005-00 |  |  |  | 238-39699-00 | [6 empty] | Gas | Natural Gas |  |  |  | Indoor |  | Floor Mounted |  | No | Not Applicable | 150 | Category I | 3 |  | 0.5 | 0.75 | No | [7 empty] | 42000 BTU/Hr |  | 77 | 0.64 | 50 | 47 | Not Applicable | On/Off | No, it does not comply with jurisdictions having 10ng/J NOx Regulations | [6 empty] | 212 | 34.875 | 22.875 | 67.25 | 220 | 599 | 22 | 59.1875 | 31 |  |  |  | 45 |  |  | 8 |  |  |  | 13 | 52.25 | [8 empty] | 1 | 72 | 68 | ANSI Z21.10.1-2019/CSA 4.1-2019 | Yes | Yes | Yes | No | Not Applicable | [5 empty] | 10181 | RES GAS DV | 200094470
RG2DV50S6N-OLY-264-600 | RG2DV50S-O | Bradford White | 671632571246 | Active | The ""-264"" indicates that this SKU comes with an Aluminum Anode Rod. | The ""-600"" indicates that this SKU comes with an SIT ICON System® gas control. | [8 empty] | No | Not Applicable | Not Applicable | Residential Water Heating | Water Heating.Gas | 6 | 6 |  |  |  | 238-51005-00 |  |  |  | 238-39699-00 | [6 empty] | Gas | Natural Gas |  |  |  | Indoor |  | Floor Mounted |  | No | Not Applicable | 150 | Category I | 3 |  | 0.5 | 0.75 | No | [7 empty] | 42000 BTU/Hr |  | 77 | 0.64 | 50 | 47 | Not Applicable | On/Off | No, it does not comply with jurisdictions having 10ng/J NOx Regulations | [6 empty] | 212 | 34.875 | 22.875 | 67.25 | 220 | 599 | 22 | 59.1875 | 31 |  |  |  | 45 |  |  | 8 |  |  |  | 13 | 52.25 | [8 empty] | 1 | 72 | 68 | ANSI Z21.10.1-2019/CSA 4.1-2019 | Yes | Yes | Yes | No | Not Applicable | [5 empty] | 10181 | RES GAS DV | 200094470
RG2DV50S6N-OLY-457 | RG2DV50S-O | Bradford White | 671632860401 | Active | The -457 indicates that this SKU was designed and certified for Installation in Canada. | [9 empty] | No | Not Applicable | Not Applicable | Residential Water Heating | Water Heating.Gas | 6 | 6 |  |  |  | 238-51005-00 |  |  |  | 238-39699-00 | [6 empty] | Gas | Natural Gas |  |  |  | Indoor |  | Floor Mounted |  | No | Not Applicable | 150 | Category I | 3 |  | 0.5 | 0.75 | No | [7 empty] | 42000 BTU/Hr |  |  |  | 50 |  | Not Applicable | On/Off | No, it does not comply with jurisdictions having 10ng/J NOx Regulations | [6 empty] | 212 | 34.875 | 22.875 | 67.25 | 220 | 624 | 22 | 59.1875 | 31 |  |  |  | 45 |  |  | 8 |  |  |  | 13 | 52.25 | [8 empty] | 1 | 72 | 68 | ANSI Z21.10.1-2019/CSA 4.1-2019 | Yes | No | Yes | No | Not Applicable | 238-51023-00 |  |  |  | 238-45684-00 | 10181 | RES GAS DV
RG2DV50S6N-OLY-475 | RG2DV50S-O | Bradford White | 671632808489 | Active | The ""-475"" indicates that this SKU was designed to operate in Altitudes between 2,001 feet and 7,000 feet. | [9 empty] | No | Not Applicable | Not Applicable | Residential Water Heating | Water Heating.Gas | 6 | 6 |  |  |  | 238-51005-00 |  |  |  | 238-39699-00 | [6 empty] | Gas | Natural Gas |  |  |  | Indoor |  | Floor Mounted |  | No | Not Applicable | 150 | Category I | 3 |  | 0.5 | 0.75 | No | [7 empty] | 42000 BTU/Hr |  | 77 | 0.64 | 50 | 47 | Not Applicable | On/Off | No, it does not comply with jurisdictions having 10ng/J NOx Regulations | [6 empty] | 212 | 34.875 | 22.875 | 67.25 | 220 | 599 | 22 | 59.1875 | 31 |  |  |  | 45 |  |  | 8 |  |  |  | 13 | 52.25 | [8 empty] | 1 | 72 | 68 | ANSI Z21.10.1-2019/CSA 4.1-2019 | Yes | Yes | Yes | No | Not Applicable | [5 empty] | 10181 | RES GAS DV | 200094470
RG2DV50S6N-OLY-475-264 | RG2DV50S-O | Bradford White | 671632807710 | Active | The ""-264"" indicates that this SKU comes with an Aluminum Anode Rod. | The ""-475"" indicates that this SKU was designed to operate in Altitudes between 2,001 feet and 7,000 feet. | [8 empty] | No | Not Applicable | Not Applicable | Residential Water Heating | Water Heating.Gas | 6 | 6 |  |  |  | 238-51005-00 |  |  |  | 238-39699-00 | [6 empty] | Gas | Natural Gas |  |  |  | Indoor |  | Floor Mounted |  | No | Not Applicable | 150 | Category I | 3 |  | 0.5 | 0.75 | No | [7 empty] | 42000 BTU/Hr |  | 77 | 0.64 | 50 | 47 | Not Applicable | On/Off | No, it does not comply with jurisdictions having 10ng/J NOx Regulations | [6 empty] | 212 | 34.875 | 22.875 | 67.25 | 220 | 599 | 22 | 59.1875 | 31 |  |  |  | 45 |  |  | 8 |  |  |  | 13 | 52.25 | [8 empty] | 1 | 72 | 68 | ANSI Z21.10.1-2019/CSA 4.1-2019 | Yes | Yes | Yes | No | Not Applicable | [5 empty] | 10181 | RES GAS DV | 200094470
RG2DV50S6N-OLY-500 | RG2DV50S-O | Bradford White | 671632825905 | Active | The ""-500"" indicates that this SKU comes with White Rodgers Mechanical Control. | [9 empty] | No | Not Applicable | Not Applicable | Residential Water Heating | Water Heating.Gas | 6 | 6 |  |  |  | 238-51005-00 |  |  |  | 238-39699-00 | [6 empty] | Gas | Natural Gas |  |  |  | Indoor |  | Floor Mounted |  | No | Not Applicable | 150 | Category I | 3 |  | 0.5 | 0.75 | No | [7 empty] | 42000 BTU/Hr |  | 77 | 0.64 | 50 | 47 | Not Applicable | On/Off | No, it does not comply with jurisdictions having 10ng/J NOx Regulations | [6 empty] | 212 | 34.875 | 22.875 | 67.25 | 220 | 599 | 22 | 59.1875 | 31 |  |  |  | 45 |  |  | 8 |  |  |  | 13 | 52.25 | [8 empty] | 1 | 72 | 68 | ANSI Z21.10.1-2019/CSA 4.1-2019 | Yes | Yes | Yes | No | Not Applicable | [5 empty] | 10181 | RES GAS DV | 200094470
RG2DV50S6N-OLY-600 | RG2DV50S-O | Bradford White | 671632571239 | Active | The ""-600"" indicates that this SKU comes with an SIT ICON System® gas control. | [9 empty] | No | Not Applicable | Not Applicable | Residential Water Heating | Water Heating.Gas | 6 | 6 |  |  |  | 238-51005-00 |  |  |  | 238-39699-00 | [6 empty] | Gas | Natural Gas |  |  |  | Indoor |  | Floor Mounted |  | No | Not Applicable | 150 | Category I | 3 |  | 0.5 | 0.75 | No | [7 empty] | 42000 BTU/Hr |  | 77 | 0.64 | 50 | 47 | Not Applicable | On/Off | No, it does not comply with jurisdictions having 10ng/J NOx Regulations | [6 empty] | 212 | 34.875 | 22.875 | 67.25 | 220 | 599 | 22 | 59.1875 | 31 |  |  |  | 45 |  |  | 8 |  |  |  | 13 | 52.25 | [8 empty] | 1 | 72 | 68 | ANSI Z21.10.1-2019/CSA 4.1-2019 | Yes | Yes | Yes | No | Not Applicable | [5 empty] | 10181 | RES GAS DV | 200094470
RG2DV50S6N-SLD | RG2DV50S-S | Bradford White | 671632801152 | Active | [10 empty] | No | Not Applicable | Not Applicable | Residential Water Heating | Water Heating.Gas | 6 | 6 |  |  |  | 238-51005-00 |  |  |  | 238-39699-00 | [6 empty] | Gas | Natural Gas |  |  |  | Indoor |  | Floor Mounted |  | No | Not Applicable | 150 | Category I | 3 |  | 0.5 | 0.75 | No | [7 empty] | 42000 BTU/Hr |  | 77 | 0.64 | 50 | 47 | Not Applicable | On/Off | No, it does not comply with jurisdictions having 10ng/J NOx Regulations | [6 empty] | 212 | 34.875 | 22.875 | 87.25 | 220 | 599 | 22 | 59.1875 | 31 |  |  |  | 45 |  |  | 8 |  |  |  | 13 | 52.25 | [8 empty] | 1 | 72 | 68 | ANSI Z21.10.1-2019/CSA 4.1-2019 | Yes | Yes | Yes | No | Not Applicable | [5 empty] | 10181 | RES GAS DV | 200094470
RG2DV50S6N-SLD-264 | RG2DV50S-S | Bradford White | 671632861583 | Active | The ""-264"" indicates that this SKU comes with an Aluminum Anode Rod. | [9 empty] | No | Not Applicable | Not Applicable | Residential Water Heating | Water Heating.Gas | 6 | 6 |  |  |  | 238-51005-00 |  |  |  | 238-39699-00 | [6 empty] | Gas | Natural Gas |  |  |  | Indoor |  | Floor Mounted |  | No | Not Applicable | 150 | Category I | 3 |  | 0.5 | 0.75 | No | [7 empty] | 42000 BTU/Hr |  | 77 | 0.64 | 50 | 47 | Not Applicable | On/Off | No, it does not comply with jurisdictions having 10ng/J NOx Regulations | [6 empty] | 212 | 34.875 | 22.875 | 87.25 | 220 | 599 | 22 | 59.1875 | 31 |  |  |  | 45 |  |  | 8 |  |  |  | 13 | 52.25 | [8 empty] | 1 | 72 | 68 | ANSI Z21.10.1-2019/CSA 4.1-2019 | Yes | Yes | Yes | No | Not Applicable | [5 empty] | 10181 | RES GAS DV | 200094470
RG2DV50S6N-SLD-264-500 | RG2DV50S-S | Bradford White | 671632906826 | Active | The ""-264"" indicates that this SKU comes with an Aluminum Anode Rod. | The ""-500"" indicates that this SKU comes with White Rodgers Mechanical Control. | [8 empty] | No | Not Applicable | Not Applicable | Residential Water Heating | Water Heating.Gas | 6 | 6 |  |  |  | 238-51005-00 |  |  |  | 238-39699-00 | [6 empty] | Gas | Natural Gas |  |  |  | Indoor |  | Floor Mounted |  | No | Not Applicable | 150 | Category I | 3 |  | 0.5 | 0.75 | No | [7 empty] | 42000 BTU/Hr |  | 77 | 0.64 | 50 | 47 | Not Applicable | On/Off | No, it does not comply with jurisdictions having 10ng/J NOx Regulations | [6 empty] | 212 | 34.875 | 22.875 | 87.25 | 220 | 599 | 22 | 59.1875 | 31 |  |  |  | 45 |  |  | 8 |  |  |  | 13 | 52.25 | [8 empty] | 1 | 72 | 68 | ANSI Z21.10.1-2019/CSA 4.1-2019 | Yes | Yes | Yes | No | Not Applicable | [5 empty] | 10181 | RES GAS DV | 200094470
RG2DV50S6N-SLD-264-600 | RG2DV50S-S | Bradford White | 671632571192 | Active | The ""-264"" indicates that this SKU comes with an Aluminum Anode Rod. | The ""-600"" indicates that this SKU comes with an SIT ICON System® gas control. | [8 empty] | No | Not Applicable | Not Applicable | Residential Water Heating | Water Heating.Gas | 6 | 6 |  |  |  | 238-51005-00 |  |  |  | 238-39699-00 | [6 empty] | Gas | Natural Gas |  |  |  | Indoor |  | Floor Mounted |  | No | Not Applicable | 150 | Category I | 3 |  | 0.5 | 0.75 | No | [7 empty] | 42000 BTU/Hr |  | 77 | 0.64 | 50 | 47 | Not Applicable | On/Off | No, it does not comply with jurisdictions having 10ng/J NOx Regulations | [6 empty] | 212 | 34.875 | 22.875 | 87.25 | 220 | 599 | 22 | 59.1875 | 31 |  |  |  | 45 |  |  | 8 |  |  |  | 13 | 52.25 | [8 empty] | 1 | 72 | 68 | ANSI Z21.10.1-2019/CSA 4.1-2019 | Yes | Yes | Yes | No | Not Applicable | [5 empty] | 10181 | RES GAS DV | 200094470
RG2DV50S6N-SLD-475 | RG2DV50S-S | Bradford White | 671632808588 | Active | The ""-475"" indicates that this SKU was designed to operate in Altitudes between 2,001 feet and 7,000 feet. | [9 empty] | No | Not Applicable | Not Applicable | Residential Water Heating | Water Heating.Gas | 6 | 6 |  |  |  | 238-51005-00 |  |  |  | 238-39699-00 | [6 empty] | Gas | Natural Gas |  |  |  | Indoor |  | Floor Mounted |  | No | Not Applicable | 150 | Category I | 3 |  | 0.5 | 0.75 | No | [7 empty] | 42000 BTU/Hr |  | 77 | 0.64 | 50 | 47 | Not Applicable | On/Off | No, it does not comply with jurisdictions having 10ng/J NOx Regulations | [6 empty] | 212 | 34.875 | 22.875 | 87.25 | 220 | 599 | 22 | 59.1875 | 31 |  |  |  | 45 |  |  | 8 |  |  |  | 13 | 52.25 | [8 empty] | 1 | 72 | 68 | ANSI Z21.10.1-2019/CSA 4.1-2019 | Yes | Yes | Yes | No | Not Applicable | [5 empty] | 10181 | RES GAS DV | 200094470
RG2DV50S6N-SLD-475-264 | RG2DV50S-S | Bradford White | 671632816798 | Active | The ""-264"" indicates that this SKU comes with an Aluminum Anode Rod. | The ""-475"" indicates that this SKU was designed to operate in Altitudes between 2,001 feet and 7,000 feet. | [8 empty] | No | Not Applicable | Not Applicable | Residential Water Heating | Water Heating.Gas | 6 | 6 |  |  |  | 238-51005-00 |  |  |  | 238-39699-00 | [6 empty] | Gas | Natural Gas |  |  |  | Indoor |  | Floor Mounted |  | No | Not Applicable | 150 | Category I | 3 |  | 0.5 | 0.75 | No | [7 empty] | 42000 BTU/Hr |  | 77 | 0.64 | 50 | 47 | Not Applicable | On/Off | No, it does not comply with jurisdictions having 10ng/J NOx Regulations | [6 empty] | 212 | 34.875 | 22.875 | 87.25 | 220 | 599 | 22 | 59.1875 | 31 |  |  |  | 45 |  |  | 8 |  |  |  | 13 | 52.25 | [8 empty] | 1 | 72 | 68 | ANSI Z21.10.1-2019/CSA 4.1-2019 | Yes | Yes | Yes | No | Not Applicable | [5 empty] | 10181 | RES GAS DV | 200094470
RG2DV50S6X-FLX | RG2DV50S-F | Bradford White | 671632801206 | Active | [10 empty] | No | Not Applicable | Not Applicable | Residential Water Heating | Water Heating.Gas | 6 | 6 |  |  |  | 238-51005-00 |  |  |  | 238-39699-00 | [6 empty] | Gas | Liquid Propane |  |  |  | Indoor |  | Floor Mounted |  | No | Not Applicable | 150 | Category I | 3 |  | 0.5 | 0.75 | No | [7 empty] | 40000 BTU/Hr |  | 77 | 0.64 | 50 | 47 | Not Applicable | On/Off | Not Applicable | [6 empty] | 212 | 34.875 | 22.875 | 87.25 | 220 | 599 | 22 | 59.1875 | 31 |  |  |  | 45 |  |  | 8 |  |  |  | 13 | 52.25 | [8 empty] | 1 | 72 | 68 | ANSI Z21.10.1-2019/CSA 4.1-2019 | Yes | Yes | Yes | No | Not Applicable | [5 empty] | 10181 | RES GAS DV | 200094472
RG2DV50S6X-FLX-220 | RG2DV50S-F | Bradford White | 671632860456 | Active | The ""-220"" indicates that this SKU was designed to operate in Altitudes ranging from 0 to 4,500 feet (0-1370 meters), and are certified for Installation in Canada. | [9 empty] | No | Not Applicable | Not Applicable | Residential Water Heating | Water Heating.Gas | 6 | 6 |  |  |  | 238-51005-00 |  |  |  | 238-39699-00 | [6 empty] | Gas | Liquid Propane |  |  |  | Indoor |  | Floor Mounted |  | No | Not Applicable | 150 | Category I | 3 |  | 0.5 | 0.75 | No | [7 empty] | 36000 BTU/Hr |  |  |  | 50 |  | Not Applicable | On/Off | Not Applicable | [6 empty] | 212 | 34.875 | 22.875 | 87.25 | 220 | 624 | 22 | 59.1875 | 31 |  |  |  | 45 |  |  | 8 |  |  |  | 13 | 52.25 | [8 empty] | 1 | 72 | 68 | ANSI Z21.10.1-2019/CSA 4.1-2019 | Yes | No | Yes | No | Not Applicable | 238-51023-00 |  |  |  | 238-45684-00 | 10181 | RES GAS DV
RG2DV50S6X-FLX-264 | RG2DV50S-F | Bradford White | 671632888948 | Active | The ""-264"" indicates that this SKU comes with an Aluminum Anode Rod. | [9 empty] | No | Not Applicable | Not Applicable | Residential Water Heating | Water Heating.Gas | 6 | 6 |  |  |  | 238-51005-00 |  |  |  | 238-39699-00 | [6 empty] | Gas | Liquid Propane |  |  |  | Indoor |  | Floor Mounted |  | No | Not Applicable | 150 | Category I | 3 |  | 0.5 | 0.75 | No | [7 empty] | 40000 BTU/Hr |  | 77 | 0.64 | 50 | 47 | Not Applicable | On/Off | Not Applicable | [6 empty] | 212 | 34.875 | 22.875 | 87.25 | 220 | 599 | 22 | 59.1875 | 31 |  |  |  | 45 |  |  | 8 |  |  |  | 13 | 52.25 | [8 empty] | 1 | 72 | 68 | ANSI Z21.10.1-2019/CSA 4.1-2019 | Yes | Yes | Yes | No | Not Applicable | [5 empty] | 10181 | RES GAS DV | 200094472
RG2DV50S6X-FLX-457 | RG2DV50S-F | Bradford White | 671632860470 | Active | The -457 indicates that this SKU was designed and certified for Installation in Canada. | [9 empty] | No | Not Applicable | Not Applicable | Residential Water Heating | Water Heating.Gas | 6 | 6 |  |  |  | 238-51005-00 |  |  |  | 238-39699-00 | [6 empty] | Gas | Liquid Propane |  |  |  | Indoor |  | Floor Mounted |  | No | Not Applicable | 150 | Category I | 3 |  | 0.5 | 0.75 | No | [7 empty] | 40000 BTU/Hr |  |  |  | 50 |  | Not Applicable | On/Off | Not Applicable | [6 empty] | 212 | 34.875 | 22.875 | 87.25 | 220 | 624 | 22 | 59.1875 | 31 |  |  |  | 45 |  |  | 8 |  |  |  | 13 | 52.25 | [8 empty] | 1 | 72 | 68 | ANSI Z21.10.1-2019/CSA 4.1-2019 | Yes | No | Yes | No | Not Applicable | 238-51023-00 |  |  |  | 238-45684-00 | 10181 | RES GAS DV
RG2DV50S6X-FLX-475 | RG2DV50S-F | Bradford White | 671632808595 | Active | The ""-475"" indicates that this SKU was designed to operate in Altitudes between 2,001 feet and 7,000 feet. | [9 empty] | No | Not Applicable | Not Applicable | Residential Water Heating | Water Heating.Gas | 6 | 6 |  |  |  | 238-51005-00 |  |  |  | 238-39699-00 | [6 empty] | Gas | Liquid Propane |  |  |  | Indoor |  | Floor Mounted |  | No | Not Applicable | 150 | Category I | 3 |  | 0.5 | 0.75 | No | [7 empty] | 40000 BTU/Hr |  | 77 | 0.64 | 50 | 47 | Not Applicable | On/Off | Not Applicable | [6 empty] | 212 | 34.875 | 22.875 | 87.25 | 220 | 599 | 22 | 59.1875 | 31 |  |  |  | 45 |  |  | 8 |  |  |  | 13 | 52.25 | [8 empty] | 1 | 72 | 68 | ANSI Z21.10.1-2019/CSA 4.1-2019 | Yes | Yes | Yes | No | Not Applicable | [5 empty] | 10181 | RES GAS DV | 200094472
RG2DV50S6X-FLX-475-264 | RG2DV50S-F | Bradford White | 671632852185 | Active | The ""-264"" indicates that this SKU comes with an Aluminum Anode Rod. | The ""-475"" indicates that this SKU was designed to operate in Altitudes between 2,001 feet and 7,000 feet. | [8 empty] | No | Not Applicable | Not Applicable | Residential Water Heating | Water Heating.Gas | 6 | 6 |  |  |  | 238-51005-00 |  |  |  | 238-39699-00 | [6 empty] | Gas | Liquid Propane |  |  |  | Indoor |  | Floor Mounted |  | No | Not Applicable | 150 | Category I | 3 |  | 0.5 | 0.75 | No | [7 empty] | 40000 BTU/Hr |  | 77 | 0.64 | 50 | 47 | Not Applicable | On/Off | Not Applicable | [6 empty] | 212 | 34.875 | 22.875 | 87.25 | 220 | 599 | 22 | 59.1875 | 31 |  |  |  | 45 |  |  | 8 |  |  |  | 13 | 52.25 | [8 empty] | 1 | 72 | 68 | ANSI Z21.10.1-2019/CSA 4.1-2019 | Yes | Yes | Yes | No | Not Applicable | [5 empty] | 10181 | RES GAS DV | 200094472
RG2DV50S6X-OLY | RG2DV50S-O | Bradford White | 671632796595 | Active | [10 empty] | No | Not Applicable | Not Applicable | Residential Water Heating | Water Heating.Gas | 6 | 6 |  |  |  | 238-51005-00 |  |  |  | 238-39699-00 | [6 empty] | Gas | Liquid Propane |  |  |  | Indoor |  | Floor Mounted |  | No | Not Applicable | 150 | Category I | 3 |  | 0.5 | 0.75 | No | [7 empty] | 40000 BTU/Hr |  | 77 | 0.64 | 50 | 47 | Not Applicable | On/Off | Not Applicable | [6 empty] | 212 | 34.875 | 22.875 | 67.25 | 220 | 599 | 22 | 59.1875 | 31 |  |  |  | 45 |  |  | 8 |  |  |  | 13 | 52.25 | [8 empty] | 1 | 72 | 68 | ANSI Z21.10.1-2019/CSA 4.1-2019 | Yes | Yes | Yes | No | Not Applicable | [5 empty] | 10181 | RES GAS DV | 200094472
RG2DV50S6X-OLY-264 | RG2DV50S-O | Bradford White | 671632814022 | Active | The ""-264"" indicates that this SKU comes with an Aluminum Anode Rod. | [9 empty] | No | Not Applicable | Not Applicable | Residential Water Heating | Water Heating.Gas | 6 | 6 |  |  |  | 238-51005-00 |  |  |  | 238-39699-00 | [6 empty] | Gas | Liquid Propane |  |  |  | Indoor |  | Floor Mounted |  | No | Not Applicable | 150 | Category I | 3 |  | 0.5 | 0.75 | No | [7 empty] | 40000 BTU/Hr |  | 77 | 0.64 | 50 | 47 | Not Applicable | On/Off | Not Applicable | [6 empty] | 212 | 34.875 | 22.875 | 67.25 | 220 | 599 | 22 | 59.1875 | 31 |  |  |  | 45 |  |  | 8 |  |  |  | 13 | 52.25 | [8 empty] | 1 | 72 | 68 | ANSI Z21.10.1-2019/CSA 4.1-2019 | Yes | Yes | Yes | No | Not Applicable | [5 empty] | 10181 | RES GAS DV | 200094472
RG2DV50S6X-OLY-264-500 | RG2DV50S-O | Bradford White | 671632842360 | Active | The ""-264"" indicates that this SKU comes with an Aluminum Anode Rod. | The ""-500"" indicates that this SKU comes with White Rodgers Mechanical Control. | [8 empty] | No | Not Applicable | Not Applicable | Residential Water Heating | Water Heating.Gas | 6 | 6 |  |  |  | 238-51005-00 |  |  |  | 238-39699-00 | [6 empty] | Gas | Liquid Propane |  |  |  | Indoor |  | Floor Mounted |  | No | Not Applicable | 150 | Category I | 3 |  | 0.5 | 0.75 | No | [7 empty] | 40000 BTU/Hr |  | 77 | 0.64 | 50 | 47 | Not Applicable | On/Off | Not Applicable | [6 empty] | 212 | 34.875 | 22.875 | 67.25 | 220 | 599 | 22 | 59.1875 | 31 |  |  |  | 45 |  |  | 8 |  |  |  | 13 | 52.25 | [8 empty] | 1 | 72 | 68 | ANSI Z21.10.1-2019/CSA 4.1-2019 | Yes | Yes | Yes | No | Not Applicable | [5 empty] | 10181 | RES GAS DV | 200094472
RG2DV50S6X-OLY-264-600 | RG2DV50S-O | Bradford White | 671632571215 | Active | The ""-264"" indicates that this SKU comes with an Aluminum Anode Rod. | The ""-600"" indicates that this SKU comes with an SIT ICON System® gas control. | [8 empty] | No | Not Applicable | Not Applicable | Residential Water Heating | Water Heating.Gas | 6 | 6 |  |  |  | 238-51005-00 |  |  |  | 238-39699-00 | [6 empty] | Gas | Liquid Propane |  |  |  | Indoor |  | Floor Mounted |  | No | Not Applicable | 150 | Category I | 3 |  | 0.5 | 0.75 | No | [7 empty] | 40000 BTU/Hr |  | 77 | 0.64 | 50 | 47 | Not Applicable | On/Off | Not Applicable | [6 empty] | 212 | 34.875 | 22.875 | 67.25 | 220 | 599 | 22 | 59.1875 | 31 |  |  |  | 45 |  |  | 8 |  |  |  | 13 | 52.25 | [8 empty] | 1 | 72 | 68 | ANSI Z21.10.1-2019/CSA 4.1-2019 | Yes | Yes | Yes | No | Not Applicable | [5 empty] | 10181 | RES GAS DV | 200094472
RG2DV50S6X-OLY-457 | RG2DV50S-O | Bradford White | 671632860487 | Active | The -457 indicates that this SKU was designed and certified for Installation in Canada. | [9 empty] | No | Not Applicable | Not Applicable | Residential Water Heating | Water Heating.Gas | 6 | 6 |  |  |  | 238-51005-00 |  |  |  | 238-39699-00 | [6 empty] | Gas | Liquid Propane |  |  |  | Indoor |  | Floor Mounted |  | No | Not Applicable | 150 | Category I | 3 |  | 0.5 | 0.75 | No | [7 empty] | 40000 BTU/Hr |  |  |  | 50 |  | Not Applicable | On/Off | Not Applicable | [6 empty] | 212 | 34.875 | 22.875 | 67.25 | 220 | 624 | 22 | 59.1875 | 31 |  |  |  | 45 |  |  | 8 |  |  |  | 13 | 52.25 | [8 empty] | 1 | 72 | 68 | ANSI Z21.10.1-2019/CSA 4.1-2019 | Yes | No | Yes | No | Not Applicable | 238-51023-00 |  |  |  | 238-45684-00 | 10181 | RES GAS DV
RG2DV50S6X-OLY-475 | RG2DV50S-O | Bradford White | 671632808496 | Active | The ""-475"" indicates that this SKU was designed to operate in Altitudes between 2,001 feet and 7,000 feet. | [9 empty] | No | Not Applicable | Not Applicable | Residential Water Heating | Water Heating.Gas | 6 | 6 |  |  |  | 238-51005-00 |  |  |  | 238-39699-00 | [6 empty] | Gas | Liquid Propane |  |  |  | Indoor |  | Floor Mounted |  | No | Not Applicable | 150 | Category I | 3 |  | 0.5 | 0.75 | No | [7 empty] | 40000 BTU/Hr |  | 77 | 0.64 | 50 | 47 | Not Applicable | On/Off | Not Applicable | [6 empty] | 212 | 34.875 | 22.875 | 67.25 | 220 | 599 | 22 | 59.1875 | 31 |  |  |  | 45 |  |  | 8 |  |  |  | 13 | 52.25 | [8 empty] | 1 | 72 | 68 | ANSI Z21.10.1-2019/CSA 4.1-2019 | Yes | Yes | Yes | No | Not Applicable | [5 empty] | 10181 | RES GAS DV | 200094472
RG2DV50S6X-OLY-475-264 | RG2DV50S-O | Bradford White | 671632807727 | Active | The ""-264"" indicates that this SKU comes with an Aluminum Anode Rod. | The ""-475"" indicates that this SKU was designed to operate in Altitudes between 2,001 feet and 7,000 feet. | [8 empty] | No | Not Applicable | Not Applicable | Residential Water Heating | Water Heating.Gas | 6 | 6 |  |  |  | 238-51005-00 |  |  |  | 238-39699-00 | [6 empty] | Gas | Liquid Propane |  |  |  | Indoor |  | Floor Mounted |  | No | Not Applicable | 150 | Category I | 3 |  | 0.5 | 0.75 | No | [7 empty] | 40000 BTU/Hr |  | 77 | 0.64 | 50 | 47 | Not Applicable | On/Off | Not Applicable | [6 empty] | 212 | 34.875 | 22.875 | 67.25 | 220 | 599 | 22 | 59.1875 | 31 |  |  |  | 45 |  |  | 8 |  |  |  | 13 | 52.25 | [8 empty] | 1 | 72 | 68 | ANSI Z21.10.1-2019/CSA 4.1-2019 | Yes | Yes | Yes | No | Not Applicable | [5 empty] | 10181 | RES GAS DV | 200094472
RG2DV50S6X-OLY-506 | RG2DV50S-O | Bradford White | 671632636860 | Active | The ""-506"" indicates that this SKU comes with an A420 Aluminum Anode Rod. | [9 empty] | No | Not Applicable | Not Applicable | Residential Water Heating | Water Heating.Gas | 6 | 6 |  |  |  | 238-51005-00 |  |  |  | 238-39699-00 | [6 empty] | Gas | Liquid Propane |  |  |  | Indoor |  | Floor Mounted |  | No | Not Applicable | 150 | Category I | 3 |  | 0.5 | 0.75 | No | [7 empty] | 40000 BTU/Hr |  | 77 | 0.64 | 50 | 47 | Not Applicable | On/Off | Not Applicable | [6 empty] | 212 | 34.875 | 22.875 | 67.25 | 220 | 599 | 22 | 59.1875 | 31 |  |  |  | 45 |  |  | 8 |  |  |  | 13 | 52.25 | [8 empty] | 1 | 72 | 68 | ANSI Z21.10.1-2019/CSA 4.1-2019 | Yes | Yes | Yes | No | Not Applicable | [5 empty] | 10181 | RES GAS DV | 200094472
RG2DV50S6X-SLD | RG2DV50S-S | Bradford White | 671632801190 | Active | [10 empty] | No | Not Applicable | Not Applicable | Residential Water Heating | Water Heating.Gas | 6 | 6 |  |  |  | 238-51005-00 |  |  |  | 238-39699-00 | [6 empty] | Gas | Liquid Propane |  |  |  | Indoor |  | Floor Mounted |  | No | Not Applicable | 150 | Category I | 3 |  | 0.5 | 0.75 | No | [7 empty] | 40000 BTU/Hr |  | 77 | 0.64 | 50 | 47 | Not Applicable | On/Off | Not Applicable | [6 empty] | 212 | 34.875 | 22.875 | 87.25 | 220 | 599 | 22 | 59.1875 | 31 |  |  |  | 45 |  |  | 8 |  |  |  | 13 | 52.25 | [8 empty] | 1 | 72 | 68 | ANSI Z21.10.1-2019/CSA 4.1-2019 | Yes | Yes | Yes | No | Not Applicable | [5 empty] | 10181 | RES GAS DV | 200094472
RG2DV50S6X-SLD-264 | RG2DV50S-S | Bradford White | 671632853571 | Active | The ""-264"" indicates that this SKU comes with an Aluminum Anode Rod. | [9 empty] | No | Not Applicable | Not Applicable | Residential Water Heating | Water Heating.Gas | 6 | 6 |  |  |  | 238-51005-00 |  |  |  | 238-39699-00 | [6 empty] | Gas | Liquid Propane |  |  |  | Indoor |  | Floor Mounted |  | No | Not Applicable | 150 | Category I | 3 |  | 0.5 | 0.75 | No | [7 empty] | 40000 BTU/Hr |  | 77 | 0.64 | 50 | 47 | Not Applicable | On/Off | Not Applicable | [6 empty] | 212 | 34.875 | 22.875 | 87.25 | 220 | 599 | 22 | 59.1875 | 31 |  |  |  | 45 |  |  | 8 |  |  |  | 13 | 52.25 | [8 empty] | 1 | 72 | 68 | ANSI Z21.10.1-2019/CSA 4.1-2019 | Yes | Yes | Yes | No | Not Applicable | [5 empty] | 10181 | RES GAS DV | 200094472
RG2DV50S6X-SLD-475 | RG2DV50S-S | Bradford White | 671632808601 | Active | The ""-475"" indicates that this SKU was designed to operate in Altitudes between 2,001 feet and 7,000 feet. | [9 empty] | No | Not Applicable | Not Applicable | Residential Water Heating | Water Heating.Gas | 6 | 6 |  |  |  | 238-51005-00 |  |  |  | 238-39699-00 | [6 empty] | Gas | Liquid Propane |  |  |  | Indoor |  | Floor Mounted |  | No | Not Applicable | 150 | Category I | 3 |  | 0.5 | 0.75 | No | [7 empty] | 40000 BTU/Hr |  | 77 | 0.64 | 50 | 47 | Not Applicable | On/Off | Not Applicable | [6 empty] | 212 | 34.875 | 22.875 | 87.25 | 220 | 599 | 22 | 59.1875 | 31 |  |  |  | 45 |  |  | 8 |  |  |  | 13 | 52.25 | [8 empty] | 1 | 72 | 68 | ANSI Z21.10.1-2019/CSA 4.1-2019 | Yes | Yes | Yes | No | Not Applicable | [5 empty] | 10181 | RES GAS DV | 200094472
RG2DV50S6X-SLD-475-264 | RG2DV50S-S | Bradford White | 671632816767 | Active | The ""-264"" indicates that this SKU comes with an Aluminum Anode Rod. | The ""-475"" indicates that this SKU was designed to operate in Altitudes between 2,001 feet and 7,000 feet. | [8 empty] | No | Not Applicable | Not Applicable | Residential Water Heating | Water Heating.Gas | 6 | 6 |  |  |  | 238-51005-00 |  |  |  | 238-39699-00 | [6 empty] | Gas | Liquid Propane |  |  |  | Indoor |  | Floor Mounted |  | No | Not Applicable | 150 | Category I | 3 |  | 0.5 | 0.75 | No | [7 empty] | 40000 BTU/Hr |  | 77 | 0.64 | 50 | 47 | Not Applicable | On/Off | Not Applicable | [6 empty] | 212 | 34.875 | 22.875 | 87.25 | 220 | 599 | 22 | 59.1875 | 31 |  |  |  | 45 |  |  | 8 |  |  |  | 13 | 52.25 | [8 empty] | 1 | 72 | 68 | ANSI Z21.10.1-2019/CSA 4.1-2019 | Yes | Yes | Yes | No | Not Applicable | [5 empty] | 10181 | RES GAS DV | 200094472
RG2DV50S6X-SLD-475-500 | RG2DV50S-S | Bradford White | 671632130269 | Active | The ""-475"" indicates that this SKU was designed to operate in Altitudes between 2,001 feet and 7,000 feet. | The ""-500"" indicates that this SKU comes with White Rodgers Mechanical Control. | [8 empty] | No | Not Applicable | Not Applicable | Residential Water Heating | Water Heating.Gas | 6 | 6 |  |  |  | 238-51005-00 |  |  |  | 238-39699-00 | [6 empty] | Gas | Liquid Propane |  |  |  | Indoor |  | Floor Mounted |  | No | Not Applicable | 150 | Category I | 3 |  | 0.5 | 0.75 | No | [7 empty] | 40000 BTU/Hr |  | 77 | 0.64 | 50 | 47 | Not Applicable | On/Off | Not Applicable | [6 empty] | 212 | 34.875 | 22.875 | 87.25 | 220 | 599 | 22 | 59.1875 | 31 |  |  |  | 45 |  |  | 8 |  |  |  | 13 | 52.25 | [8 empty] | 1 | 72 | 68 | ANSI Z21.10.1-2019/CSA 4.1-2019 | Yes | Yes | Yes | No | Not Applicable | [5 empty] | 10181 | RES GAS DV | 200094472
RG2DV50S6X-SLD-475-600 | RG2DV50S-S | Bradford White | 671632571253 | Active | The ""-475"" indicates that this SKU was designed to operate in Altitudes between 2,001 feet and 7,000 feet. | The ""-600"" indicates that this SKU comes with an SIT ICON System® gas control. | [8 empty] | No | Not Applicable | Not Applicable | Residential Water Heating | Water Heating.Gas | 6 | 6 |  |  |  | 238-51005-00 |  |  |  | 238-39699-00 | [6 empty] | Gas | Liquid Propane |  |  |  | Indoor |  | Floor Mounted |  | No | Not Applicable | 150 | Category I | 3 |  | 0.5 | 0.75 | No | [7 empty] | 40000 BTU/Hr |  | 77 | 0.64 | 50 | 47 | Not Applicable | On/Off | Not Applicable | [6 empty] | 212 | 34.875 | 22.875 | 87.25 | 220 | 599 | 22 | 59.1875 | 31 |  |  |  | 45 |  |  | 8 |  |  |  | 13 | 52.25 | [8 empty] | 1 | 72 | 68 | ANSI Z21.10.1-2019/CSA 4.1-2019 | Yes | Yes | Yes | No | Not Applicable | [5 empty] | 10181 | RES GAS DV | 200094472
RG2DV50S8N-FLX-220 | RG2DV50S-F | Bradford White | 671632823338 | Active | The ""-220"" indicates that this SKU was designed to operate in Altitudes ranging from 0 to 4,500 feet (0-1370 meters), and are certified for Installation in Canada. | [9 empty] | No | Not Applicable | Not Applicable | Residential Water Heating | Water Heating.Gas | 8 | 6 |  |  |  | 238-51005-00 |  |  |  | 238-39699-00 | [6 empty] | Gas | Natural Gas |  |  |  | Indoor |  | Floor Mounted |  | No | Not Applicable | 150 | Category I | 3 |  | 0.5 | 0.75 | No | [7 empty] | 37800 BTU/Hr |  |  |  | 50 |  | Not Applicable | On/Off | No, it does not comply with jurisdictions having 10ng/J NOx Regulations | [6 empty] | 212 | 34.875 | 22.875 | 87.25 | 220 | 624 | 22 | 59.1875 | 31 |  |  |  | 45 |  |  | 8 |  |  |  | 13 | 52.25 | [8 empty] | 1 | 72 | 68 | ANSI Z21.10.1-2019/CSA 4.1-2019 | Yes | No | Yes | No | Not Applicable | 238-51023-00 |  |  |  | 238-45684-00 | 10181 | RES GAS DV
RG2DV50S8N-FLX-457 | RG2DV50S-F | Bradford White | 671632821808 | Active | The -457 indicates that this SKU was designed and certified for Installation in Canada. | [9 empty] | No | Not Applicable | Not Applicable | Residential Water Heating | Water Heating.Gas | 8 | 6 |  |  |  | 238-51005-00 |  |  |  | 238-39699-00 | [6 empty] | Gas | Natural Gas |  |  |  | Indoor |  | Floor Mounted |  | No | Not Applicable | 150 | Category I | 3 |  | 0.5 | 0.75 | No | [7 empty] | 42000 BTU/Hr |  |  |  | 50 |  | Not Applicable | On/Off | No, it does not comply with jurisdictions having 10ng/J NOx Regulations | [6 empty] | 212 | 34.875 | 22.875 | 87.25 | 220 | 624 | 22 | 59.1875 | 31 |  |  |  | 45 |  |  | 8 |  |  |  | 13 | 52.25 | [8 empty] | 1 | 72 | 68 | ANSI Z21.10.1-2019/CSA 4.1-2019 | Yes | No | Yes | No | Not Applicable | 238-51023-00 |  |  |  | 238-45684-00 | 10181 | RES GAS DV
RG2DV50S8N-OLY-220 | RG2DV50S-O | Bradford White | 671632823345 | Active | The ""-220"" indicates that this SKU was designed to operate in Altitudes ranging from 0 to 4,500 feet (0-1370 meters), and are certified for Installation in Canada. | [9 empty] | No | Not Applicable | Not Applicable | Residential Water Heating | Water Heating.Gas | 8 | 6 |  |  |  | 238-51005-00 |  |  |  | 238-39699-00 | [6 empty] | Gas | Natural Gas |  |  |  | Indoor |  | Floor Mounted |  | No | Not Applicable | 150 | Category I | 3 |  | 0.5 | 0.75 | No | [7 empty] | 37800 BTU/Hr |  |  |  | 50 |  | Not Applicable | On/Off | No, it does not comply with jurisdictions having 10ng/J NOx Regulations | [6 empty] | 212 | 34.875 | 22.875 | 67.25 | 220 | 624 | 22 | 59.1875 | 31 |  |  |  | 45 |  |  | 8 |  |  |  | 13 | 52.25 | [8 empty] | 1 | 72 | 68 | ANSI Z21.10.1-2019/CSA 4.1-2019 | Yes | No | Yes | No | Not Applicable | 238-51023-00 |  |  |  | 238-45684-00 | 10181 | RES GAS DV
RG2DV50S8N-OLY-457 | RG2DV50S-O | Bradford White | 671632805235 | Active | The -457 indicates that this SKU was designed and certified for Installation in Canada. | [9 empty] | No | Not Applicable | Not Applicable | Residential Water Heating | Water Heating.Gas | 8 | 6 |  |  |  | 238-51005-00 |  |  |  | 238-39699-00 | [6 empty] | Gas | Natural Gas |  |  |  | Indoor |  | Floor Mounted |  | No | Not Applicable | 150 | Category I | 3 |  | 0.5 | 0.75 | No | [7 empty] | 42000 BTU/Hr |  |  |  | 50 |  | Not Applicable | On/Off | No, it does not comply with jurisdictions having 10ng/J NOx Regulations | [6 empty] | 212 | 34.875 | 22.875 | 67.25 | 220 | 624 | 22 | 59.1875 | 31 |  |  |  | 45 |  |  | 8 |  |  |  | 13 | 52.25 | [8 empty] | 1 | 72 | 68 | ANSI Z21.10.1-2019/CSA 4.1-2019 | Yes | No | Yes | No | Not Applicable | 238-51023-00 |  |  |  | 238-45684-00 | 10181 | RES GAS DV
RG2DV50S8X-FLX-220 | RG2DV50S-F | Bradford White | 671632823352 | Active | The ""-220"" indicates that this SKU was designed to operate in Altitudes ranging from 0 to 4,500 feet (0-1370 meters), and are certified for Installation in Canada. | [9 empty] | No | Not Applicable | Not Applicable | Residential Water Heating | Water Heating.Gas | 8 | 6 |  |  |  | 238-51005-00 |  |  |  | 238-39699-00 | [6 empty] | Gas | Liquid Propane |  |  |  | Indoor |  | Floor Mounted |  | No | Not Applicable | 150 | Category I | 3 |  | 0.5 | 0.75 | No | [7 empty] | 36000 BTU/Hr |  |  |  | 50 |  | Not Applicable | On/Off | Not Applicable | [6 empty] | 212 | 34.875 | 22.875 | 87.25 | 220 | 624 | 22 | 59.1875 | 31 |  |  |  | 45 |  |  | 8 |  |  |  | 13 | 52.25 | [8 empty] | 1 | 72 | 68 | ANSI Z21.10.1-2019/CSA 4.1-2019 | Yes | No | Yes | No | Not Applicable | 238-51023-00 |  |  |  | 238-45684-00 | 10181 | RES GAS DV
RG2DV50S8X-FLX-457 | RG2DV50S-F | Bradford White | 671632821815 | Active | The -457 indicates that this SKU was designed and certified for Installation in Canada. | [9 empty] | No | Not Applicable | Not Applicable | Residential Water Heating | Water Heating.Gas | 8 | 6 |  |  |  | 238-51005-00 |  |  |  | 238-39699-00 | [6 empty] | Gas | Liquid Propane |  |  |  | Indoor |  | Floor Mounted |  | No | Not Applicable | 150 | Category I | 3 |  | 0.5 | 0.75 | No | [7 empty] | 40000 BTU/Hr |  |  |  | 50 |  | Not Applicable | On/Off | Not Applicable | [6 empty] | 212 | 34.875 | 22.875 | 87.25 | 220 | 624 | 22 | 59.1875 | 31 |  |  |  | 45 |  |  | 8 |  |  |  | 13 | 52.25 | [8 empty] | 1 | 72 | 68 | ANSI Z21.10.1-2019/CSA 4.1-2019 | Yes | No | Yes | No | Not Applicable | 238-51023-00 |  |  |  | 238-45684-00 | 10181 | RES GAS DV
RG2DV50S8X-OLY-220 | RG2DV50S-O | Bradford White | 671632823369 | Active | The ""-220"" indicates that this SKU was designed to operate in Altitudes ranging from 0 to 4,500 feet (0-1370 meters), and are certified for Installation in Canada. | [9 empty] | No | Not Applicable | Not Applicable | Residential Water Heating | Water Heating.Gas | 8 | 6 |  |  |  | 238-51005-00 |  |  |  | 238-39699-00 | [6 empty] | Gas | Liquid Propane |  |  |  | Indoor |  | Floor Mounted |  | No | Not Applicable | 150 | Category I | 3 |  | 0.5 | 0.75 | No | [7 empty] | 36000 BTU/Hr |  |  |  | 50 |  | Not Applicable | On/Off | Not Applicable | [6 empty] | 212 | 34.875 | 22.875 | 67.25 | 220 | 624 | 22 | 59.1875 | 31 |  |  |  | 45 |  |  | 8 |  |  |  | 13 | 52.25 | [8 empty] | 1 | 72 | 68 | ANSI Z21.10.1-2019/CSA 4.1-2019 | Yes | No | Yes | No | Not Applicable | 238-51023-00 |  |  |  | 238-45684-00 | 10181 | RES GAS DV
RG2DV50S8X-OLY-457 | RG2DV50S-O | Bradford White | 671632805242 | Active | The -457 indicates that this SKU was designed and certified for Installation in Canada. | [9 empty] | No | Not Applicable | Not Applicable | Residential Water Heating | Water Heating.Gas | 8 | 6 |  |  |  | 238-51005-00 |  |  |  | 238-39699-00 | [6 empty] | Gas | Liquid Propane |  |  |  | Indoor |  | Floor Mounted |  | No | Not Applicable | 150 | Category I | 3 |  | 0.5 | 0.75 | No | [7 empty] | 40000 BTU/Hr |  |  |  | 50 |  | Not Applicable | On/Off | Not Applicable | [6 empty] | 212 | 34.875 | 22.875 | 67.25 | 220 | 624 | 22 | 59.1875 | 31 |  |  |  | 45 |  |  | 8 |  |  |  | 13 | 52.25 | [8 empty] | 1 | 72 | 68 | ANSI Z21.10.1-2019/CSA 4.1-2019 | Yes | No | Yes | No | Not Applicable | 238-51023-00 |  |  |  | 238-45684-00 | 10181 | RES GAS DV
RG2DVMH30T10X | RG2DVMH30T | Bradford White | 671632850167 | Active | [10 empty] | No | Not Applicable | Not Applicable | Residential Water Heating | Water Heating.Gas | 10 | 6 |  |  |  | 238-54724-00 |  |  |  | 238-39699-00 | [6 empty] | Gas | Liquid Propane |  |  |  | Indoor |  | Floor Mounted |  | No | Not Applicable | 150 | Category I | 3 |  | 0.5 | 0.75 | No | [7 empty] | 30000 BTU/Hr |  | 56 | 0.6 | 30 | 29 | Not Applicable | On/Off | Not Applicable | [6 empty] | 119 | 21.375 | 19 | 58.625 | 124 | 358 | 18 | 57 | 21.625 |  |  |  | 32 | 22.4375 | 58.6875 |  |  |  |  | 13.375 | 50.3125 | [8 empty] | 1 | 150 | 260 | ANSI Z21.10.1-2017/CSA 4.1-2017 | Yes | Yes | Yes | No | Not Applicable | [5 empty] | 10193 | RES GAS MH DV | 200094498
RG2DVMH30T6N | RG2DVMH30T | Bradford White | 671632791743 | Active | [10 empty] | No | Not Applicable | Not Applicable | Residential Water Heating | Water Heating.Gas | 6 | 6 |  |  |  | 238-54724-00 |  |  |  | 238-39699-00 | [6 empty] | Gas | Natural Gas |  |  |  | Indoor |  | Floor Mounted |  | No | Not Applicable | 150 | Category I | 3 |  | 0.5 | 0.75 | No | [7 empty] | 30000 BTU/Hr |  | 56 | 0.6 | 30 | 29 | Not Applicable | On/Off | No, it does not comply with jurisdictions having 10ng/J NOx Regulations | [6 empty] | 119 | 21.375 | 19 | 58.625 | 124 | 358 | 18 | 57 | 21.625 |  |  |  | 32 | 22.4375 | 58.6875 |  |  |  |  | 13.375 | 50.3125 | [8 empty] | 1 | 150 | 260 | ANSI Z21.10.1-2017/CSA 4.1-2017 | Yes | Yes | Yes | No | Not Applicable | [5 empty] | 10193 | RES GAS MH DV | 200094496
RG2DVMH30T6N-264 | RG2DVMH30T | Bradford White | 671632809295 | Active | The ""-264"" indicates that this SKU comes with an Aluminum Anode Rod. | [9 empty] | No | Not Applicable | Not Applicable | Residential Water Heating | Water Heating.Gas | 6 | 6 |  |  |  | 238-54724-00 |  |  |  | 238-39699-00 | [6 empty] | Gas | Natural Gas |  |  |  | Indoor |  | Floor Mounted |  | No | Not Applicable | 150 | Category I | 3 |  | 0.5 | 0.75 | No | [7 empty] | 30000 BTU/Hr |  | 56 | 0.6 | 30 | 29 | Not Applicable | On/Off | No, it does not comply with jurisdictions having 10ng/J NOx Regulations | [6 empty] | 119 | 21.375 | 19 | 58.625 | 124 | 358 | 18 | 57 | 21.625 |  |  |  | 32 | 22.4375 | 58.6875 |  |  |  |  | 13.375 | 50.3125 | [8 empty] | 1 | 150 | 260 | ANSI Z21.10.1-2017/CSA 4.1-2017 | Yes | Yes | Yes | No | Not Applicable | [5 empty] | 10193 | RES GAS MH DV | 200094496
RG2DVMH30T6N-475 | RG2DVMH30T | Bradford White | 671632811403 | Active | The ""-475"" indicates that this SKU was designed to operate in Altitudes between 2,001 feet and 7,000 feet. | [9 empty] | No | Not Applicable | Not Applicable | Residential Water Heating | Water Heating.Gas | 6 | 6 |  |  |  | 238-54724-00 |  |  |  | 238-39699-00 | [6 empty] | Gas | Natural Gas |  |  |  | Indoor |  | Floor Mounted |  | No | Not Applicable | 150 | Category I | 3 |  | 0.5 | 0.75 | No | [7 empty] | 30000 BTU/Hr |  | 56 | 0.6 | 30 | 29 | Not Applicable | On/Off | No, it does not comply with jurisdictions having 10ng/J NOx Regulations | [6 empty] | 119 | 21.375 | 19 | 58.625 | 124 | 358 | 18 | 57 | 21.625 |  |  |  | 32 | 22.4375 | 58.6875 |  |  |  |  | 13.375 | 50.3125 | [8 empty] | 1 | 150 | 260 | UL 307b | Yes | Yes | Yes | No | Not Applicable | [5 empty] | 10193 | RES GAS MH DV | 200094496
RG2DVMH30T6N-475-264 | RG2DVMH30T | Bradford White | 671632913237 | Active | The ""-264"" indicates that this SKU comes with an Aluminum Anode Rod. | The ""-475"" indicates that this SKU was designed to operate in Altitudes between 2,001 feet and 7,000 feet. | [8 empty] | No | Not Applicable | Not Applicable | Residential Water Heating | Water Heating.Gas | 6 | 6 |  |  |  | 238-54724-00 |  |  |  | 238-39699-00 | [6 empty] | Gas | Natural Gas |  |  |  | Indoor |  | Floor Mounted |  | No | Not Applicable | 150 | Category I | 3 |  | 0.5 | 0.75 | No | [7 empty] | 30000 BTU/Hr |  | 56 | 0.6 | 30 | 29 | Not Applicable | On/Off | No, it does not comply with jurisdictions having 10ng/J NOx Regulations | [6 empty] | 119 | 21.375 | 19 | 58.625 | 124 | 358 | 18 | 57 | 21.625 |  |  |  | 32 | 22.4375 | 58.6875 |  |  |  |  | 13.375 | 50.3125 | [8 empty] | 1 | 150 | 260 | ANSI Z21.10.1-2017/CSA 4.1-2017 | Yes | Yes | Yes | No | Not Applicable | [5 empty] | 10193 | RES GAS MH DV | 200094496
RG2DVMH30T6N-506 | RG2DVMH30T | Bradford White | 671632885510 | Active | The ""-506"" indicates that this SKU comes with an A420 Aluminum Anode Rod. | [9 empty] | No | Not Applicable | Not Applicable | Residential Water Heating | Water Heating.Gas | 6 | 6 |  |  |  | 238-54724-00 |  |  |  | 238-39699-00 | [6 empty] | Gas | Natural Gas |  |  |  | Indoor |  | Floor Mounted |  | No | Not Applicable | 150 | Category I | 3 |  | 0.5 | 0.75 | No | [7 empty] | 30000 BTU/Hr |  | 56 | 0.6 | 30 | 29 | Not Applicable | On/Off | No, it does not comply with jurisdictions having 10ng/J NOx Regulations | [6 empty] | 119 | 21.375 | 19 | 58.625 | 124 | 358 | 18 | 57 | 21.625 |  |  |  | 32 | 22.4375 | 58.6875 |  |  |  |  | 13.375 | 50.3125 | [8 empty] | 1 | 150 | 260 | UL 307b | Yes | Yes | Yes | No | Not Applicable | [5 empty] | 10193 | RES GAS MH DV | 200094496
RG2DVMH30T6X | RG2DVMH30T | Bradford White | 671632794713 | Active | [10 empty] | No | Not Applicable | Not Applicable | Residential Water Heating | Water Heating.Gas | 6 | 6 |  |  |  | 238-54724-00 |  |  |  | 238-39699-00 | [6 empty] | Gas | Liquid Propane |  |  |  | Indoor |  | Floor Mounted |  | No | Not Applicable | 150 | Category I | 3 |  | 0.5 | 0.75 | No | [7 empty] | 30000 BTU/Hr |  | 56 | 0.6 | 30 | 29 | Not Applicable | On/Off | Not Applicable | [6 empty] | 119 | 21.375 | 19 | 58.625 | 124 | 358 | 18 | 57 | 21.625 |  |  |  | 32 | 22.4375 | 58.6875 |  |  |  |  | 13.375 | 50.3125 | [8 empty] | 1 | 150 | 260 | UL 307b | Yes | Yes | Yes | No | Not Applicable | [5 empty] | 10193 | RES GAS MH DV | 200094498
RG2DVMH30T6X-264 | RG2DVMH30T | Bradford White | 671632828005 | Active | The ""-264"" indicates that this SKU comes with an Aluminum Anode Rod. | [9 empty] | No | Not Applicable | Not Applicable | Residential Water Heating | Water Heating.Gas | 6 | 6 |  |  |  | 238-54724-00 |  |  |  | 238-39699-00 | [6 empty] | Gas | Liquid Propane |  |  |  | Indoor |  | Floor Mounted |  | No | Not Applicable | 150 | Category I | 3 |  | 0.5 | 0.75 | No | [7 empty] | 30000 BTU/Hr |  | 56 | 0.6 | 30 | 29 | Not Applicable | On/Off | Not Applicable | [6 empty] | 119 | 21.375 | 19 | 58.625 | 124 | 358 | 18 | 57 | 21.625 |  |  |  | 32 | 22.4375 | 58.6875 |  |  |  |  | 13.375 | 50.3125 | [8 empty] | 1 | 150 | 260 | UL 307b | Yes | Yes | Yes | No | Not Applicable | [5 empty] | 10193 | RES GAS MH DV | 200094498
RG2DVMH30T6X-475 | RG2DVMH30T | Bradford White | 671632809974 | Active | The ""-475"" indicates that this SKU was designed to operate in Altitudes between 2,001 feet and 7,000 feet. | [9 empty] | No | Not Applicable | Not Applicable | Residential Water Heating | Water Heating.Gas | 6 | 6 |  |  |  | 238-54724-00 |  |  |  | 238-39699-00 | [6 empty] | Gas | Liquid Propane |  |  |  | Indoor |  | Floor Mounted |  | No | Not Applicable | 150 | Category I | 3 |  | 0.5 | 0.75 | No | [7 empty] | 30000 BTU/Hr |  | 56 | 0.6 | 30 | 29 | Not Applicable | On/Off | Not Applicable | [6 empty] | 119 | 21.375 | 19 | 58.625 | 124 | 358 | 18 | 57 | 21.625 |  |  |  | 32 | 22.4375 | 58.6875 |  |  |  |  | 13.375 | 50.3125 | [8 empty] | 1 | 150 | 260 | UL 307b | Yes | Yes | Yes | No | Not Applicable | [5 empty] | 10193 | RES GAS MH DV | 200094498
RG2DVMH30T6X-475-264 | RG2DVMH30T | Bradford White | 671632874026 | Active | The ""-264"" indicates that this SKU comes with an Aluminum Anode Rod. | The ""-475"" indicates that this SKU was designed to operate in Altitudes between 2,001 feet and 7,000 feet. | [8 empty] | No | Not Applicable | Not Applicable | Residential Water Heating | Water Heating.Gas | 6 | 6 |  |  |  | 238-54724-00 |  |  |  | 238-39699-00 | [6 empty] | Gas | Liquid Propane |  |  |  | Indoor |  | Floor Mounted |  | No | Not Applicable | 150 | Category I | 3 |  | 0.5 | 0.75 | No | [7 empty] | 30000 BTU/Hr |  | 56 | 0.6 | 30 | 29 | Not Applicable | On/Off | Not Applicable | [6 empty] | 119 | 21.375 | 19 | 58.625 | 124 | 358 | 18 | 57 | 21.625 |  |  |  | 32 | 22.4375 | 58.6875 |  |  |  |  | 13.375 | 50.3125 | [8 empty] | 1 | 150 | 260 | UL 307b | Yes | Yes | Yes | No | Not Applicable | [5 empty] | 10193 | RES GAS MH DV | 200094498
RG2DVMH30T6X-475-506 | RG2DVMH30T | Bradford White | 671632901852 | Active | The ""-475"" indicates that this SKU was designed to operate in Altitudes between 2,001 feet and 7,000 feet. | The ""-506"" indicates that this SKU comes with an A420 Aluminum Anode Rod. | [8 empty] | No | Not Applicable | Not Applicable | Residential Water Heating | Water Heating.Gas | 6 | 6 |  |  |  | 238-54724-00 |  |  |  | 238-39699-00 | [6 empty] | Gas | Liquid Propane |  |  |  | Indoor |  | Floor Mounted |  | No | Not Applicable | 150 | Category I | 3 |  | 0.5 | 0.75 | No | [7 empty] | 30000 BTU/Hr |  | 56 | 0.6 | 30 | 29 | Not Applicable | On/Off | Not Applicable | [6 empty] | 119 | 21.375 | 19 | 58.625 | 124 | 358 | 18 | 57 | 21.625 |  |  |  | 32 | 22.4375 | 58.6875 |  |  |  |  | 13.375 | 50.3125 | [8 empty] | 1 | 150 | 260 | UL 307b | Yes | Yes | Yes | No | Not Applicable | [5 empty] | 10193 | RES GAS MH DV | 200094498
RG2DVMH30T6X-506 | RG2DVMH30T | Bradford White | 671632886456 | Active | The ""-506"" indicates that this SKU comes with an A420 Aluminum Anode Rod. | [9 empty] | No | Not Applicable | Not Applicable | Residential Water Heating | Water Heating.Gas | 6 | 6 |  |  |  | 238-54724-00 |  |  |  | 238-39699-00 | [6 empty] | Gas | Liquid Propane |  |  |  | Indoor |  | Floor Mounted |  | No | Not Applicable | 150 | Category I | 3 |  | 0.5 | 0.75 | No | [7 empty] | 30000 BTU/Hr |  | 56 | 0.6 | 30 | 29 | Not Applicable | On/Off | Not Applicable | [6 empty] | 119 | 21.375 | 19 | 58.625 | 124 | 358 | 18 | 57 | 21.625 |  |  |  | 32 | 22.4375 | 58.6875 |  |  |  |  | 13.375 | 50.3125 | [8 empty] | 1 | 150 | 260 | UL 307b | Yes | Yes | Yes | No | Not Applicable | [5 empty] | 10193 | RES GAS MH DV | 200094498
RG2DVMH40T10N | RG2DVMH40T | Bradford White | 671632126606 | Active | [10 empty] | No | Not Applicable | Not Applicable | Residential Water Heating | Water Heating.Gas | 10 | 6 |  |  |  | 238-54724-00 |  |  |  | 238-39699-00 | [6 empty] | Gas | Natural Gas |  |  |  | Indoor |  | Floor Mounted |  | No | Not Applicable | 150 | Category I | 3 |  | 0.5 | 0.75 | No | [7 empty] | 30000 BTU/Hr |  | 51 | 0.58 | 40 | 38 | Not Applicable | On/Off | No, it does not comply with jurisdictions having 10ng/J NOx Regulations | [6 empty] | 139 | 23.375 | 21 | 58.75 | 145 | 452 | 20 | 57.125 | 23.625 |  |  |  | 32 | 22.4375 | 58.9375 |  |  |  |  | 13.375 | 50.3125 | [8 empty] | 1 | 108 | 188 | ANSI Z21.10.1-2019/CSA 4.1-2019 | Yes | Yes | Yes | No | Not Applicable | [5 empty] | 10193 | RES GAS MH DV | 200094500
RG2DVMH40T10X | RG2DVMH40T | Bradford White | 671632869442 | Active | [10 empty] | No | Not Applicable | Not Applicable | Residential Water Heating | Water Heating.Gas | 10 | 6 |  |  |  | 238-54724-00 |  |  |  | 238-39699-00 | [6 empty] | Gas | Liquid Propane |  |  |  | Indoor |  | Floor Mounted |  | No | Not Applicable | 150 | Category I | 3 |  | 0.5 | 0.75 | No | [7 empty] | 30000 BTU/Hr |  | 51 | 0.58 | 40 | 38 | Not Applicable | On/Off | Not Applicable | [6 empty] | 139 | 23.375 | 21 | 58.75 | 145 | 452 | 20 | 57.125 | 23.625 |  |  |  | 32 | 22.4375 | 58.9375 |  |  |  |  | 13.375 | 50.3125 | [8 empty] | 1 | 108 | 188 | UL 307b | Yes | Yes | Yes | No | Not Applicable | [5 empty] | 10193 | RES GAS MH DV | 200094502
RG2DVMH40T6N | RG2DVMH40T | Bradford White | 671632791767 | Active | [10 empty] | No | Not Applicable | Not Applicable | Residential Water Heating | Water Heating.Gas | 6 | 6 |  |  |  | 238-54724-00 |  |  |  | 238-39699-00 | [6 empty] | Gas | Natural Gas |  |  |  | Indoor |  | Floor Mounted |  | No | Not Applicable | 150 | Category I | 3 |  | 0.5 | 0.75 | No | [7 empty] | 30000 BTU/Hr |  | 51 | 0.58 | 40 | 38 | Not Applicable | On/Off | No, it does not comply with jurisdictions having 10ng/J NOx Regulations | [6 empty] | 139 | 23.375 | 21 | 58.75 | 145 | 452 | 20 | 57.125 | 23.625 |  |  |  | 32 | 22.4375 | 58.9375 |  |  |  |  | 13.375 | 50.3125 | [8 empty] | 1 | 108 | 188 | UL 307b | Yes | Yes | Yes | No | Not Applicable | [5 empty] | 10193 | RES GAS MH DV | 200094500
RG2DVMH40T6N-264 | RG2DVMH40T | Bradford White | 671632839605 | Active | The ""-264"" indicates that this SKU comes with an Aluminum Anode Rod. | [9 empty] | No | Not Applicable | Not Applicable | Residential Water Heating | Water Heating.Gas | 6 | 6 |  |  |  | 238-54724-00 |  |  |  | 238-39699-00 | [6 empty] | Gas | Natural Gas |  |  |  | Indoor |  | Floor Mounted |  | No | Not Applicable | 150 | Category I | 3 |  | 0.5 | 0.75 | No | [7 empty] | 30000 BTU/Hr |  | 51 | 0.58 | 40 | 38 | Not Applicable | On/Off | No, it does not comply with jurisdictions having 10ng/J NOx Regulations | [6 empty] | 139 | 23.375 | 21 | 58.75 | 145 | 452 | 20 | 57.125 | 23.625 |  |  |  | 32 | 22.4375 | 58.9375 |  |  |  |  | 13.375 | 50.3125 | [8 empty] | 1 | 108 | 188 | UL 307b | Yes | Yes | Yes | No | Not Applicable | [5 empty] | 10193 | RES GAS MH DV | 200094500
RG2DVMH40T6N-475 | RG2DVMH40T | Bradford White | 671632811410 | Active | The ""-475"" indicates that this SKU was designed to operate in Altitudes between 2,001 feet and 7,000 feet. | [9 empty] | No | Not Applicable | Not Applicable | Residential Water Heating | Water Heating.Gas | 6 | 6 |  |  |  | 238-54724-00 |  |  |  | 238-39699-00 | [6 empty] | Gas | Natural Gas |  |  |  | Indoor |  | Floor Mounted |  | No | Not Applicable | 150 | Category I | 3 |  | 0.5 | 0.75 | No | [7 empty] | 30000 BTU/Hr |  | 51 | 0.58 | 40 | 38 | Not Applicable | On/Off | No, it does not comply with jurisdictions having 10ng/J NOx Regulations | [6 empty] | 139 | 23.375 | 21 | 58.75 | 145 | 452 | 20 | 57.125 | 23.625 |  |  |  | 32 | 22.4375 | 58.9375 |  |  |  |  | 13.375 | 50.3125 | [8 empty] | 1 | 108 | 188 | UL 307b | Yes | Yes | Yes | No | Not Applicable | [5 empty] | 10193 | RES GAS MH DV | 200094500
RG2DVMH40T6X | RG2DVMH40T | Bradford White | 671632794720 | Active | [10 empty] | No | Not Applicable | Not Applicable | Residential Water Heating | Water Heating.Gas | 6 | 6 |  |  |  | 238-54724-00 |  |  |  | 238-39699-00 | [6 empty] | Gas | Liquid Propane |  |  |  | Indoor |  | Floor Mounted |  | No | Not Applicable | 150 | Category I | 3 |  | 0.5 | 0.75 | No | [7 empty] | 30000 BTU/Hr |  | 51 | 0.58 | 40 | 38 | Not Applicable | On/Off | Not Applicable | [6 empty] | 139 | 23.375 | 21 | 58.75 | 145 | 452 | 20 | 57.125 | 23.625 |  |  |  | 32 | 22.4375 | 58.9375 |  |  |  |  | 13.375 | 50.3125 | [8 empty] | 1 | 108 | 188 | UL 307b | Yes | Yes | Yes | No | Not Applicable | [5 empty] | 10193 | RES GAS MH DV | 200094502
RG2DVMH40T6X-264 | RG2DVMH40T | Bradford White | 671632812226 | Active | The ""-264"" indicates that this SKU comes with an Aluminum Anode Rod. | [9 empty] | No | Not Applicable | Not Applicable | Residential Water Heating | Water Heating.Gas | 6 | 6 |  |  |  | 238-54724-00 |  |  |  | 238-39699-00 | [6 empty] | Gas | Liquid Propane |  |  |  | Indoor |  | Floor Mounted |  | No | Not Applicable | 150 | Category I | 3 |  | 0.5 | 0.75 | No | [7 empty] | 30000 BTU/Hr |  | 51 | 0.58 | 40 | 38 | Not Applicable | On/Off | Not Applicable | [6 empty] | 139 | 23.375 | 21 | 58.75 | 145 | 452 | 20 | 57.125 | 23.625 |  |  |  | 32 | 22.4375 | 58.9375 |  |  |  |  | 13.375 | 50.3125 | [8 empty] | 1 | 108 | 188 | UL 307b | Yes | Yes | Yes | No | Not Applicable | [5 empty] | 10193 | RES GAS MH DV | 200094502
RG2DVMH40T6X-475 | RG2DVMH40T | Bradford White | 671632809981 | Active | The ""-475"" indicates that this SKU was designed to operate in Altitudes between 2,001 feet and 7,000 feet. | [9 empty] | No | Not Applicable | Not Applicable | Residential Water Heating | Water Heating.Gas | 6 | 6 |  |  |  | 238-54724-00 |  |  |  | 238-39699-00 | [6 empty] | Gas | Liquid Propane |  |  |  | Indoor |  | Floor Mounted |  | No | Not Applicable | 150 | Category I | 3 |  | 0.5 | 0.75 | No | [7 empty] | 30000 BTU/Hr |  | 51 | 0.58 | 40 | 38 | Not Applicable | On/Off | Not Applicable | [6 empty] | 139 | 23.375 | 21 | 58.75 | 145 | 452 | 20 | 57.125 | 23.625 |  |  |  | 32 | 22.4375 | 58.9375 |  |  |  |  | 13.375 | 50.3125 | [8 empty] | 1 | 108 | 188 | UL 307b | Yes | Yes | Yes | No | Not Applicable | [5 empty] | 10193 | RES GAS MH DV | 200094502
RG2DVMH40T6X-475-264 | RG2DVMH40T | Bradford White | 671632812486 | Active | The ""-264"" indicates that this SKU comes with an Aluminum Anode Rod. | The ""-475"" indicates that this SKU was designed to operate in Altitudes between 2,001 feet and 7,000 feet. | [8 empty] | No | Not Applicable | Not Applicable | Residential Water Heating | Water Heating.Gas | 6 | 6 |  |  |  | 238-54724-00 |  |  |  | 238-39699-00 | [6 empty] | Gas | Liquid Propane |  |  |  | Indoor |  | Floor Mounted |  | No | Not Applicable | 150 | Category I | 3 |  | 0.5 | 0.75 | No | [7 empty] | 30000 BTU/Hr |  | 51 | 0.58 | 40 | 38 | Not Applicable | On/Off | Not Applicable | [6 empty] | 139 | 23.375 | 21 | 58.75 | 145 | 452 | 20 | 57.125 | 23.625 |  |  |  | 32 | 22.4375 | 58.9375 |  |  |  |  | 13.375 | 50.3125 | [8 empty] | 1 | 108 | 188 | UL 307b | Yes | Yes | Yes | No | Not Applicable | [5 empty] | 10193 | RES GAS MH DV | 200094502
RG2F40S10N | RG2F40S | Bradford White | 671632321957 | Active | [10 empty] | No | Not Applicable | Not Applicable | Residential Water Heating | Water Heating.Gas | 10 | 6 |  |  |  | 238-51012-00 |  |  |  | 238-39699-00 |  | 238-51003-00 |  |  |  |  | Gas | Natural Gas |  |  |  | Indoor |  | Floor Mounted |  | No | Not Applicable | 150 | Category I | 3 |  | 0.5 | 0.75 | No | [7 empty] | 38000 BTU/Hr |  | 75 | 0.7 | 40 | 38 | Not Applicable | On/Off | No, it does not comply with jurisdictions having 10ng/J NOx Regulations | [6 empty] | 150 | 27.625 | 22.75 | 57.625 | 156 | 463 | 22 | 47 | 25.875 | 54.25 |  |  | 41 |  |  | 8 |  |  |  | 13 | 40 | [8 empty] | 1 | 92 | 160 | ANSI Z21.10.1-2019/CSA 4.1-2019 | Yes | Yes | Yes | No | Not Applicable | [5 empty] | 10132 | RES GAS ATM D/F | 200094396
RG2F40S6N | RG2F40S | Bradford White | 671632790289 | Active | [10 empty] | No | Not Applicable | Not Applicable | Residential Water Heating | Water Heating.Gas | 6 | 6 |  |  |  | 238-51012-00 |  |  |  | 238-39699-00 |  | 238-51003-00 |  |  |  |  | Gas | Natural Gas |  |  |  | Indoor |  | Floor Mounted |  | No | Not Applicable | 150 | Category I | 3 |  | 0.5 | 0.75 | No | [7 empty] | 38000 BTU/Hr |  | 75 | 0.7 | 40 | 38 | Not Applicable | On/Off | No, it does not comply with jurisdictions having 10ng/J NOx Regulations | [6 empty] | 150 | 27.625 | 22.75 | 57.625 | 156 | 463 | 22 | 47 | 25.875 | 54.25 |  |  | 41 |  |  | 8 |  |  |  | 13 | 40 | [8 empty] | 1 | 92 | 160 | ANSI Z21.10.1-2019/CSA 4.1-2019 | Yes | Yes | Yes | No | Not Applicable | [5 empty] | 10132 | RES GAS ATM D/F | 200094396
RG2F40S6N-264 | RG2F40S | Bradford White | 671632850570 | Active | The ""-264"" indicates that this SKU comes with an Aluminum Anode Rod. | [9 empty] | No | Not Applicable | Not Applicable | Residential Water Heating | Water Heating.Gas | 6 | 6 |  |  |  | 238-51012-00 |  |  |  | 238-39699-00 |  | 238-51003-00 |  |  |  |  | Gas | Natural Gas |  |  |  | Indoor |  | Floor Mounted |  | No | Not Applicable | 150 | Category I | 3 |  | 0.5 | 0.75 | No | [7 empty] | 38000 BTU/Hr |  | 75 | 0.7 | 40 | 38 | Not Applicable | On/Off | No, it does not comply with jurisdictions having 10ng/J NOx Regulations | [6 empty] | 150 | 27.625 | 22.75 | 57.625 | 156 | 463 | 22 | 47 | 25.875 | 54.25 |  |  | 41 |  |  | 8 |  |  |  | 13 | 40 | [8 empty] | 1 | 92 | 160 | ANSI Z21.10.1-2019/CSA 4.1-2019 | Yes | Yes | Yes | No | Not Applicable | [5 empty] | 10132 | RES GAS ATM D/F | 200094396
RG2F40S6N-457 | RG2F40S | Bradford White | 671632859368 | Active | The -457 indicates that this SKU was designed and certified for Installation in Canada. | [9 empty] | No | Not Applicable | Not Applicable | Residential Water Heating | Water Heating.Gas | 6 | 6 |  |  |  | 238-51012-00 |  |  |  | 238-39699-00 |  | 238-51003-00 |  |  |  |  | Gas | Natural Gas |  |  |  | Indoor |  | Floor Mounted |  | No | Not Applicable | 150 | Category I | 3 |  | 0.5 | 0.75 | No | [7 empty] | 38000 BTU/Hr |  |  |  | 40 |  | Not Applicable | On/Off | No, it does not comply with jurisdictions having 10ng/J NOx Regulations | [6 empty] | 150 | 27.625 | 22.75 | 57.625 | 156 | 480 | 22 | 47 | 25.875 | 54.25 |  |  | 41 |  |  | 8 |  |  |  | 13 | 40 | [8 empty] | 1 | 92 | 160 | ANSI Z21.10.1-2019/CSA 4.1-2019 | Yes | No | Yes | No | Not Applicable | 238-51030-00 |  |  |  | 238-45684-00 | 10132 | RES GAS ATM D/F
RG2F40S6N-475 | RG2F40S | Bradford White | 671632815401 | Active | The ""-475"" indicates that this SKU was designed to operate in Altitudes between 2,001 feet and 7,000 feet. | [9 empty] | No | Not Applicable | Not Applicable | Residential Water Heating | Water Heating.Gas | 6 | 6 |  |  |  | 238-51012-00 |  |  |  | 238-39699-00 |  | 238-51003-00 |  |  |  |  | Gas | Natural Gas |  |  |  | Indoor |  | Floor Mounted |  | No | Not Applicable | 150 | Category I | 3 |  | 0.5 | 0.75 | No | [7 empty] | 38000 BTU/Hr |  | 75 | 0.7 | 40 | 38 | Not Applicable | On/Off | No, it does not comply with jurisdictions having 10ng/J NOx Regulations | [6 empty] | 150 | 27.625 | 22.75 | 57.625 | 156 | 463 | 22 | 47 | 25.875 | 54.25 |  |  | 41 |  |  | 8 |  |  |  | 13 | 40 | [8 empty] | 1 | 92 | 160 | ANSI Z21.10.1-2019/CSA 4.1-2019 | Yes | Yes | Yes | No | Not Applicable | [5 empty] | 10132 | RES GAS ATM D/F | 200094396
RG2F40S6N-475-264 | RG2F40S | Bradford White | 671632844845 | Active | The ""-264"" indicates that this SKU comes with an Aluminum Anode Rod. | The ""-475"" indicates that this SKU was designed to operate in Altitudes between 2,001 feet and 7,000 feet. | [8 empty] | No | Not Applicable | Not Applicable | Residential Water Heating | Water Heating.Gas | 6 | 6 |  |  |  | 238-51012-00 |  |  |  | 238-39699-00 |  | 238-51003-00 |  |  |  |  | Gas | Natural Gas |  |  |  | Indoor |  | Floor Mounted |  | No | Not Applicable | 150 | Category I | 3 |  | 0.5 | 0.75 | No | [7 empty] | 38000 BTU/Hr |  | 75 | 0.7 | 40 | 38 | Not Applicable | On/Off | No, it does not comply with jurisdictions having 10ng/J NOx Regulations | [6 empty] | 150 | 27.625 | 22.75 | 57.625 | 156 | 463 | 22 | 47 | 25.875 | 54.25 |  |  | 41 |  |  | 8 |  |  |  | 13 | 40 | [8 empty] | 1 | 92 | 160 | ANSI Z21.10.1-2019/CSA 4.1-2019 | Yes | Yes | Yes | No | Not Applicable | [5 empty] | 10132 | RES GAS ATM D/F | 200094396
RG2F40S6X | RG2F40S | Bradford White | 671632792894 | Active | [10 empty] | No | Not Applicable | Not Applicable | Residential Water Heating | Water Heating.Gas | 6 | 6 |  |  |  | 238-51012-00 |  |  |  | 238-39699-00 |  | 238-51003-00 |  |  |  |  | Gas | Liquid Propane |  |  |  | Indoor |  | Floor Mounted |  | No | Not Applicable | 150 | Category I | 3 |  | 0.5 | 0.75 | No | [7 empty] | 38000 BTU/Hr |  | 75 | 0.7 | 40 | 38 | Not Applicable | On/Off | Not Applicable | [6 empty] | 150 | 27.625 | 22.75 | 57.625 | 156 | 463 | 22 | 47 | 25.875 | 54.25 |  |  | 41 |  |  | 8 |  |  |  | 13 | 40 | [8 empty] | 1 | 92 | 160 | ANSI Z21.10.1-2019/CSA 4.1-2019 | Yes | Yes | Yes | No | Not Applicable | [5 empty] | 10132 | RES GAS ATM D/F | 200094398
RG2F40S6X-457 | RG2F40S | Bradford White | 671632859382 | Active | The -457 indicates that this SKU was designed and certified for Installation in Canada. | [9 empty] | No | Not Applicable | Not Applicable | Residential Water Heating | Water Heating.Gas | 6 | 6 |  |  |  | 238-51012-00 |  |  |  | 238-39699-00 |  | 238-51003-00 |  |  |  |  | Gas | Liquid Propane |  |  |  | Indoor |  | Floor Mounted |  | No | Not Applicable | 150 | Category I | 3 |  | 0.5 | 0.75 | No | [7 empty] | 38000 BTU/Hr |  |  |  | 40 |  | Not Applicable | On/Off | Not Applicable | [6 empty] | 150 | 27.625 | 22.75 | 57.625 | 156 | 480 | 22 | 47 | 25.875 | 54.25 |  |  | 41 |  |  | 8 |  |  |  | 13 | 40 | [8 empty] | 1 | 92 | 160 | ANSI Z21.10.1-2019/CSA 4.1-2019 | Yes | No | Yes | No | Not Applicable | 238-51030-00 |  |  |  | 238-45684-00 | 10132 | RES GAS ATM D/F
RG2F40S6X-475 | RG2F40S | Bradford White | 671632876952 | Active | The ""-475"" indicates that this SKU was designed to operate in Altitudes between 2,001 feet and 7,000 feet. | [9 empty] | No | Not Applicable | Not Applicable | Residential Water Heating | Water Heating.Gas | 6 | 6 |  |  |  | 238-51012-00 |  |  |  | 238-39699-00 |  | 238-51003-00 |  |  |  |  | Gas | Liquid Propane |  |  |  | Indoor |  | Floor Mounted |  | No | Not Applicable | 150 | Category I | 3 |  | 0.5 | 0.75 | No | [7 empty] | 38000 BTU/Hr |  | 75 | 0.7 | 40 | 38 | Not Applicable | On/Off | Not Applicable | [6 empty] | 150 | 27.625 | 22.75 | 57.625 | 156 | 463 | 22 | 47 | 25.875 | 54.25 |  |  | 41 |  |  | 8 |  |  |  | 13 | 40 | [8 empty] | 1 | 92 | 160 | ANSI Z21.10.1-2019/CSA 4.1-2019 | Yes | Yes | Yes | No | Not Applicable | [5 empty] | 10132 | RES GAS ATM D/F | 200094398
RG2F40S8N-220 | RG2F40S | Bradford White | 671632823376 | Active | The ""-220"" indicates that this SKU was designed to operate in Altitudes ranging from 0 to 4,500 feet (0-1370 meters), and are certified for Installation in Canada. | [9 empty] | No | Not Applicable | Not Applicable | Residential Water Heating | Water Heating.Gas | 8 | 6 |  |  |  | 238-51012-00 |  |  |  | 238-39699-00 |  | 238-51003-00 |  |  |  |  | Gas | Natural Gas |  |  |  | Indoor |  | Floor Mounted |  | No | Not Applicable | 150 | Category I | 3 |  | 0.5 | 0.75 | No | [7 empty] | 34200 BTU/Hr |  |  |  | 40 |  | Not Applicable | On/Off | No, it does not comply with jurisdictions having 10ng/J NOx Regulations | [6 empty] | 150 | 27.625 | 22.75 | 57.625 | 156 | 480 | 22 | 47 | 25.875 | 54.25 |  |  | 41 |  |  | 8 |  |  |  | 13 | 40 | [8 empty] | 1 | 92 | 160 | ANSI Z21.10.1-2019/CSA 4.1-2019 | Yes | No | Yes | No | Not Applicable | 238-51030-00 |  |  |  | 238-45684-00 | 10132 | RES GAS ATM D/F
RG2F40S8N-457 | RG2F40S | Bradford White | 671632803835 | Active | The -457 indicates that this SKU was designed and certified for Installation in Canada. | [9 empty] | No | Not Applicable | Not Applicable | Residential Water Heating | Water Heating.Gas | 8 | 6 |  |  |  | 238-51012-00 |  |  |  | 238-39699-00 |  | 238-51003-00 |  |  |  |  | Gas | Natural Gas |  |  |  | Indoor |  | Floor Mounted |  | No | Not Applicable | 150 | Category I | 3 |  | 0.5 | 0.75 | No | [7 empty] | 38000 BTU/Hr |  |  |  | 40 |  | Not Applicable | On/Off | No, it does not comply with jurisdictions having 10ng/J NOx Regulations | [6 empty] | 150 | 27.625 | 22.75 | 57.625 | 156 | 480 | 22 | 47 | 25.875 | 54.25 |  |  | 41 |  |  | 8 |  |  |  | 13 | 40 | [8 empty] | 1 | 92 | 160 | ANSI Z21.10.1-2019/CSA 4.1-2019 | Yes | No | Yes | No | Not Applicable | 238-51030-00 |  |  |  | 238-45684-00 | 10132 | RES GAS ATM D/F
RG2F40S8X-220 | RG2F40S | Bradford White | 671632823383 | Active | The ""-220"" indicates that this SKU was designed to operate in Altitudes ranging from 0 to 4,500 feet (0-1370 meters), and are certified for Installation in Canada. | [9 empty] | No | Not Applicable | Not Applicable | Residential Water Heating | Water Heating.Gas | 8 | 6 |  |  |  | 238-51012-00 |  |  |  | 238-39699-00 |  | 238-51003-00 |  |  |  |  | Gas | Liquid Propane |  |  |  | Indoor |  | Floor Mounted |  | No | Not Applicable | 150 | Category I | 3 |  | 0.5 | 0.75 | No | [7 empty] | 34200 BTU/Hr |  |  |  | 40 |  | Not Applicable | On/Off | Not Applicable | [6 empty] | 150 | 27.625 | 22.75 | 57.625 | 156 | 480 | 22 | 47 | 25.875 | 54.25 |  |  | 41 |  |  | 8 |  |  |  | 13 | 40 | [8 empty] | 1 | 92 | 160 | ANSI Z21.10.1-2019/CSA 4.1-2019 | Yes | No | Yes | No | Not Applicable | 238-51030-00 |  |  |  | 238-45684-00 | 10132 | RES GAS ATM D/F
RG2F40S8X-457 | RG2F40S | Bradford White | 671632803842 | Active | The -457 indicates that this SKU was designed and certified for Installation in Canada. | [9 empty] | No | Not Applicable | Not Applicable | Residential Water Heating | Water Heating.Gas | 8 | 6 |  |  |  | 238-51012-00 |  |  |  | 238-39699-00 |  | 238-51003-00 |  |  |  |  | Gas | Liquid Propane |  |  |  | Indoor |  | Floor Mounted |  | No | Not Applicable | 150 | Category I | 3 |  | 0.5 | 0.75 | No | [7 empty] | 38000 BTU/Hr |  |  |  | 40 |  | Not Applicable | On/Off | Not Applicable | [6 empty] | 150 | 27.625 | 22.75 | 57.625 | 156 | 480 | 22 | 47 | 25.875 | 54.25 |  |  | 41 |  |  | 8 |  |  |  | 13 | 40 | [8 empty] | 1 | 92 | 160 | ANSI Z21.10.1-2019/CSA 4.1-2019 | Yes | No | Yes | No | Not Applicable | 238-51030-00 |  |  |  | 238-45684-00 | 10132 | RES GAS ATM D/F
RG2F50S10N | RG2F50S | Bradford White | 671632852338 | Active | [10 empty] | No | Not Applicable | Not Applicable | Residential Water Heating | Water Heating.Gas | 10 | 6 |  |  |  | 238-51012-00 |  |  |  | 238-39699-00 |  | 238-51003-00 |  |  |  |  | Gas | Natural Gas |  |  |  | Indoor |  | Floor Mounted |  | No | Not Applicable | 150 | Category I | 3 |  | 0.5 | 0.75 | No | [7 empty] | 38000 BTU/Hr |  | 76 | 0.68 | 50 | 48 | Not Applicable | On/Off | No, it does not comply with jurisdictions having 10ng/J NOx Regulations | [6 empty] | 176 | 28.875 | 24.75 | 59.1875 | 183 | 572 | 24 | 48 | 27.875 | 55.25 |  |  | 41 |  |  | 8 |  |  |  | 13 | 40.625 | [8 empty] | 1 | 63 | 60 | ANSI Z21.10.1-2019/CSA 4.1-2019 | Yes | Yes | Yes | No | Not Applicable | [5 empty] | 10132 | RES GAS ATM D/F | 200094400
RG2F50S6N | RG2F50S | Bradford White | 671632790296 | Active | [10 empty] | No | Not Applicable | Not Applicable | Residential Water Heating | Water Heating.Gas | 6 | 6 |  |  |  | 238-51012-00 |  |  |  | 238-39699-00 |  | 238-51003-00 |  |  |  |  | Gas | Natural Gas |  |  |  | Indoor |  | Floor Mounted |  | No | Not Applicable | 150 | Category I | 3 |  | 0.5 | 0.75 | No | [7 empty] | 38000 BTU/Hr |  | 76 | 0.68 | 50 | 48 | Not Applicable | On/Off | No, it does not comply with jurisdictions having 10ng/J NOx Regulations | [6 empty] | 176 | 28.875 | 24.75 | 59.1875 | 183 | 572 | 24 | 48 | 27.875 | 55.25 |  |  | 41 |  |  | 8 |  |  |  | 13 | 40.625 | [8 empty] | 1 | 63 | 60 | ANSI Z21.10.1-2019/CSA 4.1-2019 | Yes | Yes | Yes | No | Not Applicable | [5 empty] | 10132 | RES GAS ATM D/F | 200094400
RG2F50S6N-264 | RG2F50S | Bradford White | 671632837670 | Active | The ""-264"" indicates that this SKU comes with an Aluminum Anode Rod. | [9 empty] | No | Not Applicable | Not Applicable | Residential Water Heating | Water Heating.Gas | 6 | 6 |  |  |  | 238-51012-00 |  |  |  | 238-39699-00 |  | 238-51003-00 |  |  |  |  | Gas | Natural Gas |  |  |  | Indoor |  | Floor Mounted |  | No | Not Applicable | 150 | Category I | 3 |  | 0.5 | 0.75 | No | [7 empty] | 38000 BTU/Hr |  | 76 | 0.68 | 50 | 48 | Not Applicable | On/Off | No, it does not comply with jurisdictions having 10ng/J NOx Regulations | [6 empty] | 176 | 28.875 | 24.75 | 59.1875 | 183 | 572 | 24 | 48 | 27.875 | 55.25 |  |  | 41 |  |  | 8 |  |  |  | 13 | 40.625 | [8 empty] | 1 | 63 | 60 | ANSI Z21.10.1-2019/CSA 4.1-2019 | Yes | Yes | Yes | No | Not Applicable | [5 empty] | 10132 | RES GAS ATM D/F | 200094400
RG2F50S6N-457 | RG2F50S | Bradford White | 671632859405 | Active | The -457 indicates that this SKU was designed and certified for Installation in Canada. | [9 empty] | No | Not Applicable | Not Applicable | Residential Water Heating | Water Heating.Gas | 6 | 6 |  |  |  | 238-51012-00 |  |  |  | 238-39699-00 |  | 238-51003-00 |  |  |  |  | Gas | Natural Gas |  |  |  | Indoor |  | Floor Mounted |  | No | Not Applicable | 150 | Category I | 3 |  | 0.5 | 0.75 | No | [7 empty] | 38000 BTU/Hr |  |  |  | 50 |  | Not Applicable | On/Off | No, it does not comply with jurisdictions having 10ng/J NOx Regulations | [6 empty] | 176 | 28.875 | 24.75 | 59.1875 | 183 | 588 | 24 | 48 | 27.875 | 55.25 |  |  | 41 |  |  | 8 |  |  |  | 13 | 40.625 | [8 empty] | 1 | 63 | 60 | ANSI Z21.10.1-2019/CSA 4.1-2019 | Yes | No | Yes | No | Not Applicable | 238-51030-00 |  |  |  | 238-45684-00 | 10132 | RES GAS ATM D/F
RG2F50S6N-475 | RG2F50S | Bradford White | 671632815418 | Active | The ""-475"" indicates that this SKU was designed to operate in Altitudes between 2,001 feet and 7,000 feet. | [9 empty] | No | Not Applicable | Not Applicable | Residential Water Heating | Water Heating.Gas | 6 | 6 |  |  |  | 238-51012-00 |  |  |  | 238-39699-00 |  | 238-51003-00 |  |  |  |  | Gas | Natural Gas |  |  |  | Indoor |  | Floor Mounted |  | No | Not Applicable | 150 | Category I | 3 |  | 0.5 | 0.75 | No | [7 empty] | 38000 BTU/Hr |  | 76 | 0.68 | 50 | 48 | Not Applicable | On/Off | No, it does not comply with jurisdictions having 10ng/J NOx Regulations | [6 empty] | 176 | 28.875 | 24.75 | 59.1875 | 183 | 572 | 24 | 48 | 27.875 | 55.25 |  |  | 41 |  |  | 8 |  |  |  | 13 | 40.625 | [8 empty] | 1 | 63 | 60 | ANSI Z21.10.1-2019/CSA 4.1-2019 | Yes | Yes | Yes | No | Not Applicable | [5 empty] | 10132 | RES GAS ATM D/F | 200094400
RG2F50S6N-475-264 | RG2F50S | Bradford White | 671632817238 | Active | The ""-264"" indicates that this SKU comes with an Aluminum Anode Rod. | The ""-475"" indicates that this SKU was designed to operate in Altitudes between 2,001 feet and 7,000 feet. | [8 empty] | No | Not Applicable | Not Applicable | Residential Water Heating | Water Heating.Gas | 6 | 6 |  |  |  | 238-51012-00 |  |  |  | 238-39699-00 |  | 238-51003-00 |  |  |  |  | Gas | Natural Gas |  |  |  | Indoor |  | Floor Mounted |  | No | Not Applicable | 150 | Category I | 3 |  | 0.5 | 0.75 | No | [7 empty] | 38000 BTU/Hr |  | 76 | 0.68 | 50 | 48 | Not Applicable | On/Off | No, it does not comply with jurisdictions having 10ng/J NOx Regulations | [6 empty] | 176 | 28.875 | 24.75 | 59.1875 | 183 | 572 | 24 | 48 | 27.875 | 55.25 |  |  | 41 |  |  | 8 |  |  |  | 13 | 40.625 | [8 empty] | 1 | 63 | 60 | ANSI Z21.10.1-2019/CSA 4.1-2019 | Yes | Yes | Yes | No | Not Applicable | [5 empty] | 10132 | RES GAS ATM D/F | 200094400
RG2F50S6X | RG2F50S | Bradford White | 671632792900 | Active | [10 empty] | No | Not Applicable | Not Applicable | Residential Water Heating | Water Heating.Gas | 6 | 6 |  |  |  | 238-51012-00 |  |  |  | 238-39699-00 |  | 238-51003-00 |  |  |  |  | Gas | Liquid Propane |  |  |  | Indoor |  | Floor Mounted |  | No | Not Applicable | 150 | Category I | 3 |  | 0.5 | 0.75 | No | [7 empty] | 38000 BTU/Hr |  | 76 | 0.68 | 50 | 48 | Not Applicable | On/Off | Not Applicable | [6 empty] | 176 | 28.875 | 24.75 | 59.1875 | 183 | 572 | 24 | 48 | 27.875 | 55.25 |  |  | 41 |  |  | 8 |  |  |  | 13 | 40.625 | [8 empty] | 1 | 63 | 60 | ANSI Z21.10.1-2019/CSA 4.1-2019 | Yes | Yes | Yes | No | Not Applicable | [5 empty] | 10132 | RES GAS ATM D/F | 200094402
RG2F50S6X-457 | RG2F50S | Bradford White | 671632859429 | Active | The -457 indicates that this SKU was designed and certified for Installation in Canada. | [9 empty] | No | Not Applicable | Not Applicable | Residential Water Heating | Water Heating.Gas | 6 | 6 |  |  |  | 238-51012-00 |  |  |  | 238-39699-00 |  | 238-51003-00 |  |  |  |  | Gas | Liquid Propane |  |  |  | Indoor |  | Floor Mounted |  | No | Not Applicable | 150 | Category I | 3 |  | 0.5 | 0.75 | No | [7 empty] | 38000 BTU/Hr |  |  |  | 50 |  | Not Applicable | On/Off | Not Applicable | [6 empty] | 176 | 28.875 | 24.75 | 59.1875 | 183 | 588 | 24 | 48 | 27.875 | 55.25 |  |  | 41 |  |  | 8 |  |  |  | 13 | 40.625 | [8 empty] | 1 | 63 | 60 | ANSI Z21.10.1-2019/CSA 4.1-2019 | Yes | No | Yes | No | Not Applicable | 238-51030-00 |  |  |  | 238-45684-00 | 10132 | RES GAS ATM D/F
RG2F50S8N-220 | RG2F50S | Bradford White | 671632823390 | Active | The ""-220"" indicates that this SKU was designed to operate in Altitudes ranging from 0 to 4,500 feet (0-1370 meters), and are certified for Installation in Canada. | [9 empty] | No | Not Applicable | Not Applicable | Residential Water Heating | Water Heating.Gas | 8 | 6 |  |  |  | 238-51012-00 |  |  |  | 238-39699-00 |  | 238-51003-00 |  |  |  |  | Gas | Natural Gas |  |  |  | Indoor |  | Floor Mounted |  | No | Not Applicable | 150 | Category I | 3 |  | 0.5 | 0.75 | No | [7 empty] | 34200 BTU/Hr |  |  |  | 50 |  | Not Applicable | On/Off | No, it does not comply with jurisdictions having 10ng/J NOx Regulations | [6 empty] | 176 | 28.875 | 24.75 | 59.1875 | 183 | 588 | 24 | 48 | 27.875 | 55.25 |  |  | 41 |  |  | 8 |  |  |  | 13 | 40.625 | [8 empty] | 1 | 63 | 60 | ANSI Z21.10.1-2019/CSA 4.1-2019 | Yes | No | Yes | No | Not Applicable | 238-51030-00 |  |  |  | 238-45684-00 | 10132 | RES GAS ATM D/F
RG2F50S8N-457 | RG2F50S | Bradford White | 671632803903 | Active | The -457 indicates that this SKU was designed and certified for Installation in Canada. | [9 empty] | No | Not Applicable | Not Applicable | Residential Water Heating | Water Heating.Gas | 8 | 6 |  |  |  | 238-51012-00 |  |  |  | 238-39699-00 |  | 238-51003-00 |  |  |  |  | Gas | Natural Gas |  |  |  | Indoor |  | Floor Mounted |  | No | Not Applicable | 150 | Category I | 3 |  | 0.5 | 0.75 | No | [7 empty] | 38000 BTU/Hr |  |  |  | 50 |  | Not Applicable | On/Off | No, it does not comply with jurisdictions having 10ng/J NOx Regulations | [6 empty] | 176 | 28.875 | 24.75 | 59.1875 | 183 | 588 | 24 | 48 | 27.875 | 55.25 |  |  | 41 |  |  | 8 |  |  |  | 13 | 40.625 | [8 empty] | 1 | 63 | 60 | ANSI Z21.10.1-2019/CSA 4.1-2019 | Yes | No | Yes | No | Not Applicable | 238-51030-00 |  |  |  | 238-45684-00 | 10132 | RES GAS ATM D/F
RG2F50S8X-220 | RG2F50S | Bradford White | 671632823406 | Active | The ""-220"" indicates that this SKU was designed to operate in Altitudes ranging from 0 to 4,500 feet (0-1370 meters), and are certified for Installation in Canada. | [9 empty] | No | Not Applicable | Not Applicable | Residential Water Heating | Water Heating.Gas | 8 | 6 |  |  |  | 238-51012-00 |  |  |  | 238-39699-00 |  | 238-51003-00 |  |  |  |  | Gas | Liquid Propane |  |  |  | Indoor |  | Floor Mounted |  | No | Not Applicable | 150 | Category I | 3 |  | 0.5 | 0.75 | No | [7 empty] | 34200 BTU/Hr |  |  |  | 50 |  | Not Applicable | On/Off | Not Applicable | [6 empty] | 176 | 28.875 | 24.75 | 59.1875 | 183 | 588 | 24 | 48 | 27.875 | 55.25 |  |  | 41 |  |  | 8 |  |  |  | 13 | 40.625 | [8 empty] | 1 | 63 | 60 | ANSI Z21.10.1-2019/CSA 4.1-2019 | Yes | No | Yes | No | Not Applicable | 238-51030-00 |  |  |  | 238-45684-00 | 10132 | RES GAS ATM D/F
RG2F50S8X-457 | RG2F50S | Bradford White | 671632803910 | Active | The -457 indicates that this SKU was designed and certified for Installation in Canada. | [9 empty] | No | Not Applicable | Not Applicable | Residential Water Heating | Water Heating.Gas | 8 | 6 |  |  |  | 238-51012-00 |  |  |  | 238-39699-00 |  | 238-51003-00 |  |  |  |  | Gas | Liquid Propane |  |  |  | Indoor |  | Floor Mounted |  | No | Not Applicable | 150 | Category I | 3 |  | 0.5 | 0.75 | No | [7 empty] | 38000 BTU/Hr |  |  |  | 50 |  | Not Applicable | On/Off | Not Applicable | [6 empty] | 176 | 28.875 | 24.75 | 59.1875 | 183 | 588 | 24 | 48 | 27.875 | 55.25 |  |  | 41 |  |  | 8 |  |  |  | 13 | 40.625 | [8 empty] | 1 | 63 | 60 | ANSI Z21.10.1-2019/CSA 4.1-2019 | Yes | No | Yes | No | Not Applicable | 238-51030-00 |  |  |  | 238-45684-00 | 10132 | RES GAS ATM D/F
RG2MH30T10X | RG2MH30T | Bradford White | 671632851560 | Active | [10 empty] | No | Not Applicable | Not Applicable | Residential Water Heating | Water Heating.Gas | 10 | 6 |  |  |  | 238-54725-00 |  |  |  | 238-39699-00 | [6 empty] | Gas | Liquid Propane |  |  |  | Indoor |  | Floor Mounted |  | No | Not Applicable | 150 | Category I | 3 |  | 0.5 | 0.75 | No | [7 empty] | 32000 BTU/Hr |  | 50 | 0.54 | 30 | 29 | Not Applicable | On/Off | Not Applicable | [6 empty] | 118 | 21.375 | 19 | 58 | 123 | 357 | 18 | 56.375 | 21.625 | 59.9375 |  |  | 34 | 57.625 | 21.8125 |  |  |  |  | 12.75 | 49.6875 | [8 empty] | 1 | 145 | 260 | UL 307b | Yes | Yes | Yes | No | Not Applicable | [5 empty] | 10191 | RES GAS MH | 200094490
RG2MH30T6N | RG2MH30T | Bradford White | 671632791729 | Active | [10 empty] | No | Not Applicable | Not Applicable | Residential Water Heating | Water Heating.Gas | 6 | 6 |  |  |  | 238-54725-00 |  |  |  | 238-39699-00 | [6 empty] | Gas | Natural Gas |  |  |  | Indoor |  | Floor Mounted |  | No | Not Applicable | 150 | Category I | 3 |  | 0.5 | 0.75 | No | [7 empty] | 32000 BTU/Hr |  | 50 | 0.54 | 30 | 29 | Not Applicable | On/Off | No, it does not comply with jurisdictions having 10ng/J NOx Regulations | [6 empty] | 118 | 21.375 | 19 | 58 | 123 | 357 | 18 | 56.375 | 21.625 | 59.9375 |  |  | 34 | 57.625 | 21.8125 |  |  |  |  | 12.75 | 49.6875 | [8 empty] | 1 | 145 | 260 | UL 307b | Yes | Yes | Yes | No | Not Applicable | [5 empty] | 10191 | RES GAS MH | 200094488
RG2MH30T6N-264 | RG2MH30T | Bradford White | 671632924820 | Active | The ""-264"" indicates that this SKU comes with an Aluminum Anode Rod. | [9 empty] | No | Not Applicable | Not Applicable | Residential Water Heating | Water Heating.Gas | 6 | 6 |  |  |  | 238-54725-00 |  |  |  | 238-39699-00 | [6 empty] | Gas | Natural Gas |  |  |  | Indoor |  | Floor Mounted |  | No | Not Applicable | 150 | Category I | 3 |  | 0.5 | 0.75 | No | [7 empty] | 32000 BTU/Hr |  | 50 | 0.54 | 30 | 29 | Not Applicable | On/Off | No, it does not comply with jurisdictions having 10ng/J NOx Regulations | [6 empty] | 118 | 21.375 | 19 | 58 | 123 | 357 | 18 | 56.375 | 21.625 | 59.9375 |  |  | 34 | 57.625 | 21.8125 |  |  |  |  | 12.75 | 49.6875 | [8 empty] | 1 | 145 | 260 | UL 307b | Yes | Yes | Yes | No | Not Applicable | [5 empty] | 10191 | RES GAS MH | 200094488
RG2MH30T6N-475 | RG2MH30T | Bradford White | 671632810062 | Active | The ""-475"" indicates that this SKU was designed to operate in Altitudes between 2,001 feet and 7,000 feet. | [9 empty] | No | Not Applicable | Not Applicable | Residential Water Heating | Water Heating.Gas | 6 | 6 |  |  |  | 238-54725-00 |  |  |  | 238-39699-00 | [6 empty] | Gas | Natural Gas |  |  |  | Indoor |  | Floor Mounted |  | No | Not Applicable | 150 | Category I | 3 |  | 0.5 | 0.75 | No | [7 empty] | 32000 BTU/Hr |  | 50 | 0.54 | 30 | 29 | Not Applicable | On/Off | No, it does not comply with jurisdictions having 10ng/J NOx Regulations | [6 empty] | 118 | 21.375 | 19 | 58 | 123 | 357 | 18 | 56.375 | 21.625 | 59.9375 |  |  | 34 | 57.625 | 21.8125 |  |  |  |  | 12.75 | 49.6875 | [8 empty] | 1 | 145 | 260 | UL 307b | Yes | Yes | Yes | No | Not Applicable | [5 empty] | 10191 | RES GAS MH | 200094488
RG2MH30T6X | RG2MH30T | Bradford White | 671632794690 | Active | [10 empty] | No | Not Applicable | Not Applicable | Residential Water Heating | Water Heating.Gas | 6 | 6 |  |  |  | 238-54725-00 |  |  |  | 238-39699-00 | [6 empty] | Gas | Liquid Propane |  |  |  | Indoor |  | Floor Mounted |  | No | Not Applicable | 150 | Category I | 3 |  | 0.5 | 0.75 | No | [7 empty] | 32000 BTU/Hr |  | 50 | 0.54 | 30 | 29 | Not Applicable | On/Off | Not Applicable | [6 empty] | 118 | 21.375 | 19 | 58 | 123 | 357 | 18 | 56.375 | 21.625 | 59.9375 |  |  | 34 | 57.625 | 21.8125 |  |  |  |  | 12.75 | 49.6875 | [8 empty] | 1 | 145 | 260 | UL 307b | Yes | Yes | Yes | No | Not Applicable | [5 empty] | 10191 | RES GAS MH | 200094490
RG2MH30T6X-264 | RG2MH30T | Bradford White | 671632825516 | Active | The ""-264"" indicates that this SKU comes with an Aluminum Anode Rod. | [9 empty] | No | Not Applicable | Not Applicable | Residential Water Heating | Water Heating.Gas | 6 | 6 |  |  |  | 238-54725-00 |  |  |  | 238-39699-00 | [6 empty] | Gas | Liquid Propane |  |  |  | Indoor |  | Floor Mounted |  | No | Not Applicable | 150 | Category I | 3 |  | 0.5 | 0.75 | No | [7 empty] | 32000 BTU/Hr |  | 50 | 0.54 | 30 | 29 | Not Applicable | On/Off | Not Applicable | [6 empty] | 118 | 21.375 | 19 | 58 | 123 | 357 | 18 | 56.375 | 21.625 | 59.9375 |  |  | 34 | 57.625 | 21.8125 |  |  |  |  | 12.75 | 49.6875 | [8 empty] | 1 | 145 | 260 | UL 307b | Yes | Yes | Yes | No | Not Applicable | [5 empty] | 10191 | RES GAS MH | 200094490
RG2MH30T6X-475 | RG2MH30T | Bradford White | 671632809998 | Active | The ""-475"" indicates that this SKU was designed to operate in Altitudes between 2,001 feet and 7,000 feet. | [9 empty] | No | Not Applicable | Not Applicable | Residential Water Heating | Water Heating.Gas | 6 | 6 |  |  |  | 238-54725-00 |  |  |  | 238-39699-00 | [6 empty] | Gas | Liquid Propane |  |  |  | Indoor |  | Floor Mounted |  | No | Not Applicable | 150 | Category I | 3 |  | 0.5 | 0.75 | No | [7 empty] | 32000 BTU/Hr |  | 50 | 0.54 | 30 | 29 | Not Applicable | On/Off | Not Applicable | [6 empty] | 118 | 21.375 | 19 | 58 | 123 | 357 | 18 | 56.375 | 21.625 | 59.9375 |  |  | 34 | 57.625 | 21.8125 |  |  |  |  | 12.75 | 49.6875 | [8 empty] | 1 | 145 | 260 | UL 307b | Yes | Yes | Yes | No | Not Applicable | [5 empty] | 10191 | RES GAS MH | 200094490
RG2MH30T6X-475-264 | RG2MH30T | Bradford White | 671632844852 | Active | The ""-264"" indicates that this SKU comes with an Aluminum Anode Rod. | The ""-475"" indicates that this SKU was designed to operate in Altitudes between 2,001 feet and 7,000 feet. | [8 empty] | No | Not Applicable | Not Applicable | Residential Water Heating | Water Heating.Gas | 6 | 6 |  |  |  | 238-54725-00 |  |  |  | 238-39699-00 | [6 empty] | Gas | Liquid Propane |  |  |  | Indoor |  | Floor Mounted |  | No | Not Applicable | 150 | Category I | 3 |  | 0.5 | 0.75 | No | [7 empty] | 32000 BTU/Hr |  | 50 | 0.54 | 30 | 29 | Not Applicable | On/Off | Not Applicable | [6 empty] | 118 | 21.375 | 19 | 58 | 123 | 357 | 18 | 56.375 | 21.625 | 59.9375 |  |  | 34 | 57.625 | 21.8125 |  |  |  |  | 12.75 | 49.6875 | [8 empty] | 1 | 145 | 260 | UL 307b | Yes | Yes | Yes | No | Not Applicable | [5 empty] | 10191 | RES GAS MH | 200094490
RG2MH30T6X-506 | RG2MH30T | Bradford White | 671632678730 | Active | The ""-506"" indicates that this SKU comes with an A420 Aluminum Anode Rod. | [9 empty] | No | Not Applicable | Not Applicable | Residential Water Heating | Water Heating.Gas | 6 | 6 |  |  |  | 238-54725-00 |  |  |  | 238-39699-00 | [6 empty] | Gas | Liquid Propane |  |  |  | Indoor |  | Floor Mounted |  | No | Not Applicable | 150 | Category I | 3 |  | 0.5 | 0.75 | No | [7 empty] | 32000 BTU/Hr |  | 50 | 0.54 | 30 | 29 | Not Applicable | On/Off | Not Applicable | [6 empty] | 118 | 21.375 | 19 | 58 | 123 | 357 | 18 | 56.375 | 21.625 | 59.9375 |  |  | 34 | 57.625 | 21.8125 |  |  |  |  | 12.75 | 49.6875 | [8 empty] | 1 | 145 | 260 | ANSI Z21.10.1-2019/CSA 4.1-2019 | Yes | Yes | Yes | No | Not Applicable | [5 empty] | 10191 | RES GAS MH | 200094490
RG2MH40T6N | RG2MH40T | Bradford White | 671632791736 | Active | [10 empty] | No | Not Applicable | Not Applicable | Residential Water Heating | Water Heating.Gas | 6 | 6 |  |  |  | 238-54725-00 |  |  |  | 238-39699-00 | [6 empty] | Gas | Natural Gas |  |  |  | Indoor |  | Floor Mounted |  | No | Not Applicable | 150 | Category I | 3 |  | 0.5 | 0.75 | No | [7 empty] | 34000 BTU/Hr |  | 54 | 0.59 | 40 | 37 | Not Applicable | On/Off | No, it does not comply with jurisdictions having 10ng/J NOx Regulations | [6 empty] | 135 | 23 | 21 | 59.375 | 140 | 440 | 20 | 56.75 | 23.625 | 60.375 |  |  | 37 | 57.8125 | 21.8125 |  |  |  |  | 12.375 | 49.6875 | [8 empty] | 1 | 108 | 104 | UL 307b | Yes | Yes | Yes | No | Not Applicable | [5 empty] | 10191 | RES GAS MH | 200094492
RG2MH40T6N-264 | RG2MH40T | Bradford White | 671632850969 | Active | The ""-264"" indicates that this SKU comes with an Aluminum Anode Rod. | [9 empty] | No | Not Applicable | Not Applicable | Residential Water Heating | Water Heating.Gas | 6 | 6 |  |  |  | 238-54725-00 |  |  |  | 238-39699-00 | [6 empty] | Gas | Natural Gas |  |  |  | Indoor |  | Floor Mounted |  | No | Not Applicable | 150 | Category I | 3 |  | 0.5 | 0.75 | No | [7 empty] | 34000 BTU/Hr |  | 54 | 0.59 | 40 | 37 | Not Applicable | On/Off | No, it does not comply with jurisdictions having 10ng/J NOx Regulations | [6 empty] | 135 | 23 | 21 | 59.375 | 140 | 440 | 20 | 56.75 | 23.625 | 60.375 |  |  | 37 | 57.8125 | 21.8125 |  |  |  |  | 12.375 | 49.6875 | [8 empty] | 1 | 108 | 104 | UL 307b | Yes | Yes | Yes | No | Not Applicable | [5 empty] | 10191 | RES GAS MH | 200094492
RG2MH40T6N-475 | RG2MH40T | Bradford White | 671632810857 | Active | The ""-475"" indicates that this SKU was designed to operate in Altitudes between 2,001 feet and 7,000 feet. | [9 empty] | No | Not Applicable | Not Applicable | Residential Water Heating | Water Heating.Gas | 6 | 6 |  |  |  | 238-54725-00 |  |  |  | 238-39699-00 | [6 empty] | Gas | Natural Gas |  |  |  | Indoor |  | Floor Mounted |  | No | Not Applicable | 150 | Category I | 3 |  | 0.5 | 0.75 | No | [7 empty] | 34000 BTU/Hr |  | 54 | 0.59 | 40 | 37 | Not Applicable | On/Off | No, it does not comply with jurisdictions having 10ng/J NOx Regulations | [6 empty] | 135 | 23 | 21 | 59.375 | 140 | 440 | 20 | 56.75 | 23.625 | 60.375 |  |  | 37 | 57.8125 | 21.8125 |  |  |  |  | 12.375 | 49.6875 | [8 empty] | 1 | 108 | 104 | UL 307b | Yes | Yes | Yes | No | Not Applicable | [5 empty] | 10191 | RES GAS MH | 200094492
RG2MH40T6X | RG2MH40T | Bradford White | 671632794706 | Active | [10 empty] | No | Not Applicable | Not Applicable | Residential Water Heating | Water Heating.Gas | 6 | 6 |  |  |  | 238-54725-00 |  |  |  | 238-39699-00 | [6 empty] | Gas | Liquid Propane |  |  |  | Indoor |  | Floor Mounted |  | No | Not Applicable | 150 | Category I | 3 |  | 0.5 | 0.75 | No | [7 empty] | 34000 BTU/Hr |  | 54 | 0.59 | 40 | 37 | Not Applicable | On/Off | Not Applicable | [6 empty] | 135 | 23 | 21 | 59.375 | 140 | 440 | 20 | 56.75 | 23.625 | 60.375 |  |  | 37 | 57.8125 | 21.8125 |  |  |  |  | 12.375 | 49.6875 | [8 empty] | 1 | 108 | 104 | UL 307b | Yes | Yes | Yes | No | Not Applicable | [5 empty] | 10191 | RES GAS MH | 200094494
RG2MH40T6X-264 | RG2MH40T | Bradford White | 671632812721 | Active | The ""-264"" indicates that this SKU comes with an Aluminum Anode Rod. | [9 empty] | No | Not Applicable | Not Applicable | Residential Water Heating | Water Heating.Gas | 6 | 6 |  |  |  | 238-54725-00 |  |  |  | 238-39699-00 | [6 empty] | Gas | Liquid Propane |  |  |  | Indoor |  | Floor Mounted |  | No | Not Applicable | 150 | Category I | 3 |  | 0.5 | 0.75 | No | [7 empty] | 34000 BTU/Hr |  | 54 | 0.59 | 40 | 37 | Not Applicable | On/Off | Not Applicable | [6 empty] | 135 | 23 | 21 | 59.375 | 140 | 440 | 20 | 56.75 | 23.625 | 60.375 |  |  | 37 | 57.8125 | 21.8125 |  |  |  |  | 12.375 | 49.6875 | [8 empty] | 1 | 108 | 104 | UL 307b | Yes | Yes | Yes | No | Not Applicable | [5 empty] | 10191 | RES GAS MH | 200094494
RG2MH40T6X-475 | RG2MH40T | Bradford White | 671632810000 | Active | The ""-475"" indicates that this SKU was designed to operate in Altitudes between 2,001 feet and 7,000 feet. | [9 empty] | No | Not Applicable | Not Applicable | Residential Water Heating | Water Heating.Gas | 6 | 6 |  |  |  | 238-54725-00 |  |  |  | 238-39699-00 | [6 empty] | Gas | Liquid Propane |  |  |  | Indoor |  | Floor Mounted |  | No | Not Applicable | 150 | Category I | 3 |  | 0.5 | 0.75 | No | [7 empty] | 34000 BTU/Hr |  | 54 | 0.59 | 40 | 37 | Not Applicable | On/Off | Not Applicable | [6 empty] | 135 | 23 | 21 | 59.375 | 140 | 440 | 20 | 56.75 | 23.625 | 60.375 |  |  | 37 | 57.8125 | 21.8125 |  |  |  |  | 12.375 | 49.6875 | [8 empty] | 1 | 108 | 104 | UL 307b | Yes | Yes | Yes | No | Not Applicable | [5 empty] | 10191 | RES GAS MH | 200094494
RG2MH40T6X-475-264 | RG2MH40T | Bradford White | 671632812479 | Active | The ""-264"" indicates that this SKU comes with an Aluminum Anode Rod. | The ""-475"" indicates that this SKU was designed to operate in Altitudes between 2,001 feet and 7,000 feet. | [8 empty] | No | Not Applicable | Not Applicable | Residential Water Heating | Water Heating.Gas | 6 | 6 |  |  |  | 238-54725-00 |  |  |  | 238-39699-00 | [6 empty] | Gas | Liquid Propane |  |  |  | Indoor |  | Floor Mounted |  | No | Not Applicable | 150 | Category I | 3 |  | 0.5 | 0.75 | No | [7 empty] | 34000 BTU/Hr |  | 54 | 0.59 | 40 | 37 | Not Applicable | On/Off | Not Applicable | [6 empty] | 135 | 23 | 21 | 59.375 | 140 | 440 | 20 | 56.75 | 23.625 | 60.375 |  |  | 37 | 57.8125 | 21.8125 |  |  |  |  | 12.375 | 49.6875 | [8 empty] | 1 | 108 | 104 | UL 307b | Yes | Yes | Yes | No | Not Applicable | [5 empty] | 10191 | RES GAS MH | 200094494
RG2PDV40S10N | RG2PDV40S | Bradford White | 671632128594 | Active | [10 empty] | No | Not Applicable | Not Applicable | Residential Water Heating | Water Heating.Gas | 10 | 6 |  |  |  | 238-51006-00 |  |  |  | 238-39699-00 | [6 empty] | Gas | Natural Gas |  |  |  | Indoor |  | Floor Mounted |  | No | Not Applicable | 150 | Category I | 2 | 2 | 0.5 | 0.75 | No | [7 empty] | 40000 BTU/Hr |  | 75 | 0.7 | 40 | 38 | Not Applicable | On/Off | No, it does not comply with jurisdictions having 10ng/J NOx Regulations | [6 empty] | 161 | 31.125 | 22.625 | 61.8125 | 167 | 474 | 22 | 49.5625 | 32.375 | 59.875 | 59.4375 | 10.5625 | 43 |  |  | 8 |  |  |  | 13.9375 | 42.5625 | [8 empty] | 1 | 80 | 80 | ANSI Z21.10.1-2019/CSA 4.1-2019 | Yes | Yes | Yes | No | Not Applicable | [5 empty] | 10184 | RES GAS PDV | 200094440
RG2PDV40S6N | RG2PDV40S | Bradford White | 671632792610 | Active | [10 empty] | No | Not Applicable | Not Applicable | Residential Water Heating | Water Heating.Gas | 6 | 6 |  |  |  | 238-51006-00 |  |  |  | 238-39699-00 | [6 empty] | Gas | Natural Gas |  |  |  | Indoor |  | Floor Mounted |  | No | Not Applicable | 150 | Category I | 2 | 2 | 0.5 | 0.75 | No | [7 empty] | 40000 BTU/Hr |  | 75 | 0.7 | 40 | 38 | Not Applicable | On/Off | No, it does not comply with jurisdictions having 10ng/J NOx Regulations | [6 empty] | 161 | 31.125 | 22.625 | 61.8125 | 167 | 474 | 22 | 49.5625 | 32.375 | 59.875 | 59.4375 | 10.5625 | 43 |  |  | 8 |  |  |  | 13.9375 | 42.5625 | [8 empty] | 1 | 80 | 80 | ANSI Z21.10.1-2019/CSA 4.1-2019 | Yes | Yes | Yes | No | Not Applicable | [5 empty] | 10184 | RES GAS PDV | 200094440
RG2PDV40S6N-220 | RG2PDV40S | Bradford White | 671632859849 | Active | The ""-220"" indicates that this SKU was designed to operate in Altitudes ranging from 0 to 4,500 feet (0-1370 meters), and are certified for Installation in Canada. | [9 empty] | No | Not Applicable | Not Applicable | Residential Water Heating | Water Heating.Gas | 6 | 6 |  |  |  | 238-51006-00 |  |  |  | 238-39699-00 |  | 238-48875-00 |  |  |  |  | Gas | Natural Gas |  |  |  | Indoor |  | Floor Mounted |  | No | Not Applicable | 150 | Category I | 2 | 2 | 0.5 | 0.75 | No | [7 empty] | 36000 BTU/Hr |  |  |  | 40 |  | Not Applicable | On/Off | No, it does not comply with jurisdictions having 10ng/J NOx Regulations | [6 empty] | 161 | 31.125 | 22.625 | 61.8125 | 167 | 491 | 22 | 49.5625 | 32.375 | 59.875 | 59.4375 | 10.5625 | 43 |  |  | 8 |  |  |  | 13.9375 | 42.5625 | [8 empty] | 1 | 80 | 80 | ANSI Z21.10.1-2019/CSA 4.1-2019 | Yes | No | Yes | No | Not Applicable | 238-51024-00 |  |  |  | 238-45684-00 | 10184 | RES GAS PDV
RG2PDV40S6N-264 | RG2PDV40S | Bradford White | 671632822423 | Active | The ""-264"" indicates that this SKU comes with an Aluminum Anode Rod. | [9 empty] | No | Not Applicable | Not Applicable | Residential Water Heating | Water Heating.Gas | 6 | 6 |  |  |  | 238-51006-00 |  |  |  | 238-39699-00 | [6 empty] | Gas | Natural Gas |  |  |  | Indoor |  | Floor Mounted |  | No | Not Applicable | 150 | Category I | 2 | 2 | 0.5 | 0.75 | No | [7 empty] | 40000 BTU/Hr |  | 75 | 0.7 | 40 | 38 | Not Applicable | On/Off | No, it does not comply with jurisdictions having 10ng/J NOx Regulations | [6 empty] | 161 | 31.125 | 22.625 | 61.8125 | 167 | 474 | 22 | 49.5625 | 32.375 | 59.875 | 59.4375 | 10.5625 | 43 |  |  | 8 |  |  |  | 13.9375 | 42.5625 | [8 empty] | 1 | 80 | 80 | ANSI Z21.10.1-2019/CSA 4.1-2019 | Yes | Yes | Yes | No | Not Applicable | [5 empty] | 10184 | RES GAS PDV | 200094440
RG2PDV40S6N-457 | RG2PDV40S | Bradford White | 671632859856 | Active | The -457 indicates that this SKU was designed and certified for Installation in Canada. | [9 empty] | No | Not Applicable | Not Applicable | Residential Water Heating | Water Heating.Gas | 6 | 6 |  |  |  | 238-51006-00 |  |  |  | 238-39699-00 |  | 238-48875-00 |  |  |  |  | Gas | Natural Gas |  |  |  | Indoor |  | Floor Mounted |  | No | Not Applicable | 150 | Category I | 2 | 2 | 0.5 | 0.75 | No | [7 empty] | 40000 BTU/Hr |  |  |  | 40 |  | Not Applicable | On/Off | No, it does not comply with jurisdictions having 10ng/J NOx Regulations | [6 empty] | 161 | 31.125 | 22.625 | 61.8125 | 167 | 491 | 22 | 49.5625 | 32.375 | 59.875 | 59.4375 | 10.5625 | 43 |  |  | 8 |  |  |  | 13.9375 | 42.5625 | [8 empty] | 1 | 80 | 80 | ANSI Z21.10.1-2019/CSA 4.1-2019 | Yes | No | Yes | No | Not Applicable | 238-51024-00 |  |  |  | 238-45684-00 | 10184 | RES GAS PDV
RG2PDV40S6N-475 | RG2PDV40S | Bradford White | 671632808052 | Active | The ""-475"" indicates that this SKU was designed to operate in Altitudes between 2,001 feet and 7,000 feet. | [9 empty] | No | Not Applicable | Not Applicable | Residential Water Heating | Water Heating.Gas | 6 | 6 |  |  |  | 238-51006-00 |  |  |  | 238-39699-00 | [6 empty] | Gas | Natural Gas |  |  |  | Indoor |  | Floor Mounted |  | No | Not Applicable | 150 | Category I | 2 | 2 | 0.5 | 0.75 | No | [7 empty] | 40000 BTU/Hr |  | 75 | 0.7 | 40 | 38 | Not Applicable | On/Off | No, it does not comply with jurisdictions having 10ng/J NOx Regulations | [6 empty] | 161 | 31.125 | 22.625 | 61.8125 | 167 | 474 | 22 | 49.5625 | 32.375 | 59.875 | 59.4375 | 10.5625 | 43 |  |  | 8 |  |  |  | 13.9375 | 42.5625 | [8 empty] | 1 | 80 | 80 | ANSI Z21.10.1-2019/CSA 4.1-2019 | Yes | Yes | Yes | No | Not Applicable | [5 empty] | 10184 | RES GAS PDV | 200094440
RG2PDV40S6N-475-264 | RG2PDV40S | Bradford White | 671632809400 | Active | The ""-264"" indicates that this SKU comes with an Aluminum Anode Rod. | The ""-475"" indicates that this SKU was designed to operate in Altitudes between 2,001 feet and 7,000 feet. | [8 empty] | No | Not Applicable | Not Applicable | Residential Water Heating | Water Heating.Gas | 6 | 6 |  |  |  | 238-51006-00 |  |  |  | 238-39699-00 | [6 empty] | Gas | Natural Gas |  |  |  | Indoor |  | Floor Mounted |  | No | Not Applicable | 150 | Category I | 2 | 2 | 0.5 | 0.75 | No | [7 empty] | 40000 BTU/Hr |  | 75 | 0.7 | 40 | 38 | Not Applicable | On/Off | No, it does not comply with jurisdictions having 10ng/J NOx Regulations | [6 empty] | 161 | 31.125 | 22.625 | 61.8125 | 167 | 474 | 22 | 49.5625 | 32.375 | 59.875 | 59.4375 | 10.5625 | 43 |  |  | 8 |  |  |  | 13.9375 | 42.5625 | [8 empty] | 1 | 80 | 80 | ANSI Z21.10.1-2019/CSA 4.1-2019 | Yes | Yes | Yes | No | Not Applicable | [5 empty] | 10184 | RES GAS PDV | 200094440
RG2PDV40S6N-475-506 | RG2PDV40S | Bradford White | 671632574674 | Active | The ""-475"" indicates that this SKU was designed to operate in Altitudes between 2,001 feet and 7,000 feet. | The ""-506"" indicates that this SKU comes with an A420 Aluminum Anode Rod. | [8 empty] | No | Not Applicable | Not Applicable | Residential Water Heating | Water Heating.Gas | 6 | 6 |  |  |  | 238-51006-00 |  |  |  | 238-39699-00 | [6 empty] | Gas | Natural Gas |  |  |  | Indoor |  | Floor Mounted |  | No | Not Applicable | 150 | Category I | 2 | 2 | 0.5 | 0.75 | No | [7 empty] | 40000 BTU/Hr |  | 75 | 0.7 | 40 | 38 | Not Applicable | On/Off | No, it does not comply with jurisdictions having 10ng/J NOx Regulations | [6 empty] | 161 | 31.125 | 22.625 | 61.8125 | 167 | 474 | 22 | 49.5625 | 32.375 | 59.875 | 59.4375 | 10.5625 | 43 |  |  | 8 |  |  |  | 13.9375 | 42.5625 | [8 empty] | 1 | 80 | 80 | ANSI Z21.10.1-2019/CSA 4.1-2019 | Yes | Yes | Yes | No | Not Applicable | [5 empty] | 10184 | RES GAS PDV | 200094440
RG2PDV40S6N-506 | RG2PDV40S | Bradford White | 671632559954 | Active | The ""-506"" indicates that this SKU comes with an A420 Aluminum Anode Rod. | [9 empty] | No | Not Applicable | Not Applicable | Residential Water Heating | Water Heating.Gas | 6 | 6 |  |  |  | 238-51006-00 |  |  |  | 238-39699-00 | [6 empty] | Gas | Natural Gas |  |  |  | Indoor |  | Floor Mounted |  | No | Not Applicable | 150 | Category I | 2 | 2 | 0.5 | 0.75 | No | [7 empty] | 40000 BTU/Hr |  | 75 | 0.7 | 40 | 38 | Not Applicable | On/Off | No, it does not comply with jurisdictions having 10ng/J NOx Regulations | [6 empty] | 161 | 31.125 | 22.625 | 61.8125 | 167 | 474 | 22 | 49.5625 | 32.375 | 59.875 | 59.4375 | 10.5625 | 43 |  |  | 8 |  |  |  | 13.9375 | 42.5625 | [8 empty] | 1 | 80 | 80 | ANSI Z21.10.1-2019/CSA 4.1-2019 | Yes | Yes | Yes | No | Not Applicable | [5 empty] | 10184 | RES GAS PDV | 200094440
RG2PDV40S6X | RG2PDV40S | Bradford White | 671632796250 | Active | [10 empty] | No | Not Applicable | Not Applicable | Residential Water Heating | Water Heating.Gas | 6 | 6 |  |  |  | 238-51006-00 |  |  |  | 238-39699-00 | [6 empty] | Gas | Liquid Propane |  |  |  | Indoor |  | Floor Mounted |  | No | Not Applicable | 150 | Category I | 2 | 2 | 0.5 | 0.75 | No | [7 empty] | 38000 BTU/Hr |  | 75 | 0.7 | 40 | 38 | Not Applicable | On/Off | Not Applicable | [6 empty] | 161 | 31.125 | 22.625 | 61.8125 | 167 | 474 | 22 | 49.5625 | 32.375 | 59.875 | 59.4375 | 10.5625 | 43 |  |  | 8 |  |  |  | 13.9375 | 42.5625 | [8 empty] | 1 | 80 | 80 | ANSI Z21.10.1-2019/CSA 4.1-2019 | Yes | Yes | Yes | No | Not Applicable | [5 empty] | 10184 | RES GAS PDV | 200094442
RG2PDV40S6X-220 | RG2PDV40S | Bradford White | 671632859863 | Active | The ""-220"" indicates that this SKU was designed to operate in Altitudes ranging from 0 to 4,500 feet (0-1370 meters), and are certified for Installation in Canada. | [9 empty] | No | Not Applicable | Not Applicable | Residential Water Heating | Water Heating.Gas | 6 | 6 |  |  |  | 238-51006-00 |  |  |  | 238-39699-00 |  | 238-48875-00 |  |  |  |  | Gas | Liquid Propane |  |  |  | Indoor |  | Floor Mounted |  | No | Not Applicable | 150 | Category I | 2 | 2 | 0.5 | 0.75 | No | [7 empty] | 34200 BTU/Hr |  |  |  | 40 |  | Not Applicable | On/Off | Not Applicable | [6 empty] | 161 | 31.125 | 22.625 | 61.8125 | 167 | 491 | 22 | 49.5625 | 32.375 | 59.875 | 59.4375 | 10.5625 | 43 |  |  | 8 |  |  |  | 13.9375 | 42.5625 | [8 empty] | 1 | 80 | 80 | ANSI Z21.10.1-2019/CSA 4.1-2019 | Yes | No | Yes | No | Not Applicable | 238-51024-00 |  |  |  | 238-45684-00 | 10184 | RES GAS PDV
RG2PDV40S6X-457 | RG2PDV40S | Bradford White | 671632859870 | Active | The -457 indicates that this SKU was designed and certified for Installation in Canada. | [9 empty] | No | Not Applicable | Not Applicable | Residential Water Heating | Water Heating.Gas | 6 | 6 |  |  |  | 238-51006-00 |  |  |  | 238-39699-00 |  | 238-48875-00 |  |  |  |  | Gas | Liquid Propane |  |  |  | Indoor |  | Floor Mounted |  | No | Not Applicable | 150 | Category I | 2 | 2 | 0.5 | 0.75 | No | [7 empty] | 38000 BTU/Hr |  |  |  | 40 |  | Not Applicable | On/Off | Not Applicable | [6 empty] | 161 | 31.125 | 22.625 | 61.8125 | 167 | 491 | 22 | 49.5625 | 32.375 | 59.875 | 59.4375 | 10.5625 | 43 |  |  | 8 |  |  |  | 13.9375 | 42.5625 | [8 empty] | 1 | 80 | 80 | ANSI Z21.10.1-2019/CSA 4.1-2019 | Yes | No | Yes | No | Not Applicable | 238-51024-00 |  |  |  | 238-45684-00 | 10184 | RES GAS PDV
RG2PDV40S6X-475 | RG2PDV40S | Bradford White | 671632820450 | Active | The ""-475"" indicates that this SKU was designed to operate in Altitudes between 2,001 feet and 7,000 feet. | [9 empty] | No | Not Applicable | Not Applicable | Residential Water Heating | Water Heating.Gas | 6 | 6 |  |  |  | 238-51006-00 |  |  |  | 238-39699-00 | [6 empty] | Gas | Liquid Propane |  |  |  | Indoor |  | Floor Mounted |  | No | Not Applicable | 150 | Category I | 2 | 2 | 0.5 | 0.75 | No | [7 empty] | 38000 BTU/Hr |  | 75 | 0.7 | 40 | 38 | Not Applicable | On/Off | Not Applicable | [6 empty] | 161 | 31.125 | 22.625 | 61.8125 | 167 | 474 | 22 | 49.5625 | 32.375 | 59.875 | 59.4375 | 10.5625 | 43 |  |  | 8 |  |  |  | 13.9375 | 42.5625 | [8 empty] | 1 | 80 | 80 | ANSI Z21.10.1-2019/CSA 4.1-2019 | Yes | Yes | Yes | No | Not Applicable | [5 empty] | 10184 | RES GAS PDV | 200094442
RG2PDV40S6X-475-264 | RG2PDV40S | Bradford White | 671632854509 | Active | The ""-264"" indicates that this SKU comes with an Aluminum Anode Rod. | The ""-475"" indicates that this SKU was designed to operate in Altitudes between 2,001 feet and 7,000 feet. | [8 empty] | No | Not Applicable | Not Applicable | Residential Water Heating | Water Heating.Gas | 6 | 6 |  |  |  | 238-51006-00 |  |  |  | 238-39699-00 | [6 empty] | Gas | Liquid Propane |  |  |  | Indoor |  | Floor Mounted |  | No | Not Applicable | 150 | Category I | 2 | 2 | 0.5 | 0.75 | No | [7 empty] | 38000 BTU/Hr |  | 75 | 0.7 | 40 | 38 | Not Applicable | On/Off | Not Applicable | [6 empty] | 161 | 31.125 | 22.625 | 61.8125 | 167 | 474 | 22 | 49.5625 | 32.375 | 59.875 | 59.4375 | 10.5625 | 43 |  |  | 8 |  |  |  | 13.9375 | 42.5625 | [8 empty] | 1 | 80 | 80 | ANSI Z21.10.1-2019/CSA 4.1-2019 | Yes | Yes | Yes | No | Not Applicable | [5 empty] | 10184 | RES GAS PDV | 200094442
RG2PDV40S8N-220 | RG2PDV40S | Bradford White | 671632823413 | Active | The ""-220"" indicates that this SKU was designed to operate in Altitudes ranging from 0 to 4,500 feet (0-1370 meters), and are certified for Installation in Canada. | [9 empty] | No | Not Applicable | Not Applicable | Residential Water Heating | Water Heating.Gas | 8 | 6 |  |  |  | 238-51006-00 |  |  |  | 238-39699-00 |  | 238-48875-00 |  |  |  |  | Gas | Natural Gas |  |  |  | Indoor |  | Floor Mounted |  | No | Not Applicable | 150 | Category I | 2 | 2 | 0.5 | 0.75 | No | [7 empty] | 36000 BTU/Hr |  |  |  | 40 |  | Not Applicable | On/Off | No, it does not comply with jurisdictions having 10ng/J NOx Regulations | [6 empty] | 161 | 31.125 | 22.625 | 61.8125 | 167 | 491 | 22 | 49.5625 | 32.375 | 59.875 | 59.4375 | 10.5625 | 43 |  |  | 8 |  |  |  | 13.9375 | 42.5625 | [8 empty] | 1 | 80 | 80 | ANSI Z21.10.1-2019/CSA 4.1-2019 | Yes | No | Yes | No | Not Applicable | 238-51024-00 |  |  |  | 238-45684-00 | 10184 | RES GAS PDV
RG2PDV40S8N-457 | RG2PDV40S | Bradford White | 671632805099 | Active | The -457 indicates that this SKU was designed and certified for Installation in Canada. | [9 empty] | No | Not Applicable | Not Applicable | Residential Water Heating | Water Heating.Gas | 8 | 6 |  |  |  | 238-51006-00 |  |  |  | 238-39699-00 |  | 238-48875-00 |  |  |  |  | Gas | Natural Gas |  |  |  | Indoor |  | Floor Mounted |  | No | Not Applicable | 150 | Category I | 2 | 2 | 0.5 | 0.75 | No | [7 empty] | 40000 BTU/Hr |  |  |  | 40 |  | Not Applicable | On/Off | No, it does not comply with jurisdictions having 10ng/J NOx Regulations | [6 empty] | 161 | 31.125 | 22.625 | 61.8125 | 167 | 491 | 22 | 49.5625 | 32.375 | 59.875 | 59.4375 | 10.5625 | 43 |  |  | 8 |  |  |  | 13.9375 | 42.5625 | [8 empty] | 1 | 80 | 80 | ANSI Z21.10.1-2019/CSA 4.1-2019 | Yes | No | Yes | No | Not Applicable | 238-51024-00 |  |  |  | 238-45684-00 | 10184 | RES GAS PDV
RG2PDV40S8X-220 | RG2PDV40S | Bradford White | 671632823420 | Active | The ""-220"" indicates that this SKU was designed to operate in Altitudes ranging from 0 to 4,500 feet (0-1370 meters), and are certified for Installation in Canada. | [9 empty] | No | Not Applicable | Not Applicable | Residential Water Heating | Water Heating.Gas | 8 | 6 |  |  |  | 238-51006-00 |  |  |  | 238-39699-00 |  | 238-48875-00 |  |  |  |  | Gas | Liquid Propane |  |  |  | Indoor |  | Floor Mounted |  | No | Not Applicable | 150 | Category I | 2 | 2 | 0.5 | 0.75 | No | [7 empty] | 34200 BTU/Hr |  |  |  | 40 |  | Not Applicable | On/Off | Not Applicable | [6 empty] | 161 | 31.125 | 22.625 | 61.8125 | 167 | 491 | 22 | 49.5625 | 32.375 | 59.875 | 59.4375 | 10.5625 | 43 |  |  | 8 |  |  |  | 13.9375 | 42.5625 | [8 empty] | 1 | 80 | 80 | ANSI Z21.10.1-2019/CSA 4.1-2019 | Yes | No | Yes | No | Not Applicable | 238-51024-00 |  |  |  | 238-45684-00 | 10184 | RES GAS PDV
RG2PDV40S8X-457 | RG2PDV40S | Bradford White | 671632805105 | Active | The -457 indicates that this SKU was designed and certified for Installation in Canada. | [9 empty] | No | Not Applicable | Not Applicable | Residential Water Heating | Water Heating.Gas | 8 | 6 |  |  |  | 238-51006-00 |  |  |  | 238-39699-00 |  | 238-48875-00 |  |  |  |  | Gas | Liquid Propane |  |  |  | Indoor |  | Floor Mounted |  | No | Not Applicable | 150 | Category I | 2 | 2 | 0.5 | 0.75 | No | [7 empty] | 38000 BTU/Hr |  |  |  | 40 |  | Not Applicable | On/Off | Not Applicable | [6 empty] | 161 | 31.125 | 22.625 | 61.8125 | 167 | 491 | 22 | 49.5625 | 32.375 | 59.875 | 59.4375 | 10.5625 | 43 |  |  | 8 |  |  |  | 13.9375 | 42.5625 | [8 empty] | 1 | 80 | 80 | ANSI Z21.10.1-2019/CSA 4.1-2019 | Yes | No | Yes | No | Not Applicable | 238-51024-00 |  |  |  | 238-45684-00 | 10184 | RES GAS PDV
RG2PDV50H10N | RG2PDV50H | Bradford White | 671632813841 | Active | [10 empty] | No | Not Applicable | Not Applicable | Residential Water Heating | Water Heating.Gas | 10 | 6 |  |  |  | 238-51006-00 |  |  |  | 238-39699-00 | [6 empty] | Gas | Natural Gas |  |  |  | Indoor |  | Floor Mounted |  | No | Not Applicable | 150 | Category I | 3 | 3 | 0.5 | 0.75 | No | [7 empty] | 60000 BTU/Hr |  | 103 | 0.68 | 48 | 46 | Not Applicable | On/Off | No, it does not comply with jurisdictions having 10ng/J NOx Regulations | [6 empty] | 204 | 31.125 | 22.625 | 71 | 212 | 583 | 22 | 59.3125 | 30.5 | 69.0625 | 69.1875 | 9.5312 | 65 |  |  | 11 | 0.75 | 15.8125 | 52.3125 | 13.9375 | 52.3125 | [8 empty] | 1 | 80 | 76 | ANSI Z21.10.1-2019/CSA 4.1-2019 | Yes | Yes | Yes | No | Not Applicable | [5 empty] | 10183 | RES GAS PDV HI INPUT | 200094452
RG2PDV50H10N-475 | RG2PDV50H | Bradford White | 671632322084 | Active | The ""-475"" indicates that this SKU was designed to operate in Altitudes between 2,001 feet and 7,000 feet. | [9 empty] | No | Not Applicable | Not Applicable | Residential Water Heating | Water Heating.Gas | 10 | 6 |  |  |  | 238-51006-00 |  |  |  | 238-39699-00 | [6 empty] | Gas | Natural Gas |  |  |  | Indoor |  | Floor Mounted |  | No | Not Applicable | 150 | Category I | 3 | 3 | 0.5 | 0.75 | No | [7 empty] | 60000 BTU/Hr |  | 103 | 0.68 | 48 | 46 | Not Applicable | On/Off | No, it does not comply with jurisdictions having 10ng/J NOx Regulations | [6 empty] | 204 | 31.125 | 22.625 | 71 | 212 | 583 | 22 | 59.3125 | 30.5 | 69.0625 | 69.1875 | 9.5312 | 65 |  |  | 11 | 0.75 | 15.8125 | 52.3125 | 13.9375 | 52.3125 | [8 empty] | 1 | 80 | 76 | ANSI Z21.10.1-2019/CSA 4.1-2019 | Yes | Yes | Yes | No | Not Applicable | [5 empty] | 10183 | RES GAS PDV HI INPUT | 200094452
RG2PDV50H10X | RG2PDV50H | Bradford White | 671632999552 | Active | [10 empty] | No | Not Applicable | Not Applicable | Residential Water Heating | Water Heating.Gas | 10 | 6 |  |  |  | 238-51006-00 |  |  |  | 238-39699-00 | [6 empty] | Gas | Liquid Propane |  |  |  | Indoor |  | Floor Mounted |  | No | Not Applicable | 150 | Category I | 3 | 3 | 0.5 | 0.75 | No | [7 empty] | 60000 BTU/Hr |  | 103 | 0.68 | 48 | 46 | Not Applicable | On/Off | Not Applicable | [6 empty] | 204 | 31.125 | 22.625 | 71 | 212 | 583 | 22 | 59.3125 | 30.5 | 69.0625 | 69.1875 | 9.5312 | 65 |  |  | 11 | 0.75 | 15.8125 | 52.3125 | 13.9375 | 52.3125 | [8 empty] | 1 | 80 | 76 | ANSI Z21.10.1-2019/CSA 4.1-2019 | Yes | Yes | Yes | No | Not Applicable | [5 empty] | 10183 | RES GAS PDV HI INPUT | 200094454
RG2PDV50H6N | RG2PDV50H | Bradford White | 671632792597 | Active | [10 empty] | No | Not Applicable | Not Applicable | Residential Water Heating | Water Heating.Gas | 6 | 6 |  |  |  | 238-51006-00 |  |  |  | 238-39699-00 | [6 empty] | Gas | Natural Gas |  |  |  | Indoor |  | Floor Mounted |  | No | Not Applicable | 150 | Category I | 3 | 3 | 0.5 | 0.75 | No | [7 empty] | 60000 BTU/Hr |  | 103 | 0.68 | 48 | 46 | Not Applicable | On/Off | No, it does not comply with jurisdictions having 10ng/J NOx Regulations | [6 empty] | 204 | 31.125 | 22.625 | 71 | 212 | 583 | 22 | 59.3125 | 30.5 | 69.0625 | 69.1875 | 9.5312 | 65 |  |  | 11 | 0.75 | 15.8125 | 52.3125 | 13.9375 | 52.3125 | [8 empty] | 1 | 80 | 76 | ANSI Z21.10.1-2019/CSA 4.1-2019 | Yes | Yes | Yes | No | Not Applicable | [5 empty] | 10183 | RES GAS PDV HI INPUT | 200094452
RG2PDV50H6N-220 | RG2PDV50H | Bradford White | 671632823437 | Active | The ""-220"" indicates that this SKU was designed to operate in Altitudes ranging from 0 to 4,500 feet (0-1370 meters), and are certified for Installation in Canada. | [9 empty] | No | Not Applicable | Not Applicable | Residential Water Heating | Water Heating.Gas | 6 | 6 |  |  |  | 238-51006-00 |  |  |  | 238-39699-00 |  | 238-48875-00 |  |  |  |  | Gas | Natural Gas |  |  |  | Indoor |  | Floor Mounted |  | No | Not Applicable | 150 | Category I | 3 | 3 | 0.5 | 0.75 | No | [7 empty] | 54000 BTU/Hr |  |  |  | 48 |  | Not Applicable | On/Off | No, it does not comply with jurisdictions having 10ng/J NOx Regulations | [6 empty] | 204 | 31.125 | 22.625 | 71 | 212 | 600 | 22 | 59.3125 | 30.5 | 69.0625 | 69.1875 | 9.5312 | 65 |  |  | 11 | 0.75 | 15.8125 | 52.3125 | 13.9375 | 52.3125 | [8 empty] | 1 | 80 | 76 | ANSI Z21.10.1-2019/CSA 4.1-2019 | Yes | No | Yes | No | Not Applicable | 238-51024-00 |  |  |  | 238-45684-00 | 10183 | RES GAS PDV HI INPUT
RG2PDV50H6N-264 | RG2PDV50H | Bradford White | 671632812868 | Active | The ""-264"" indicates that this SKU comes with an Aluminum Anode Rod. | [9 empty] | No | Not Applicable | Not Applicable | Residential Water Heating | Water Heating.Gas | 6 | 6 |  |  |  | 238-51006-00 |  |  |  | 238-39699-00 | [6 empty] | Gas | Natural Gas |  |  |  | Indoor |  | Floor Mounted |  | No | Not Applicable | 150 | Category I | 3 | 3 | 0.5 | 0.75 | No | [7 empty] | 60000 BTU/Hr |  | 103 | 0.68 | 48 | 46 | Not Applicable | On/Off | No, it does not comply with jurisdictions having 10ng/J NOx Regulations | [6 empty] | 204 | 31.125 | 22.625 | 71 | 212 | 583 | 22 | 59.3125 | 30.5 | 69.0625 | 69.1875 | 9.5312 | 65 |  |  | 11 | 0.75 | 15.8125 | 52.3125 | 13.9375 | 52.3125 | [8 empty] | 1 | 80 | 76 | ANSI Z21.10.1-2019/CSA 4.1-2019 | Yes | Yes | Yes | No | Not Applicable | [5 empty] | 10183 | RES GAS PDV HI INPUT | 200094452
RG2PDV50H6N-457 | RG2PDV50H | Bradford White | 671632859900 | Active | The -457 indicates that this SKU was designed and certified for Installation in Canada. | [9 empty] | No | Not Applicable | Not Applicable | Residential Water Heating | Water Heating.Gas | 6 | 6 |  |  |  | 238-51006-00 |  |  |  | 238-39699-00 |  | 238-48875-00 |  |  |  |  | Gas | Natural Gas |  |  |  | Indoor |  | Floor Mounted |  | No | Not Applicable | 150 | Category I | 3 | 3 | 0.5 | 0.75 | No | [7 empty] | 60000 BTU/Hr |  |  |  | 48 |  | Not Applicable | On/Off | No, it does not comply with jurisdictions having 10ng/J NOx Regulations | [6 empty] | 204 | 31.125 | 22.625 | 71 | 212 | 600 | 22 | 59.3125 | 30.5 | 69.0625 | 69.1875 | 9.5312 | 65 |  |  | 11 | 0.75 | 15.8125 | 52.3125 | 13.9375 | 52.3125 | [8 empty] | 1 | 80 | 76 | ANSI Z21.10.1-2019/CSA 4.1-2019 | Yes | No | Yes | No | Not Applicable | 238-51024-00 |  |  |  | 238-45684-00 | 10183 | RES GAS PDV HI INPUT
RG2PDV50H6N-475 | RG2PDV50H | Bradford White | 671632803309 | Active | The ""-475"" indicates that this SKU was designed to operate in Altitudes between 2,001 feet and 7,000 feet. | [9 empty] | No | Not Applicable | Not Applicable | Residential Water Heating | Water Heating.Gas | 6 | 6 |  |  |  | 238-51006-00 |  |  |  | 238-39699-00 | [6 empty] | Gas | Natural Gas |  |  |  | Indoor |  | Floor Mounted |  | No | Not Applicable | 150 | Category I | 3 | 3 | 0.5 | 0.75 | No | [7 empty] | 60000 BTU/Hr |  | 103 | 0.68 | 48 | 46 | Not Applicable | On/Off | No, it does not comply with jurisdictions having 10ng/J NOx Regulations | [6 empty] | 204 | 31.125 | 22.625 | 71 | 212 | 583 | 22 | 59.3125 | 30.5 | 69.0625 | 69.1875 | 9.5312 | 65 |  |  | 11 | 0.75 | 15.8125 | 52.3125 | 13.9375 | 52.3125 | [8 empty] | 1 | 80 | 76 | ANSI Z21.10.1-2019/CSA 4.1-2019 | Yes | Yes | Yes | No | Not Applicable | [5 empty] | 10183 | RES GAS PDV HI INPUT | 200094452
RG2PDV50H6N-475-264 | RG2PDV50H | Bradford White | 671632807499 | Active | The ""-264"" indicates that this SKU comes with an Aluminum Anode Rod. | The ""-475"" indicates that this SKU was designed to operate in Altitudes between 2,001 feet and 7,000 feet. | [8 empty] | No | Not Applicable | Not Applicable | Residential Water Heating | Water Heating.Gas | 6 | 6 |  |  |  | 238-51006-00 |  |  |  | 238-39699-00 | [6 empty] | Gas | Natural Gas |  |  |  | Indoor |  | Floor Mounted |  | No | Not Applicable | 150 | Category I | 3 | 3 | 0.5 | 0.75 | No | [7 empty] | 60000 BTU/Hr |  | 103 | 0.68 | 48 | 46 | Not Applicable | On/Off | No, it does not comply with jurisdictions having 10ng/J NOx Regulations | [6 empty] | 204 | 31.125 | 22.625 | 71 | 212 | 583 | 22 | 59.3125 | 30.5 | 69.0625 | 69.1875 | 9.5312 | 65 |  |  | 11 | 0.75 | 15.8125 | 52.3125 | 13.9375 | 52.3125 | [8 empty] | 1 | 80 | 76 | ANSI Z21.10.1-2019/CSA 4.1-2019 | Yes | Yes | Yes | No | Not Applicable | [5 empty] | 10183 | RES GAS PDV HI INPUT | 200094452
RG2PDV50H6X | RG2PDV50H | Bradford White | 671632796526 | Active | [10 empty] | No | Not Applicable | Not Applicable | Residential Water Heating | Water Heating.Gas | 6 | 6 |  |  |  | 238-51006-00 |  |  |  | 238-39699-00 | [6 empty] | Gas | Liquid Propane |  |  |  | Indoor |  | Floor Mounted |  | No | Not Applicable | 150 | Category I | 3 | 3 | 0.5 | 0.75 | No | [7 empty] | 60000 BTU/Hr |  | 103 | 0.68 | 48 | 46 | Not Applicable | On/Off | Not Applicable | [6 empty] | 204 | 31.125 | 22.625 | 71 | 212 | 583 | 22 | 59.3125 | 30.5 | 69.0625 | 69.1875 | 9.5312 | 65 |  |  | 11 | 0.75 | 15.8125 | 52.3125 | 13.9375 | 52.3125 | [8 empty] | 1 | 80 | 76 | ANSI Z21.10.1-2019/CSA 4.1-2019 | Yes | Yes | Yes | No | Not Applicable | [5 empty] | 10183 | RES GAS PDV HI INPUT | 200094454
RG2PDV50H6X-220 | RG2PDV50H | Bradford White | 671632823444 | Active | The ""-220"" indicates that this SKU was designed to operate in Altitudes ranging from 0 to 4,500 feet (0-1370 meters), and are certified for Installation in Canada. | [9 empty] | No | Not Applicable | Not Applicable | Residential Water Heating | Water Heating.Gas | 6 | 6 |  |  |  | 238-51006-00 |  |  |  | 238-39699-00 |  | 238-48875-00 |  |  |  |  | Gas | Liquid Propane |  |  |  | Indoor |  | Floor Mounted |  | No | Not Applicable | 150 | Category I | 3 | 3 | 0.5 | 0.75 | No | [7 empty] | 54000 BTU/Hr |  |  |  | 48 |  | Not Applicable | On/Off | Not Applicable | [6 empty] | 204 | 31.125 | 22.625 | 71 | 212 | 600 | 22 | 59.3125 | 30.5 | 69.0625 | 69.1875 | 9.5312 | 65 |  |  | 11 | 0.75 | 15.8125 | 52.3125 | 13.9375 | 52.3125 | [8 empty] | 1 | 80 | 76 | ANSI Z21.10.1-2019/CSA 4.1-2019 | Yes | No | Yes | No | Not Applicable | 238-51024-00 |  |  |  | 238-45684-00 | 10183 | RES GAS PDV HI INPUT
RG2PDV50H6X-264 | RG2PDV50H | Bradford White | 671632878192 | Active | The ""-264"" indicates that this SKU comes with an Aluminum Anode Rod. | [9 empty] | No | Not Applicable | Not Applicable | Residential Water Heating | Water Heating.Gas | 6 | 6 |  |  |  | 238-51006-00 |  |  |  | 238-39699-00 | [6 empty] | Gas | Liquid Propane |  |  |  | Indoor |  | Floor Mounted |  | No | Not Applicable | 150 | Category I | 3 | 3 | 0.5 | 0.75 | No | [7 empty] | 60000 BTU/Hr |  | 103 | 0.68 | 48 | 46 | Not Applicable | On/Off | Not Applicable | [6 empty] | 204 | 31.125 | 22.625 | 71 | 212 | 583 | 22 | 59.3125 | 30.5 | 69.0625 | 69.1875 | 9.5312 | 65 |  |  | 11 | 0.75 | 15.8125 | 52.3125 | 13.9375 | 52.3125 | [8 empty] | 1 | 80 | 76 | ANSI Z21.10.1-2019/CSA 4.1-2019 | Yes | Yes | Yes | No | Not Applicable | [5 empty] | 10183 | RES GAS PDV HI INPUT | 200094454
RG2PDV50H6X-457 | RG2PDV50H | Bradford White | 671632859931 | Active | The -457 indicates that this SKU was designed and certified for Installation in Canada. | [9 empty] | No | Not Applicable | Not Applicable | Residential Water Heating | Water Heating.Gas | 6 | 6 |  |  |  | 238-51006-00 |  |  |  | 238-39699-00 |  | 238-48875-00 |  |  |  |  | Gas | Liquid Propane |  |  |  | Indoor |  | Floor Mounted |  | No | Not Applicable | 150 | Category I | 3 | 3 | 0.5 | 0.75 | No | [7 empty] | 60000 BTU/Hr |  |  |  | 48 |  | Not Applicable | On/Off | Not Applicable | [6 empty] | 204 | 31.125 | 22.625 | 71 | 212 | 600 | 22 | 59.3125 | 30.5 | 69.0625 | 69.1875 | 9.5312 | 65 |  |  | 11 | 0.75 | 15.8125 | 52.3125 | 13.9375 | 52.3125 | [8 empty] | 1 | 80 | 76 | ANSI Z21.10.1-2019/CSA 4.1-2019 | Yes | No | Yes | No | Not Applicable | 238-51024-00 |  |  |  | 238-45684-00 | 10183 | RES GAS PDV HI INPUT
RG2PDV50H6X-475 | RG2PDV50H | Bradford White | 671632816590 | Active | The ""-475"" indicates that this SKU was designed to operate in Altitudes between 2,001 feet and 7,000 feet. | [9 empty] | No | Not Applicable | Not Applicable | Residential Water Heating | Water Heating.Gas | 6 | 6 |  |  |  | 238-51006-00 |  |  |  | 238-39699-00 | [6 empty] | Gas | Liquid Propane |  |  |  | Indoor |  | Floor Mounted |  | No | Not Applicable | 150 | Category I | 3 | 3 | 0.5 | 0.75 | No | [7 empty] | 60000 BTU/Hr |  | 103 | 0.68 | 48 | 46 | Not Applicable | On/Off | Not Applicable | [6 empty] | 204 | 31.125 | 22.625 | 71 | 212 | 583 | 22 | 59.3125 | 30.5 | 69.0625 | 69.1875 | 9.5312 | 65 |  |  | 11 | 0.75 | 15.8125 | 52.3125 | 13.9375 | 52.3125 | [8 empty] | 1 | 80 | 76 | ANSI Z21.10.1-2019/CSA 4.1-2019 | Yes | Yes | Yes | No | Not Applicable | [5 empty] | 10183 | RES GAS PDV HI INPUT | 200094454
RG2PDV50H6X-475-264 | RG2PDV50H | Bradford White | 671632807529 | Active | The ""-264"" indicates that this SKU comes with an Aluminum Anode Rod. | The ""-475"" indicates that this SKU was designed to operate in Altitudes between 2,001 feet and 7,000 feet. | [8 empty] | No | Not Applicable | Not Applicable | Residential Water Heating | Water Heating.Gas | 6 | 6 |  |  |  | 238-51006-00 |  |  |  | 238-39699-00 | [6 empty] | Gas | Liquid Propane |  |  |  | Indoor |  | Floor Mounted |  | No | Not Applicable | 150 | Category I | 3 | 3 | 0.5 | 0.75 | No | [7 empty] | 60000 BTU/Hr |  | 103 | 0.68 | 48 | 46 | Not Applicable | On/Off | Not Applicable | [6 empty] | 204 | 31.125 | 22.625 | 71 | 212 | 583 | 22 | 59.3125 | 30.5 | 69.0625 | 69.1875 | 9.5312 | 65 |  |  | 11 | 0.75 | 15.8125 | 52.3125 | 13.9375 | 52.3125 | [8 empty] | 1 | 80 | 76 | ANSI Z21.10.1-2019/CSA 4.1-2019 | Yes | Yes | Yes | No | Not Applicable | [5 empty] | 10183 | RES GAS PDV HI INPUT | 200094454
RG2PDV50H8N-220 | RG2PDV50H | Bradford White | 671632852901 | Active | The ""-220"" indicates that this SKU was designed to operate in Altitudes ranging from 0 to 4,500 feet (0-1370 meters), and are certified for Installation in Canada. | [9 empty] | No | Not Applicable | Not Applicable | Residential Water Heating | Water Heating.Gas | 8 | 6 |  |  |  | 238-51006-00 |  |  |  | 238-39699-00 |  | 238-48875-00 |  |  |  |  | Gas | Natural Gas |  |  |  | Indoor |  | Floor Mounted |  | No | Not Applicable | 150 | Category I | 3 | 3 | 0.5 | 0.75 | No | [7 empty] | 54000 BTU/Hr |  |  |  | 48 |  | Not Applicable | On/Off | No, it does not comply with jurisdictions having 10ng/J NOx Regulations | [6 empty] | 204 | 31.125 | 22.625 | 71 | 212 | 600 | 22 | 59.3125 | 30.5 | 69.0625 | 69.1875 | 9.5312 | 65 |  |  | 11 | 0.75 | 15.8125 | 52.3125 | 13.9375 | 52.3125 | [8 empty] | 1 | 80 | 76 | ANSI Z21.10.1-2019/CSA 4.1-2019 | Yes | No | Yes | No | Not Applicable | 238-51024-00 |  |  |  | 238-45684-00 | 10183 | RES GAS PDV HI INPUT
RG2PDV50H8N-457 | RG2PDV50H | Bradford White | 671632805136 | Active | The -457 indicates that this SKU was designed and certified for Installation in Canada. | [9 empty] | No | Not Applicable | Not Applicable | Residential Water Heating | Water Heating.Gas | 8 | 6 |  |  |  | 238-51006-00 |  |  |  | 238-39699-00 |  | 238-48875-00 |  |  |  |  | Gas | Natural Gas |  |  |  | Indoor |  | Floor Mounted |  | No | Not Applicable | 150 | Category I | 3 | 3 | 0.5 | 0.75 | No | [7 empty] | 60000 BTU/Hr |  |  |  | 48 |  | Not Applicable | On/Off | No, it does not comply with jurisdictions having 10ng/J NOx Regulations | [6 empty] | 204 | 31.125 | 22.625 | 71 | 212 | 600 | 22 | 59.3125 | 30.5 | 69.0625 | 69.1875 | 9.5312 | 65 |  |  | 11 | 0.75 | 15.8125 | 52.3125 | 13.9375 | 52.3125 | [8 empty] | 1 | 80 | 76 | ANSI Z21.10.1-2019/CSA 4.1-2019 | Yes | No | Yes | No | Not Applicable | 238-51024-00 |  |  |  | 238-45684-00 | 10183 | RES GAS PDV HI INPUT
RG2PDV50H8X-220 | RG2PDV50H | Bradford White | 671632853045 | Active | The ""-220"" indicates that this SKU was designed to operate in Altitudes ranging from 0 to 4,500 feet (0-1370 meters), and are certified for Installation in Canada. | [9 empty] | No | Not Applicable | Not Applicable | Residential Water Heating | Water Heating.Gas | 8 | 6 |  |  |  | 238-51006-00 |  |  |  | 238-39699-00 |  | 238-48875-00 |  |  |  |  | Gas | Liquid Propane |  |  |  | Indoor |  | Floor Mounted |  | No | Not Applicable | 150 | Category I | 3 | 3 | 0.5 | 0.75 | No | [7 empty] | 54000 BTU/Hr |  |  |  | 48 |  | Not Applicable | On/Off | Not Applicable | [6 empty] | 204 | 31.125 | 22.625 | 71 | 212 | 600 | 22 | 59.3125 | 30.5 | 69.0625 | 69.1875 | 9.5312 | 65 |  |  | 11 | 0.75 | 15.8125 | 52.3125 | 13.9375 | 52.3125 | [8 empty] | 1 | 80 | 76 | ANSI Z21.10.1-2019/CSA 4.1-2019 | Yes | No | Yes | No | Not Applicable | 238-51024-00 |  |  |  | 238-45684-00 | 10183 | RES GAS PDV HI INPUT
RG2PDV50H8X-457 | RG2PDV50H | Bradford White | 671632805143 | Active | The -457 indicates that this SKU was designed and certified for Installation in Canada. | [9 empty] | No | Not Applicable | Not Applicable | Residential Water Heating | Water Heating.Gas | 8 | 6 |  |  |  | 238-51006-00 |  |  |  | 238-39699-00 |  | 238-48875-00 |  |  |  |  | Gas | Liquid Propane |  |  |  | Indoor |  | Floor Mounted |  | No | Not Applicable | 150 | Category I | 3 | 3 | 0.5 | 0.75 | No | [7 empty] | 60000 BTU/Hr |  |  |  | 48 |  | Not Applicable | On/Off | Not Applicable | [6 empty] | 204 | 31.125 | 22.625 | 71 | 212 | 600 | 22 | 59.3125 | 30.5 | 69.0625 | 69.1875 | 9.5312 | 65 |  |  | 11 | 0.75 | 15.8125 | 52.3125 | 13.9375 | 52.3125 | [8 empty] | 1 | 80 | 76 | ANSI Z21.10.1-2019/CSA 4.1-2019 | Yes | No | Yes | No | Not Applicable | 238-51024-00 |  |  |  | 238-45684-00 | 10183 | RES GAS PDV HI INPUT
RG2PDV50S10N | RG2PDV50S | Bradford White | 671632884001 | Active | [10 empty] | No | Not Applicable | Not Applicable | Residential Water Heating | Water Heating.Gas | 10 | 6 |  |  |  | 238-51006-00 |  |  |  | 238-39699-00 | [6 empty] | Gas | Natural Gas |  |  |  | Indoor |  | Floor Mounted |  | No | Not Applicable | 150 | Category I | 2 | 2 | 0.5 | 0.75 | No | [7 empty] | 40000 BTU/Hr |  | 80 | 0.68 | 50 | 48 | Not Applicable | On/Off | No, it does not comply with jurisdictions having 10ng/J NOx Regulations | [6 empty] | 192 | 31.875 | 24.625 | 62.8125 | 200 | 588 | 24 | 50.5625 | 34.375 | 60.875 | 60.4375 | 11.5625 | 43 |  |  | 8 |  |  |  | 13.9375 | 43.0625 | [8 empty] | 1 | 76 | 76 | ANSI Z21.10.1-2019/CSA 4.1-2019 | Yes | Yes | Yes | No | Not Applicable | [5 empty] | 10184 | RES GAS PDV | 200094446
RG2PDV50S6N | RG2PDV50S | Bradford White | 671632792962 | Active | [10 empty] | No | Not Applicable | Not Applicable | Residential Water Heating | Water Heating.Gas | 6 | 6 |  |  |  | 238-51006-00 |  |  |  | 238-39699-00 | [6 empty] | Gas | Natural Gas |  |  |  | Indoor |  | Floor Mounted |  | No | Not Applicable | 150 | Category I | 2 | 2 | 0.5 | 0.75 | No | [7 empty] | 40000 BTU/Hr |  | 80 | 0.68 | 50 | 48 | Not Applicable | On/Off | No, it does not comply with jurisdictions having 10ng/J NOx Regulations | [6 empty] | 192 | 31.875 | 24.625 | 62.8125 | 200 | 588 | 24 | 50.5625 | 34.375 | 60.875 | 60.4375 | 11.5625 | 43 |  |  | 8 |  |  |  | 13.9375 | 43.0625 | [8 empty] | 1 | 76 | 76 | ANSI Z21.10.1-2019/CSA 4.1-2019 | Yes | Yes | Yes | No | Not Applicable | [5 empty] | 10184 | RES GAS PDV | 200094446
RG2PDV50S6N-220 | RG2PDV50S | Bradford White | 671632859948 | Active | The ""-220"" indicates that this SKU was designed to operate in Altitudes ranging from 0 to 4,500 feet (0-1370 meters), and are certified for Installation in Canada. | [9 empty] | No | Not Applicable | Not Applicable | Residential Water Heating | Water Heating.Gas | 6 | 6 |  |  |  | 238-51006-00 |  |  |  | 238-39699-00 |  | 238-48875-00 |  |  |  |  | Gas | Natural Gas |  |  |  | Indoor |  | Floor Mounted |  | No | Not Applicable | 150 | Category I | 2 | 2 | 0.5 | 0.75 | No | [7 empty] | 36000 BTU/Hr |  |  |  | 50 |  | Not Applicable | On/Off | No, it does not comply with jurisdictions having 10ng/J NOx Regulations | [6 empty] | 192 | 31.875 | 24.625 | 62.8125 | 200 | 604 | 24 | 50.5625 | 34.375 | 60.875 | 60.4375 | 11.5625 | 43 |  |  | 8 |  |  |  | 13.9375 | 43.0625 | [8 empty] | 1 | 76 | 76 | ANSI Z21.10.1-2019/CSA 4.1-2019 | Yes | No | Yes | No | Not Applicable | 238-51024-00 |  |  |  | 238-45684-00 | 10184 | RES GAS PDV
RG2PDV50S6N-264 | RG2PDV50S | Bradford White | 671632825141 | Active | The ""-264"" indicates that this SKU comes with an Aluminum Anode Rod. | [9 empty] | No | Not Applicable | Not Applicable | Residential Water Heating | Water Heating.Gas | 6 | 6 |  |  |  | 238-51006-00 |  |  |  | 238-39699-00 | [6 empty] | Gas | Natural Gas |  |  |  | Indoor |  | Floor Mounted |  | No | Not Applicable | 150 | Category I | 2 | 2 | 0.5 | 0.75 | No | [7 empty] | 40000 BTU/Hr |  | 80 | 0.68 | 50 | 48 | Not Applicable | On/Off | No, it does not comply with jurisdictions having 10ng/J NOx Regulations | [6 empty] | 192 | 31.875 | 24.625 | 62.8125 | 200 | 588 | 24 | 50.5625 | 34.375 | 60.875 | 60.4375 | 11.5625 | 43 |  |  | 8 |  |  |  | 13.9375 | 43.0625 | [8 empty] | 1 | 76 | 76 | ANSI Z21.10.1-2019/CSA 4.1-2019 | Yes | Yes | Yes | No | Not Applicable | [5 empty] | 10184 | RES GAS PDV | 200094446
RG2PDV50S6N-457 | RG2PDV50S | Bradford White | 671632859955 | Active | The -457 indicates that this SKU was designed and certified for Installation in Canada. | [9 empty] | No | Not Applicable | Not Applicable | Residential Water Heating | Water Heating.Gas | 6 | 6 |  |  |  | 238-51006-00 |  |  |  | 238-39699-00 |  | 238-48875-00 |  |  |  |  | Gas | Natural Gas |  |  |  | Indoor |  | Floor Mounted |  | No | Not Applicable | 150 | Category I | 2 | 2 | 0.5 | 0.75 | No | [7 empty] | 40000 BTU/Hr |  |  |  | 50 |  | Not Applicable | On/Off | No, it does not comply with jurisdictions having 10ng/J NOx Regulations | [6 empty] | 192 | 31.875 | 24.625 | 62.8125 | 200 | 604 | 24 | 50.5625 | 34.375 | 60.875 | 60.4375 | 11.5625 | 43 |  |  | 8 |  |  |  | 13.9375 | 43.0625 | [8 empty] | 1 | 76 | 76 | ANSI Z21.10.1-2019/CSA 4.1-2019 | Yes | No | Yes | No | Not Applicable | 238-51024-00 |  |  |  | 238-45684-00 | 10184 | RES GAS PDV
RG2PDV50S6N-475 | RG2PDV50S | Bradford White | 671632803316 | Active | The ""-475"" indicates that this SKU was designed to operate in Altitudes between 2,001 feet and 7,000 feet. | [9 empty] | No | Not Applicable | Not Applicable | Residential Water Heating | Water Heating.Gas | 6 | 6 |  |  |  | 238-51006-00 |  |  |  | 238-39699-00 | [6 empty] | Gas | Natural Gas |  |  |  | Indoor |  | Floor Mounted |  | No | Not Applicable | 150 | Category I | 2 | 2 | 0.5 | 0.75 | No | [7 empty] | 40000 BTU/Hr |  | 80 | 0.68 | 50 | 48 | Not Applicable | On/Off | No, it does not comply with jurisdictions having 10ng/J NOx Regulations | [6 empty] | 192 | 31.875 | 24.625 | 62.8125 | 200 | 588 | 24 | 50.5625 | 34.375 | 60.875 | 60.4375 | 11.5625 | 43 |  |  | 8 |  |  |  | 13.9375 | 43.0625 | [8 empty] | 1 | 76 | 76 | ANSI Z21.10.1-2019/CSA 4.1-2019 | Yes | Yes | Yes | No | Not Applicable | [5 empty] | 10184 | RES GAS PDV | 200094446
RG2PDV50S6N-475-264 | RG2PDV50S | Bradford White | 671632807741 | Active | The ""-264"" indicates that this SKU comes with an Aluminum Anode Rod. | The ""-475"" indicates that this SKU was designed to operate in Altitudes between 2,001 feet and 7,000 feet. | [8 empty] | No | Not Applicable | Not Applicable | Residential Water Heating | Water Heating.Gas | 6 | 6 |  |  |  | 238-51006-00 |  |  |  | 238-39699-00 | [6 empty] | Gas | Natural Gas |  |  |  | Indoor |  | Floor Mounted |  | No | Not Applicable | 150 | Category I | 2 | 2 | 0.5 | 0.75 | No | [7 empty] | 40000 BTU/Hr |  | 80 | 0.68 | 50 | 48 | Not Applicable | On/Off | No, it does not comply with jurisdictions having 10ng/J NOx Regulations | [6 empty] | 192 | 31.875 | 24.625 | 62.8125 | 200 | 588 | 24 | 50.5625 | 34.375 | 60.875 | 60.4375 | 11.5625 | 43 |  |  | 8 |  |  |  | 13.9375 | 43.0625 | [8 empty] | 1 | 76 | 76 | ANSI Z21.10.1-2019/CSA 4.1-2019 | Yes | Yes | Yes | No | Not Applicable | [5 empty] | 10184 | RES GAS PDV | 200094446
RG2PDV50S6X | RG2PDV50S | Bradford White | 671632796298 | Active | [10 empty] | No | Not Applicable | Not Applicable | Residential Water Heating | Water Heating.Gas | 6 | 6 |  |  |  | 238-51006-00 |  |  |  | 238-39699-00 | [6 empty] | Gas | Liquid Propane |  |  |  | Indoor |  | Floor Mounted |  | No | Not Applicable | 150 | Category I | 2 | 2 | 0.5 | 0.75 | No | [7 empty] | 38000 BTU/Hr |  | 80 | 0.68 | 50 | 48 | Not Applicable | On/Off | Not Applicable | [6 empty] | 192 | 31.875 | 24.625 | 62.8125 | 200 | 588 | 24 | 50.5625 | 34.375 | 60.875 | 60.4375 | 11.5625 | 43 |  |  | 8 |  |  |  | 13.9375 | 43.0625 | [8 empty] | 1 | 76 | 76 | ANSI Z21.10.1-2019/CSA 4.1-2019 | Yes | Yes | Yes | No | Not Applicable | [5 empty] | 10184 | RES GAS PDV | 200094448
RG2PDV50S6X-220 | RG2PDV50S | Bradford White | 671632859962 | Active | The ""-220"" indicates that this SKU was designed to operate in Altitudes ranging from 0 to 4,500 feet (0-1370 meters), and are certified for Installation in Canada. | [9 empty] | No | Not Applicable | Not Applicable | Residential Water Heating | Water Heating.Gas | 6 | 6 |  |  |  | 238-51006-00 |  |  |  | 238-39699-00 |  | 238-48875-00 |  |  |  |  | Gas | Liquid Propane |  |  |  | Indoor |  | Floor Mounted |  | No | Not Applicable | 150 | Category I | 2 | 2 | 0.5 | 0.75 | No | [7 empty] | 34200 BTU/Hr |  |  |  | 50 |  | Not Applicable | On/Off | Not Applicable | [6 empty] | 192 | 31.875 | 24.625 | 62.8125 | 200 | 604 | 24 | 50.5625 | 34.375 | 60.875 | 60.4375 | 11.5625 | 43 |  |  | 8 |  |  |  | 13.9375 | 43.0625 | [8 empty] | 1 | 76 | 76 | ANSI Z21.10.1-2019/CSA 4.1-2019 | Yes | No | Yes | No | Not Applicable | 238-51024-00 |  |  |  | 238-45684-00 | 10184 | RES GAS PDV
RG2PDV50S6X-457 | RG2PDV50S | Bradford White | 671632859979 | Active | The -457 indicates that this SKU was designed and certified for Installation in Canada. | [9 empty] | No | Not Applicable | Not Applicable | Residential Water Heating | Water Heating.Gas | 6 | 6 |  |  |  | 238-51006-00 |  |  |  | 238-39699-00 |  | 238-48875-00 |  |  |  |  | Gas | Liquid Propane |  |  |  | Indoor |  | Floor Mounted |  | No | Not Applicable | 150 | Category I | 2 | 2 | 0.5 | 0.75 | No | [7 empty] | 38000 BTU/Hr |  |  |  | 50 |  | Not Applicable | On/Off | Not Applicable | [6 empty] | 192 | 31.875 | 24.625 | 62.8125 | 200 | 604 | 24 | 50.5625 | 34.375 | 60.875 | 60.4375 | 11.5625 | 43 |  |  | 8 |  |  |  | 13.9375 | 43.0625 | [8 empty] | 1 | 76 | 76 | ANSI Z21.10.1-2019/CSA 4.1-2019 | Yes | No | Yes | No | Not Applicable | 238-51024-00 |  |  |  | 238-45684-00 | 10184 | RES GAS PDV
RG2PDV50S6X-475 | RG2PDV50S | Bradford White | 671632820467 | Active | The ""-475"" indicates that this SKU was designed to operate in Altitudes between 2,001 feet and 7,000 feet. | [9 empty] | No | Not Applicable | Not Applicable | Residential Water Heating | Water Heating.Gas | 6 | 6 |  |  |  | 238-51006-00 |  |  |  | 238-39699-00 | [6 empty] | Gas | Liquid Propane |  |  |  | Indoor |  | Floor Mounted |  | No | Not Applicable | 150 | Category I | 2 | 2 | 0.5 | 0.75 | No | [7 empty] | 38000 BTU/Hr |  | 80 | 0.68 | 50 | 48 | Not Applicable | On/Off | Not Applicable | [6 empty] | 192 | 31.875 | 24.625 | 62.8125 | 200 | 588 | 24 | 50.5625 | 34.375 | 60.875 | 60.4375 | 11.5625 | 43 |  |  | 8 |  |  |  | 13.9375 | 43.0625 | [8 empty] | 1 | 76 | 76 | ANSI Z21.10.1-2019/CSA 4.1-2019 | Yes | Yes | Yes | No | Not Applicable | [5 empty] | 10184 | RES GAS PDV | 200094448
RG2PDV50S6X-475-264 | RG2PDV50S | Bradford White | 671632807772 | Active | The ""-264"" indicates that this SKU comes with an Aluminum Anode Rod. | The ""-475"" indicates that this SKU was designed to operate in Altitudes between 2,001 feet and 7,000 feet. | [8 empty] | No | Not Applicable | Not Applicable | Residential Water Heating | Water Heating.Gas | 6 | 6 |  |  |  | 238-51006-00 |  |  |  | 238-39699-00 | [6 empty] | Gas | Liquid Propane |  |  |  | Indoor |  | Floor Mounted |  | No | Not Applicable | 150 | Category I | 2 | 2 | 0.5 | 0.75 | No | [7 empty] | 38000 BTU/Hr |  | 80 | 0.68 | 50 | 48 | Not Applicable | On/Off | Not Applicable | [6 empty] | 192 | 31.875 | 24.625 | 62.8125 | 200 | 588 | 24 | 50.5625 | 34.375 | 60.875 | 60.4375 | 11.5625 | 43 |  |  | 8 |  |  |  | 13.9375 | 43.0625 | [8 empty] | 1 | 76 | 76 | ANSI Z21.10.1-2019/CSA 4.1-2019 | Yes | Yes | Yes | No | Not Applicable | [5 empty] | 10184 | RES GAS PDV | 200094448
RG2PDV50S8N-220 | RG2PDV50S | Bradford White | 671632823451 | Active | The ""-220"" indicates that this SKU was designed to operate in Altitudes ranging from 0 to 4,500 feet (0-1370 meters), and are certified for Installation in Canada. | [9 empty] | No | Not Applicable | Not Applicable | Residential Water Heating | Water Heating.Gas | 8 | 6 |  |  |  | 238-51006-00 |  |  |  | 238-39699-00 |  | 238-48875-00 |  |  |  |  | Gas | Natural Gas |  |  |  | Indoor |  | Floor Mounted |  | No | Not Applicable | 150 | Category I | 2 | 2 | 0.5 | 0.75 | No | [7 empty] | 36000 BTU/Hr |  |  |  | 50 |  | Not Applicable | On/Off | No, it does not comply with jurisdictions having 10ng/J NOx Regulations | [6 empty] | 192 | 31.875 | 24.625 | 62.8125 | 200 | 604 | 24 | 50.5625 | 34.375 | 60.875 | 60.4375 | 11.5625 | 43 |  |  | 8 |  |  |  | 13.9375 | 43.0625 | [8 empty] | 1 | 76 | 76 | ANSI Z21.10.1-2019/CSA 4.1-2019 | Yes | No | Yes | No | Not Applicable | 238-51024-00 |  |  |  | 238-45684-00 | 10184 | RES GAS PDV
RG2PDV50S8N-457 | RG2PDV50S | Bradford White | 671632805112 | Active | The -457 indicates that this SKU was designed and certified for Installation in Canada. | [9 empty] | No | Not Applicable | Not Applicable | Residential Water Heating | Water Heating.Gas | 8 | 6 |  |  |  | 238-51006-00 |  |  |  | 238-39699-00 |  | 238-48875-00 |  |  |  |  | Gas | Natural Gas |  |  |  | Indoor |  | Floor Mounted |  | No | Not Applicable | 150 | Category I | 2 | 2 | 0.5 | 0.75 | No | [7 empty] | 40000 BTU/Hr |  |  |  | 50 |  | Not Applicable | On/Off | No, it does not comply with jurisdictions having 10ng/J NOx Regulations | [6 empty] | 192 | 31.875 | 24.625 | 62.8125 | 200 | 604 | 24 | 50.5625 | 34.375 | 60.875 | 60.4375 | 11.5625 | 43 |  |  | 8 |  |  |  | 13.9375 | 43.0625 | [8 empty] | 1 | 76 | 76 | ANSI Z21.10.1-2019/CSA 4.1-2019 | Yes | No | Yes | No | Not Applicable | 238-51024-00 |  |  |  | 238-45684-00 | 10184 | RES GAS PDV
RG2PDV50S8X-220 | RG2PDV50S | Bradford White | 671632823468 | Active | The ""-220"" indicates that this SKU was designed to operate in Altitudes ranging from 0 to 4,500 feet (0-1370 meters), and are certified for Installation in Canada. | [9 empty] | No | Not Applicable | Not Applicable | Residential Water Heating | Water Heating.Gas | 8 | 6 |  |  |  | 238-51006-00 |  |  |  | 238-39699-00 |  | 238-48875-00 |  |  |  |  | Gas | Liquid Propane |  |  |  | Indoor |  | Floor Mounted |  | No | Not Applicable | 150 | Category I | 2 | 2 | 0.5 | 0.75 | No | [7 empty] | 34200 BTU/Hr |  |  |  | 50 |  | Not Applicable | On/Off | Not Applicable | [6 empty] | 192 | 31.875 | 24.625 | 62.8125 | 200 | 604 | 24 | 50.5625 | 34.375 | 60.875 | 60.4375 | 11.5625 | 43 |  |  | 8 |  |  |  | 13.9375 | 43.0625 | [8 empty] | 1 | 76 | 76 | ANSI Z21.10.1-2019/CSA 4.1-2019 | Yes | No | Yes | No | Not Applicable | 238-51024-00 |  |  |  | 238-45684-00 | 10184 | RES GAS PDV
RG2PDV50S8X-457 | RG2PDV50S | Bradford White | 671632805129 | Active | The -457 indicates that this SKU was designed and certified for Installation in Canada. | [9 empty] | No | Not Applicable | Not Applicable | Residential Water Heating | Water Heating.Gas | 8 | 6 |  |  |  | 238-51006-00 |  |  |  | 238-39699-00 |  | 238-48875-00 |  |  |  |  | Gas | Liquid Propane |  |  |  | Indoor |  | Floor Mounted |  | No | Not Applicable | 150 | Category I | 2 | 2 | 0.5 | 0.75 | No | [7 empty] | 38000 BTU/Hr |  |  |  | 50 |  | Not Applicable | On/Off | Not Applicable | [6 empty] | 192 | 31.875 | 24.625 | 62.8125 | 200 | 604 | 24 | 50.5625 | 34.375 | 60.875 | 60.4375 | 11.5625 | 43 |  |  | 8 |  |  |  | 13.9375 | 43.0625 | [8 empty] | 1 | 76 | 76 | ANSI Z21.10.1-2019/CSA 4.1-2019 | Yes | No | Yes | No | Not Applicable | 238-51024-00 |  |  |  | 238-45684-00 | 10184 | RES GAS PDV
RG2PDV75H10N | RG2PDV75H | Bradford White | 671632859924 | Active | [10 empty] | No | Not Applicable | Not Applicable | Residential Water Heating | Water Heating.Gas | 10 | 6 |  |  |  | 238-51370-00 |  |  |  | 238-39699-00 | [6 empty] | Gas | Natural Gas |  |  |  | Indoor |  | Floor Mounted |  | No | Not Applicable | 150 | Category I | 3 | 3 | 0.5 | 0.75 | No | [7 empty] | 80000 BTU/Hr |  | 134 | 0.69 | 75 | 72 | Not Applicable | On/Off | No, it does not comply with jurisdictions having 14ng/J NOx Regulations | [6 empty] | 291 | 33.25 | 26.625 | 70.9375 | 303 | 885 | 26 | 59.6875 | 35.375 | 69.5 | 69.5625 | 11.625 | 86 |  |  | 11 | 0.75 | 16.6875 | 51.9375 | 13.9375 | 51.9375 | [8 empty] | 1 | 54 | 51 | ANSI Z21.10.3-2019/CSA 4.3-2019 | Yes | Yes | Yes | No | Not Applicable | [5 empty] | 10183 | RES GAS PDV HI INPUT | 200094602
RG2PDV75H10N-475 | RG2PDV75H | Bradford White | 671632850136 | Active | The ""-475"" indicates that this SKU was designed to operate in Altitudes between 2,001 feet and 7,000 feet. | [9 empty] | No | Not Applicable | Not Applicable | Residential Water Heating | Water Heating.Gas | 10 | 6 |  |  |  | 238-51370-00 |  |  |  | 238-39699-00 | [6 empty] | Gas | Natural Gas |  |  |  | Indoor |  | Floor Mounted |  | No | Not Applicable | 150 | Category I | 3 | 3 | 0.5 | 0.75 | No | [7 empty] | 80000 BTU/Hr |  | 134 | 0.69 | 75 | 72 | Not Applicable | On/Off | No, it does not comply with jurisdictions having 14ng/J NOx Regulations | [6 empty] | 291 | 33.25 | 26.625 | 70.9375 | 303 | 885 | 26 | 59.6875 | 35.375 | 69.5 | 69.5625 | 11.625 | 86 |  |  | 11 | 0.75 | 16.6875 | 51.9375 | 13.9375 | 51.9375 | [8 empty] | 1 | 54 | 51 | ANSI Z21.10.3-2019/CSA 4.3-2019 | Yes | Yes | Yes | No | Not Applicable | [5 empty] | 10183 | RES GAS PDV HI INPUT | 200094602
RG2PDV75H10X | RG2PDV75H | Bradford White | 671632856398 | Active | [10 empty] | No | Not Applicable | Not Applicable | Residential Water Heating | Water Heating.Gas | 10 | 6 |  |  |  | 238-51370-00 |  |  |  | 238-39699-00 | [6 empty] | Gas | Liquid Propane |  |  |  | Indoor |  | Floor Mounted |  | No | Not Applicable | 150 | Category I | 3 | 3 | 0.5 | 0.75 | No | [7 empty] | 70000 BTU/Hr |  | 134 | 0.69 | 75 | 72 | Not Applicable | On/Off | Not Applicable | [6 empty] | 291 | 33.25 | 26.625 | 70.9375 | 303 | 885 | 26 | 59.6875 | 35.375 | 69.5 | 69.5625 | 11.625 | 86 |  |  | 11 | 0.75 | 16.6875 | 51.9375 | 13.9375 | 51.9375 | [8 empty] | 1 | 54 | 51 | ANSI Z21.10.3-2017/CSA 4.3-2017 | Yes | Yes | Yes | No | Not Applicable | [5 empty] | 10183 | RES GAS PDV HI INPUT | 200094604
RG2PDV75H6N | RG2PDV75H | Bradford White | 671632803750 | Active | [10 empty] | No | Not Applicable | Not Applicable | Residential Water Heating | Water Heating.Gas | 6 | 6 |  |  |  | 238-51370-00 |  |  |  | 238-39699-00 | [6 empty] | Gas | Natural Gas |  |  |  | Indoor |  | Floor Mounted |  | No | Not Applicable | 150 | Category I | 3 | 3 | 0.5 | 0.75 | No | [7 empty] | 80000 BTU/Hr |  | 134 | 0.69 | 75 | 72 | Not Applicable | On/Off | No, it does not comply with jurisdictions having 14ng/J NOx Regulations | [6 empty] | 291 | 33.25 | 26.625 | 70.9375 | 303 | 885 | 26 | 59.6875 | 35.375 | 69.5 | 69.5625 | 11.625 | 86 |  |  | 11 | 0.75 | 16.6875 | 51.9375 | 13.9375 | 51.9375 | [8 empty] | 1 | 54 | 51 | ANSI Z21.10.3-2019/CSA 4.3-2019 | Yes | Yes | Yes | No | Not Applicable | [5 empty] | 10183 | RES GAS PDV HI INPUT | 200094602
RG2PDV75H6N-220 | RG2PDV75H | Bradford White | 671632859986 | Active | The ""-220"" indicates that this SKU was designed to operate in Altitudes ranging from 0 to 4,500 feet (0-1370 meters), and are certified for Installation in Canada. | [9 empty] | No | Not Applicable | Not Applicable | Residential Water Heating | Water Heating.Gas | 6 | 6 |  |  |  | 238-51370-00 |  |  |  | 238-39699-00 |  | 238-48875-00 |  |  |  |  | Gas | Natural Gas |  |  |  | Indoor |  | Floor Mounted |  | No | Not Applicable | 150 | Category I | 3 | 3 | 0.5 | 0.75 | No | [7 empty] | 72000 BTU/Hr |  | 134 | 0.69 | 75 | 72 | Not Applicable | On/Off | No, it does not comply with jurisdictions having 10ng/J NOx Regulations | [6 empty] | 291 | 33.25 | 26.625 | 70.9375 | 303 | 885 | 26 | 59.6875 | 35.375 | 69.5 | 69.5625 | 11.625 | 86 |  |  | 11 | 0.75 | 16.6875 | 51.9375 | 13.9375 | 51.9375 | [8 empty] | 1 | 54 | 51 | ANSI Z21.10.1-2019/CSA 4.1-2019 | Yes | No | Yes | No | Not Applicable | 238-51852-00 |  |  |  | 238-45684-00 | 10183 | RES GAS PDV HI INPUT
RG2PDV75H6N-264 | RG2PDV75H | Bradford White | 671632815715 | Active | The ""-264"" indicates that this SKU comes with an Aluminum Anode Rod. | [9 empty] | No | Not Applicable | Not Applicable | Residential Water Heating | Water Heating.Gas | 6 | 6 |  |  |  | 238-51370-00 |  |  |  | 238-39699-00 | [6 empty] | Gas | Natural Gas |  |  |  | Indoor |  | Floor Mounted |  | No | Not Applicable | 150 | Category I | 3 | 3 | 0.5 | 0.75 | No | [7 empty] | 80000 BTU/Hr |  | 134 | 0.69 | 75 | 72 | Not Applicable | On/Off | No, it does not comply with jurisdictions having 14ng/J NOx Regulations | [6 empty] | 291 | 33.25 | 26.625 | 70.9375 | 303 | 885 | 26 | 59.6875 | 35.375 | 69.5 | 69.5625 | 11.625 | 86 |  |  | 11 | 0.75 | 16.6875 | 51.9375 | 13.9375 | 51.9375 | [8 empty] | 1 | 54 | 51 | ANSI Z21.10.3-2019/CSA 4.3-2019 | Yes | Yes | Yes | No | Not Applicable | [5 empty] | 10183 | RES GAS PDV HI INPUT | 200094602
RG2PDV75H6N-457 | RG2PDV75H | Bradford White | 671632859993 | Active | The -457 indicates that this SKU was designed and certified for Installation in Canada. | [9 empty] | No | Not Applicable | Not Applicable | Residential Water Heating | Water Heating.Gas | 6 | 6 |  |  |  | 238-51370-00 |  |  |  | 238-39699-00 |  | 238-48875-00 |  |  |  |  | Gas | Natural Gas |  |  |  | Indoor |  | Floor Mounted |  | No | Not Applicable | 150 | Category I | 3 | 3 | 0.5 | 0.75 | No | [7 empty] | 80000 BTU/Hr |  | 134 | 0.69 | 75 | 72 | Not Applicable | On/Off | No, it does not comply with jurisdictions having 14ng/J NOx Regulations | [6 empty] | 291 | 33.25 | 26.625 | 70.9375 | 303 | 885 | 26 | 59.6875 | 35.375 | 69.5 | 69.5625 | 11.625 | 86 |  |  | 11 | 0.75 | 16.6875 | 51.9375 | 13.9375 | 51.9375 | [8 empty] | 1 | 54 | 51 | ANSI Z21.10.3-2019/CSA 4.3-2019 | Yes | No | Yes | No | Not Applicable | 238-51852-00 |  |  |  | 238-45684-00 | 10183 | RES GAS PDV HI INPUT
RG2PDV75H6N-475 | RG2PDV75H | Bradford White | 671632810543 | Active | The ""-475"" indicates that this SKU was designed to operate in Altitudes between 2,001 feet and 7,000 feet. | [9 empty] | No | Not Applicable | Not Applicable | Residential Water Heating | Water Heating.Gas | 6 | 6 |  |  |  | 238-51370-00 |  |  |  | 238-39699-00 | [6 empty] | Gas | Natural Gas |  |  |  | Indoor |  | Floor Mounted |  | No | Not Applicable | 150 | Category I | 3 | 3 | 0.5 | 0.75 | No | [7 empty] | 80000 BTU/Hr |  | 134 | 0.69 | 75 | 72 | Not Applicable | On/Off | No, it does not comply with jurisdictions having 14ng/J NOx Regulations | [6 empty] | 291 | 33.25 | 26.625 | 70.9375 | 303 | 885 | 26 | 59.6875 | 35.375 | 69.5 | 69.5625 | 11.625 | 86 |  |  | 11 | 0.75 | 16.6875 | 51.9375 | 13.9375 | 51.9375 | [8 empty] | 1 | 54 | 51 | ANSI Z21.10.3-2019/CSA 4.3-2019 | Yes | Yes | Yes | No | Not Applicable | [5 empty] | 10183 | RES GAS PDV HI INPUT | 200094602
RG2PDV75H6N-475-264 | RG2PDV75H | Bradford White | 671632821761 | Active | The ""-264"" indicates that this SKU comes with an Aluminum Anode Rod. | The ""-475"" indicates that this SKU was designed to operate in Altitudes between 2,001 feet and 7,000 feet. | [8 empty] | No | Not Applicable | Not Applicable | Residential Water Heating | Water Heating.Gas | 6 | 6 |  |  |  | 238-51370-00 |  |  |  | 238-39699-00 | [6 empty] | Gas | Natural Gas |  |  |  | Indoor |  | Floor Mounted |  | No | Not Applicable | 150 | Category I | 3 | 3 | 0.5 | 0.75 | No | [7 empty] | 80000 BTU/Hr |  | 134 | 0.69 | 75 | 72 | Not Applicable | On/Off | No, it does not comply with jurisdictions having 14ng/J NOx Regulations | [6 empty] | 291 | 33.25 | 26.625 | 70.9375 | 303 | 885 | 26 | 59.6875 | 35.375 | 69.5 | 69.5625 | 11.625 | 86 |  |  | 11 | 0.75 | 16.6875 | 51.9375 | 13.9375 | 51.9375 | [8 empty] | 1 | 54 | 51 | ANSI Z21.10.3-2019/CSA 4.3-2019 | Yes | Yes | Yes | No | Not Applicable | [5 empty] | 10183 | RES GAS PDV HI INPUT | 200094602
RG2PDV75H6N-506 | RG2PDV75H | Bradford White | 671632561476 | Active | The ""-506"" indicates that this SKU comes with an A420 Aluminum Anode Rod. | [9 empty] | No | Not Applicable | Not Applicable | Residential Water Heating | Water Heating.Gas | 6 | 6 |  |  |  | 238-51370-00 |  |  |  | 238-39699-00 | [6 empty] | Gas | Natural Gas |  |  |  | Indoor |  | Floor Mounted |  | No | Not Applicable | 150 | Category I | 3 | 3 | 0.5 | 0.75 | No | [7 empty] | 80000 BTU/Hr |  | 134 | 0.69 | 75 | 72 | Not Applicable | On/Off | No, it does not comply with jurisdictions having 14ng/J NOx Regulations | [6 empty] | 291 | 33.25 | 26.625 | 70.9375 | 303 | 885 | 26 | 59.6875 | 35.375 | 69.5 | 69.5625 | 11.625 | 86 |  |  | 11 | 0.75 | 16.6875 | 51.9375 | 13.9375 | 51.9375 | [8 empty] | 1 | 54 | 51 | ANSI Z21.10.3-2019/CSA 4.3-2019 | Yes | Yes | Yes | No | Not Applicable | [5 empty] | 10183 | RES GAS PDV HI INPUT | 200094602
RG2PDV75H6X | RG2PDV75H | Bradford White | 671632809387 | Active | [10 empty] | No | Not Applicable | Not Applicable | Residential Water Heating | Water Heating.Gas | 6 | 6 |  |  |  | 238-51370-00 |  |  |  | 238-39699-00 | [6 empty] | Gas | Liquid Propane |  |  |  | Indoor |  | Floor Mounted |  | No | Not Applicable | 150 | Category I | 3 | 3 | 0.5 | 0.75 | No | [7 empty] | 70000 BTU/Hr |  | 134 | 0.69 | 75 | 72 | Not Applicable | On/Off | Not Applicable | [6 empty] | 291 | 33.25 | 26.625 | 70.9375 | 303 | 885 | 26 | 59.6875 | 35.375 | 69.5 | 69.5625 | 11.625 | 86 |  |  | 11 | 0.75 | 16.6875 | 51.9375 | 13.9375 | 51.9375 | [8 empty] | 1 | 54 | 51 | ANSI Z21.10.3-2017/CSA 4.3-2017 | Yes | Yes | Yes | No | Not Applicable | [5 empty] | 10183 | RES GAS PDV HI INPUT | 200094604
RG2PDV75H6X-220 | RG2PDV75H | Bradford White | 671632860012 | Active | The ""-220"" indicates that this SKU was designed to operate in Altitudes ranging from 0 to 4,500 feet (0-1370 meters), and are certified for Installation in Canada. | [9 empty] | No | Not Applicable | Not Applicable | Residential Water Heating | Water Heating.Gas | 6 | 6 |  |  |  | 238-51370-00 |  |  |  | 238-39699-00 |  | 238-48875-00 |  |  |  |  | Gas | Liquid Propane |  |  |  | Indoor |  | Floor Mounted |  | No | Not Applicable | 150 | Category I | 3 | 3 | 0.5 | 0.75 | No | [7 empty] | 70200 BTU/Hr |  | 134 | 0.69 | 75 | 72 | Not Applicable | On/Off | Not Applicable | [6 empty] | 291 | 33.25 | 26.625 | 70.9375 | 303 | 885 | 26 | 59.6875 | 35.375 | 69.5 | 69.5625 | 11.625 | 86 |  |  | 11 | 0.75 | 16.6875 | 51.9375 | 13.9375 | 51.9375 | [8 empty] | 1 | 54 | 51 | ANSI Z21.10.1-2019/CSA 4.1-2019 | Yes | No | Yes | No | Not Applicable | 238-51852-00 |  |  |  | 238-45684-00 | 10183 | RES GAS PDV HI INPUT
RG2PDV75H6X-264 | RG2PDV75H | Bradford White | 671632889266 | Active | The ""-264"" indicates that this SKU comes with an Aluminum Anode Rod. | [9 empty] | No | Not Applicable | Not Applicable | Residential Water Heating | Water Heating.Gas | 6 | 6 |  |  |  | 238-51370-00 |  |  |  | 238-39699-00 | [6 empty] | Gas | Liquid Propane |  |  |  | Indoor |  | Floor Mounted |  | No | Not Applicable | 150 | Category I | 3 | 3 | 0.5 | 0.75 | No | [7 empty] | 70000 BTU/Hr |  | 134 | 0.69 | 75 | 72 | Not Applicable | On/Off | Not Applicable | [6 empty] | 291 | 33.25 | 26.625 | 70.9375 | 303 | 885 | 26 | 59.6875 | 35.375 | 69.5 | 69.5625 | 11.625 | 86 |  |  | 11 | 0.75 | 16.6875 | 51.9375 | 13.9375 | 51.9375 | [8 empty] | 1 | 54 | 51 | ANSI Z21.10.3-2017/CSA 4.3-2017 | Yes | Yes | Yes | No | Not Applicable | [5 empty] | 10183 | RES GAS PDV HI INPUT | 200094604
RG2PDV75H6X-457 | RG2PDV75H | Bradford White | 671632860005 | Active | The -457 indicates that this SKU was designed and certified for Installation in Canada. | [9 empty] | No | Not Applicable | Not Applicable | Residential Water Heating | Water Heating.Gas | 6 | 6 |  |  |  | 238-51370-00 |  |  |  | 238-39699-00 |  | 238-48875-00 |  |  |  |  | Gas | Liquid Propane |  |  |  | Indoor |  | Floor Mounted |  | No | Not Applicable | 150 | Category I | 3 | 3 | 0.5 | 0.75 | No | [7 empty] | 78000 BTU/Hr |  | 134 | 0.69 | 75 | 72 | Not Applicable | On/Off | Not Applicable | [6 empty] | 291 | 33.25 | 26.625 | 70.9375 | 303 | 885 | 26 | 59.6875 | 35.375 | 69.5 | 69.5625 | 11.625 | 86 |  |  | 11 | 0.75 | 16.6875 | 51.9375 | 13.9375 | 51.9375 | [8 empty] | 1 | 54 | 51 | ANSI Z21.10.3-2019/CSA 4.3-2019 | Yes | No | Yes | No | Not Applicable | 238-51852-00 |  |  |  | 238-45684-00 | 10183 | RES GAS PDV HI INPUT
RG2PDV75H6X-475 | RG2PDV75H | Bradford White | 671632817849 | Active | The ""-475"" indicates that this SKU was designed to operate in Altitudes between 2,001 feet and 7,000 feet. | [9 empty] | No | Not Applicable | Not Applicable | Residential Water Heating | Water Heating.Gas | 6 | 6 |  |  |  | 238-51370-00 |  |  |  | 238-39699-00 | [6 empty] | Gas | Liquid Propane |  |  |  | Indoor |  | Floor Mounted |  | No | Not Applicable | 150 | Category I | 3 | 3 | 0.5 | 0.75 | No | [7 empty] | 70000 BTU/Hr |  | 134 | 0.69 | 75 | 72 | Not Applicable | On/Off | Not Applicable | [6 empty] | 291 | 33.25 | 26.625 | 70.9375 | 303 | 885 | 26 | 59.6875 | 35.375 | 69.5 | 69.5625 | 11.625 | 86 |  |  | 11 | 0.75 | 16.6875 | 51.9375 | 13.9375 | 51.9375 | [8 empty] | 1 | 54 | 51 | ANSI Z21.10.3-2017/CSA 4.3-2017 | Yes | Yes | Yes | No | Not Applicable | [5 empty] | 10183 | RES GAS PDV HI INPUT | 200094604
RG2PDV75H6X-475-264 | RG2PDV75H | Bradford White | 671632852208 | Active | The ""-264"" indicates that this SKU comes with an Aluminum Anode Rod. | The ""-475"" indicates that this SKU was designed to operate in Altitudes between 2,001 feet and 7,000 feet. | [8 empty] | No | Not Applicable | Not Applicable | Residential Water Heating | Water Heating.Gas | 6 | 6 |  |  |  | 238-51370-00 |  |  |  | 238-39699-00 | [6 empty] | Gas | Liquid Propane |  |  |  | Indoor |  | Floor Mounted |  | No | Not Applicable | 150 | Category I | 3 | 3 | 0.5 | 0.75 | No | [7 empty] | 70000 BTU/Hr |  | 134 | 0.69 | 75 | 72 | Not Applicable | On/Off | Not Applicable | [6 empty] | 291 | 33.25 | 26.625 | 70.9375 | 303 | 885 | 26 | 59.6875 | 35.375 | 69.5 | 69.5625 | 11.625 | 86 |  |  | 11 | 0.75 | 16.6875 | 51.9375 | 13.9375 | 51.9375 | [8 empty] | 1 | 54 | 51 | ANSI Z21.10.3-2017/CSA 4.3-2017 | Yes | Yes | Yes | No | Not Applicable | [5 empty] | 10183 | RES GAS PDV HI INPUT | 200094604
RG2PDV75H6X-506 | RG2PDV75H | Bradford White | 671632839285 | Active | The ""-506"" indicates that this SKU comes with an A420 Aluminum Anode Rod. | [9 empty] | No | Not Applicable | Not Applicable | Residential Water Heating | Water Heating.Gas | 6 | 6 |  |  |  | 238-51370-00 |  |  |  | 238-39699-00 | [6 empty] | Gas | Liquid Propane |  |  |  | Indoor |  | Floor Mounted |  | No | Not Applicable | 150 | Category I | 3 | 3 | 0.5 | 0.75 | No | [7 empty] | 70000 BTU/Hr |  | 134 | 0.69 | 75 | 72 | Not Applicable | On/Off | Not Applicable | [6 empty] | 291 | 33.25 | 26.625 | 70.9375 | 303 | 885 | 26 | 59.6875 | 35.375 | 69.5 | 69.5625 | 11.625 | 86 |  |  | 11 | 0.75 | 16.6875 | 51.9375 | 13.9375 | 51.9375 | [8 empty] | 1 | 54 | 51 | ANSI Z21.10.3-2017/CSA 4.3-2017 | Yes | Yes | Yes | No | Not Applicable | [5 empty] | 10183 | RES GAS PDV HI INPUT | 200094604
RG2PDV75H8N-220 | RG2PDV75H | Bradford White | 671632824526 | Active | The ""-220"" indicates that this SKU was designed to operate in Altitudes ranging from 0 to 4,500 feet (0-1370 meters), and are certified for Installation in Canada. | [9 empty] | No | Not Applicable | Not Applicable | Residential Water Heating | Water Heating.Gas | 8 | 6 |  |  |  | 238-51370-00 |  |  |  | 238-39699-00 |  | 238-48875-00 |  |  |  |  | Gas | Natural Gas |  |  |  | Indoor |  | Floor Mounted |  | No | Not Applicable | 150 | Category I | 3 | 3 | 0.5 | 0.75 | No | [7 empty] | 72000 BTU/Hr |  | 134 | 0.69 | 75 | 72 | Not Applicable | On/Off | No, it does not comply with jurisdictions having 10ng/J NOx Regulations | [6 empty] | 291 | 33.25 | 26.625 | 70.9375 | 303 | 885 | 26 | 59.6875 | 35.375 | 69.5 | 69.5625 | 11.625 | 86 |  |  | 11 | 0.75 | 16.6875 | 51.9375 | 13.9375 | 51.9375 | [8 empty] | 1 | 54 | 51 | ANSI Z21.10.1-2019/CSA 4.1-2019 | Yes | No | Yes | No | Not Applicable | 238-51852-00 |  |  |  | 238-45684-00 | 10183 | RES GAS PDV HI INPUT
RG2PDV75H8N-457 | RG2PDV75H | Bradford White | 671632805174 | Active | The -457 indicates that this SKU was designed and certified for Installation in Canada. | [9 empty] | No | Not Applicable | Not Applicable | Residential Water Heating | Water Heating.Gas | 8 | 6 |  |  |  | 238-51370-00 |  |  |  | 238-39699-00 |  | 238-48875-00 |  |  |  |  | Gas | Natural Gas |  |  |  | Indoor |  | Floor Mounted |  | No | Not Applicable | 150 | Category I | 3 | 3 | 0.5 | 0.75 | No | [7 empty] | 80000 BTU/Hr |  | 134 | 0.69 | 75 | 72 | Not Applicable | On/Off | No, it does not comply with jurisdictions having 14ng/J NOx Regulations | [6 empty] | 291 | 33.25 | 26.625 | 70.9375 | 303 | 885 | 26 | 59.6875 | 35.375 | 69.5 | 69.5625 | 11.625 | 86 |  |  | 11 | 0.75 | 16.6875 | 51.9375 | 13.9375 | 51.9375 | [8 empty] | 1 | 54 | 51 | ANSI Z21.10.3-2019/CSA 4.3-2019 | Yes | No | Yes | No | Not Applicable | 238-51852-00 |  |  |  | 238-45684-00 | 10183 | RES GAS PDV HI INPUT
RG2PDV75H8X-220 | RG2PDV75H | Bradford White | 671632824564 | Active | The ""-220"" indicates that this SKU was designed to operate in Altitudes ranging from 0 to 4,500 feet (0-1370 meters), and are certified for Installation in Canada. | [9 empty] | No | Not Applicable | Not Applicable | Residential Water Heating | Water Heating.Gas | 8 | 6 |  |  |  | 238-51370-00 |  |  |  | 238-39699-00 |  | 238-48875-00 |  |  |  |  | Gas | Liquid Propane |  |  |  | Indoor |  | Floor Mounted |  | No | Not Applicable | 150 | Category I | 3 | 3 | 0.5 | 0.75 | No | [7 empty] | 70200 BTU/Hr |  | 134 | 0.69 | 75 | 72 | Not Applicable | On/Off | Not Applicable | [6 empty] | 291 | 33.25 | 26.625 | 70.9375 | 303 | 885 | 26 | 59.6875 | 35.375 | 69.5 | 69.5625 | 11.625 | 86 |  |  | 11 | 0.75 | 16.6875 | 51.9375 | 13.9375 | 51.9375 | [8 empty] | 1 | 54 | 51 | ANSI Z21.10.1-2019/CSA 4.1-2019 | Yes | No | Yes | No | Not Applicable | 238-51852-00 |  |  |  | 238-45684-00 | 10183 | RES GAS PDV HI INPUT
RG2PDV75H8X-457 | RG2PDV75H | Bradford White | 671632824557 | Active | The -457 indicates that this SKU was designed and certified for Installation in Canada. | [9 empty] | No | Not Applicable | Not Applicable | Residential Water Heating | Water Heating.Gas | 8 | 6 |  |  |  | 238-51370-00 |  |  |  | 238-39699-00 |  | 238-48875-00 |  |  |  |  | Gas | Liquid Propane |  |  |  | Indoor |  | Floor Mounted |  | No | Not Applicable | 150 | Category I | 3 | 3 | 0.5 | 0.75 | No | [7 empty] | 78000 BTU/Hr |  | 134 | 0.69 | 75 | 72 | Not Applicable | On/Off | Not Applicable | [6 empty] | 291 | 33.25 | 26.625 | 70.9375 | 303 | 885 | 26 | 59.6875 | 35.375 | 69.5 | 69.5625 | 11.625 | 86 |  |  | 11 | 0.75 | 16.6875 | 51.9375 | 13.9375 | 51.9375 | [8 empty] | 1 | 54 | 51 | ANSI Z21.10.3-2019/CSA 4.3-2019 | Yes | No | Yes | No | Not Applicable | 238-51852-00 |  |  |  | 238-45684-00 | 10183 | RES GAS PDV HI INPUT
RG2PV40S6N19 | RG2PV40S | Bradford White | 671632168293 | Active | [10 empty] | No | Not Applicable | Not Applicable | Residential Water Heating | Water Heating.Gas | 6 | 6 |  |  |  | 238-54331-00 |  |  |  | 238-39699-00 | [6 empty] | Gas | Natural Gas |  |  |  | Indoor |  | Floor Mounted |  | No | Not Applicable | 150 | Category III | 2 |  | 0.5 | 0.75 | No | [7 empty] | 40000 BTU/Hr |  | 75 | 0.72 | 40 | 38 | Not Applicable | On/Off | No, it does not comply with jurisdictions having 10ng/J NOx Regulations | [6 empty] | 150 | 27.625 | 22.75 | 58.1875 | 156 | 463 | 22 | 47.1875 | 27.125 | 57.5 |  |  | 43 |  |  | 8 |  |  |  | 11.5 | 40.125 | [8 empty] | 1 | 88 | 160 | ANSI Z21.10.1-2019/CSA 4.1-2019 | Yes | Yes | Yes | No | Not Applicable | [5 empty] | 10142 | RES GAS PV | 205134945
RG2PV40S6N19-264 | RG2PV40S | Bradford White | 671632996384 | Active | The ""-264"" indicates that this SKU comes with an Aluminum Anode Rod. | [9 empty] | No | Not Applicable | Not Applicable | Residential Water Heating | Water Heating.Gas | 6 | 6 |  |  |  | 238-54331-00 |  |  |  | 238-39699-00 | [6 empty] | Gas | Natural Gas |  |  |  | Indoor |  | Floor Mounted |  | No | Not Applicable | 150 | Category III | 2 |  | 0.5 | 0.75 | No | [7 empty] | 40000 BTU/Hr |  | 75 | 0.72 | 40 | 38 | Not Applicable | On/Off | No, it does not comply with jurisdictions having 10ng/J NOx Regulations | [6 empty] | 150 | 27.625 | 22.75 | 58.1875 | 156 | 463 | 22 | 47.1875 | 27.125 | 57.5 |  |  | 43 |  |  | 8 |  |  |  | 11.5 | 40.125 | [8 empty] | 1 | 88 | 160 | ANSI Z21.10.1-2019/CSA 4.1-2019 | Yes | Yes | Yes | No | Not Applicable | [5 empty] | 10142 | RES GAS PV | 205134945
RG2PV40S6N19-457 | RG2PV40S | Bradford White | 671632995868 | Active | The -457 indicates that this SKU was designed and certified for Installation in Canada. | [9 empty] | No | Not Applicable | Not Applicable | Residential Water Heating | Water Heating.Gas | 6 | 6 |  |  |  | 238-54332-00 |  |  |  | 238-39699-00 |  | 238-48875-00 |  |  |  |  | Gas | Natural Gas |  |  |  | Indoor |  | Floor Mounted |  | No | Not Applicable | 150 | Category III | 2 |  | 0.5 | 0.75 | No | [7 empty] | 40000 BTU/Hr |  |  |  | 40 |  | Not Applicable | On/Off | No, it does not comply with jurisdictions having 10ng/J NOx Regulations | [6 empty] | 150 | 27.625 | 22.75 | 58.1875 | 156 | 480 | 22 | 47.1875 | 27.125 | 57.5 |  |  | 43 |  |  | 8 |  |  |  | 11.5 | 40.125 | [8 empty] | 1 | 88 | 160 | ANSI Z21.10.1-2019/CSA 4.1-2019 | Yes | No | Yes | No | Not Applicable |  |  |  |  | 238-45684-00 | 10142 | RES GAS PV
RG2PV40S6N19-506 | RG2PV40S | Bradford White | 671632994823 | Active | The ""-506"" indicates that this SKU comes with an A420 Aluminum Anode Rod. | [9 empty] | No | Not Applicable | Not Applicable | Residential Water Heating | Water Heating.Gas | 6 | 6 |  |  |  | 238-54331-00 |  |  |  | 238-39699-00 | [6 empty] | Gas | Natural Gas |  |  |  | Indoor |  | Floor Mounted |  | No | Not Applicable | 150 | Category III | 2 |  | 0.5 | 0.75 | No | [7 empty] | 40000 BTU/Hr |  | 75 | 0.72 | 40 | 38 | Not Applicable | On/Off | No, it does not comply with jurisdictions having 10ng/J NOx Regulations | [6 empty] | 150 | 27.625 | 22.75 | 58.1875 | 156 | 463 | 22 | 47.1875 | 27.125 | 57.5 |  |  | 43 |  |  | 8 |  |  |  | 11.5 | 40.125 | [8 empty] | 1 | 88 | 160 | ANSI Z21.10.1-2019/CSA 4.1-2019 | Yes | Yes | Yes | No | Not Applicable | [5 empty] | 10142 | RES GAS PV | 205134945
RG2PV40S6X19 | RG2PV40S | Bradford White | 671632995288 | Active | [10 empty] | No | Not Applicable | Not Applicable | Residential Water Heating | Water Heating.Gas | 6 | 6 |  |  |  | 238-54331-00 |  |  |  | 238-39699-00 | [6 empty] | Gas | Liquid Propane |  |  |  | Indoor |  | Floor Mounted |  | No | Not Applicable | 150 | Category III | 2 |  | 0.5 | 0.75 | No | [7 empty] | 38000 BTU/Hr |  | 75 | 0.72 | 40 | 38 | Not Applicable | On/Off | Not Applicable | [6 empty] | 150 | 27.625 | 22.75 | 58.1875 | 156 | 463 | 22 | 47.1875 | 27.125 | 57.5 |  |  | 43 |  |  | 8 |  |  |  | 11.5 | 40.125 | [8 empty] | 1 | 88 | 160 | ANSI Z21.10.1-2019/CSA 4.1-2019 | Yes | Yes | Yes | No | Not Applicable | [5 empty] | 10142 | RES GAS PV | 205135014
RG2PV40S6X19-264 | RG2PV40S | Bradford White | 671632996896 | Active | The ""-264"" indicates that this SKU comes with an Aluminum Anode Rod. | [9 empty] | No | Not Applicable | Not Applicable | Residential Water Heating | Water Heating.Gas | 6 | 6 |  |  |  | 238-54331-00 |  |  |  | 238-39699-00 | [6 empty] | Gas | Liquid Propane |  |  |  | Indoor |  | Floor Mounted |  | No | Not Applicable | 150 | Category III | 2 |  | 0.5 | 0.75 | No | [7 empty] | 38000 BTU/Hr |  | 75 | 0.72 | 40 | 38 | Not Applicable | On/Off | Not Applicable | [6 empty] | 150 | 27.625 | 22.75 | 58.1875 | 156 | 463 | 22 | 47.1875 | 27.125 | 57.5 |  |  | 43 |  |  | 8 |  |  |  | 11.5 | 40.125 | [8 empty] | 1 | 88 | 160 | ANSI Z21.10.1-2019/CSA 4.1-2019 | Yes | Yes | Yes | No | Not Applicable | [5 empty] | 10142 | RES GAS PV | 205135014
RG2PV40S6X19-457 | RG2PV40S | Bradford White | 671632996889 | Active | The -457 indicates that this SKU was designed and certified for Installation in Canada. | [9 empty] | No | Not Applicable | Not Applicable | Residential Water Heating | Water Heating.Gas | 6 | 6 |  |  |  | 238-54332-00 |  |  |  | 238-39699-00 |  | 238-48875-00 |  |  |  |  | Gas | Liquid Propane |  |  |  | Indoor |  | Floor Mounted |  | No | Not Applicable | 150 | Category III | 2 |  | 0.5 | 0.75 | No | [7 empty] | 38000 BTU/Hr |  |  |  | 40 |  | Not Applicable | On/Off | Not Applicable | [6 empty] | 150 | 27.625 | 22.75 | 58.1875 | 156 | 480 | 22 | 47.1875 | 27.125 | 57.5 |  |  | 43 |  |  | 8 |  |  |  | 11.5 | 40.125 | [8 empty] | 1 | 88 | 160 | ANSI Z21.10.1-2019/CSA 4.1-2019 | Yes | No | Yes | No | Not Applicable |  |  |  |  | 238-45684-00 | 10142 | RES GAS PV
RG2PV40S6X19-506 | RG2PV40S | Bradford White | 671632996049 | Active | The ""-506"" indicates that this SKU comes with an A420 Aluminum Anode Rod. | [9 empty] | No | Not Applicable | Not Applicable | Residential Water Heating | Water Heating.Gas | 6 | 6 |  |  |  | 238-54331-00 |  |  |  | 238-39699-00 | [6 empty] | Gas | Liquid Propane |  |  |  | Indoor |  | Floor Mounted |  | No | Not Applicable | 150 | Category III | 2 |  | 0.5 | 0.75 | No | [7 empty] | 38000 BTU/Hr |  | 75 | 0.72 | 40 | 38 | Not Applicable | On/Off | Not Applicable | [6 empty] | 150 | 27.625 | 22.75 | 58.1875 | 156 | 463 | 22 | 47.1875 | 27.125 | 57.5 |  |  | 43 |  |  | 8 |  |  |  | 11.5 | 40.125 | [8 empty] | 1 | 88 | 160 | ANSI Z21.10.1-2019/CSA 4.1-2019 | Yes | Yes | Yes | No | Not Applicable | [5 empty] | 10142 | RES GAS PV | 205135014
RG2PV40T10N19 | RG2PV40T | Bradford White | 671632996711 | Active | [10 empty] | No | Not Applicable | Not Applicable | Residential Water Heating | Water Heating.Gas | 10 | 6 |  |  |  | 238-54331-00 |  |  |  | 238-39699-00 |  | 238-47163-00 |  |  |  |  | Gas | Natural Gas |  |  |  | Indoor |  | Floor Mounted |  | No | Not Applicable | 150 | Category III | 2 |  | 0.5 | 0.75 | No | [7 empty] | 40000 BTU/Hr |  | 78 | 0.72 | 40 | 38 | Not Applicable | On/Off | No, it does not comply with jurisdictions having 10ng/J NOx Regulations | [6 empty] | 146 | 26.0625 | 21.25 | 67.75 | 152 | 459 | 20 | 56.75 | 26.0625 | 67.0625 |  |  | 43 |  |  | 8 |  |  |  | 11.5 | 49.6875 | [8 empty] | 1 | 96 | 96 | ANSI Z21.10.1-2019/CSA 4.1-2019 | Yes | Yes | Yes | No | Not Applicable | [5 empty] | 10142 | RES GAS PV | 205134946
RG2PV40T10N19-264 | RG2PV40T | Bradford White | 671632996681 | Active | The ""-264"" indicates that this SKU comes with an Aluminum Anode Rod. | [9 empty] | No | Not Applicable | Not Applicable | Residential Water Heating | Water Heating.Gas | 10 | 6 |  |  |  | 238-54331-00 |  |  |  | 238-39699-00 |  | 238-47163-00 |  |  |  |  | Gas | Natural Gas |  |  |  | Indoor |  | Floor Mounted |  | No | Not Applicable | 150 | Category III | 2 |  | 0.5 | 0.75 | No | [7 empty] | 40000 BTU/Hr |  | 78 | 0.72 | 40 | 38 | Not Applicable | On/Off | No, it does not comply with jurisdictions having 10ng/J NOx Regulations | [6 empty] | 146 | 26.0625 | 21.25 | 67.75 | 152 | 459 | 20 | 56.75 | 26.0625 | 67.0625 |  |  | 43 |  |  | 8 |  |  |  | 11.5 | 49.6875 | [8 empty] | 1 | 96 | 96 | ANSI Z21.10.1-2019/CSA 4.1-2019 | Yes | Yes | Yes | No | Not Applicable | [5 empty] | 10142 | RES GAS PV | 205134946
RG2PV40T6N19 | RG2PV40T | Bradford White | 671632168286 | Active | [10 empty] | No | Not Applicable | Not Applicable | Residential Water Heating | Water Heating.Gas | 6 | 6 |  |  |  | 238-54331-00 |  |  |  | 238-39699-00 |  | 238-47163-00 |  |  |  |  | Gas | Natural Gas |  |  |  | Indoor |  | Floor Mounted |  | No | Not Applicable | 150 | Category III | 2 |  | 0.5 | 0.75 | No | [7 empty] | 40000 BTU/Hr |  | 78 | 0.72 | 40 | 38 | Not Applicable | On/Off | No, it does not comply with jurisdictions having 10ng/J NOx Regulations | [6 empty] | 146 | 26.0625 | 21.25 | 67.75 | 152 | 459 | 20 | 56.75 | 26.0625 | 67.0625 |  |  | 43 |  |  | 8 |  |  |  | 11.5 | 49.6875 | [8 empty] | 1 | 96 | 96 | ANSI Z21.10.1-2019/CSA 4.1-2019 | Yes | Yes | Yes | No | Not Applicable | [5 empty] | 10142 | RES GAS PV | 205134946
RG2PV40T6N19-264 | RG2PV40T | Bradford White | 671632995141 | Active | The ""-264"" indicates that this SKU comes with an Aluminum Anode Rod. | [9 empty] | No | Not Applicable | Not Applicable | Residential Water Heating | Water Heating.Gas | 6 | 6 |  |  |  | 238-54331-00 |  |  |  | 238-39699-00 |  | 238-47163-00 |  |  |  |  | Gas | Natural Gas |  |  |  | Indoor |  | Floor Mounted |  | No | Not Applicable | 150 | Category III | 2 |  | 0.5 | 0.75 | No | [7 empty] | 40000 BTU/Hr |  | 78 | 0.72 | 40 | 38 | Not Applicable | On/Off | No, it does not comply with jurisdictions having 10ng/J NOx Regulations | [6 empty] | 146 | 26.0625 | 21.25 | 67.75 | 152 | 459 | 20 | 56.75 | 26.0625 | 67.0625 |  |  | 43 |  |  | 8 |  |  |  | 11.5 | 49.6875 | [8 empty] | 1 | 96 | 96 | ANSI Z21.10.1-2019/CSA 4.1-2019 | Yes | Yes | Yes | No | Not Applicable | [5 empty] | 10142 | RES GAS PV | 205134946
RG2PV40T6N19-457 | RG2PV40T | Bradford White | 671632995028 | Active | The -457 indicates that this SKU was designed and certified for Installation in Canada. | [9 empty] | No | Not Applicable | Not Applicable | Residential Water Heating | Water Heating.Gas | 6 | 6 |  |  |  | 238-54332-00 |  |  |  | 238-39699-00 |  | 238-48875-00 |  |  |  |  | Gas | Natural Gas |  |  |  | Indoor |  | Floor Mounted |  | No | Not Applicable | 150 | Category III | 2 |  | 0.5 | 0.75 | No | [7 empty] | 40000 BTU/Hr |  |  |  | 40 |  | Not Applicable | On/Off | No, it does not comply with jurisdictions having 10ng/J NOx Regulations | [6 empty] | 146 | 26.0625 | 21.25 | 67.75 | 152 | 476 | 20 | 56.75 | 26.0625 | 67.0625 |  |  | 43 |  |  | 8 |  |  |  | 11.5 | 49.6875 | [8 empty] | 1 | 96 | 96 | ANSI Z21.10.1-2019/CSA 4.1-2019 | Yes | No | Yes | No | Not Applicable |  |  |  |  | 238-45684-00 | 10142 | RES GAS PV
RG2PV40T6N19-506 | RG2PV40T | Bradford White | 671632995066 | Active | The ""-506"" indicates that this SKU comes with an A420 Aluminum Anode Rod. | [9 empty] | No | Not Applicable | Not Applicable | Residential Water Heating | Water Heating.Gas | 6 | 6 |  |  |  | 238-54331-00 |  |  |  | 238-39699-00 |  | 238-47163-00 |  |  |  |  | Gas | Natural Gas |  |  |  | Indoor |  | Floor Mounted |  | No | Not Applicable | 150 | Category III | 2 |  | 0.5 | 0.75 | No | [7 empty] | 40000 BTU/Hr |  | 78 | 0.72 | 40 | 38 | Not Applicable | On/Off | No, it does not comply with jurisdictions having 10ng/J NOx Regulations | [6 empty] | 146 | 26.0625 | 21.25 | 67.75 | 152 | 459 | 20 | 56.75 | 26.0625 | 67.0625 |  |  | 43 |  |  | 8 |  |  |  | 11.5 | 49.6875 | [8 empty] | 1 | 96 | 96 | ANSI Z21.10.1-2019/CSA 4.1-2019 | Yes | Yes | Yes | No | Not Applicable | [5 empty] | 10142 | RES GAS PV | 205134946
RG2PV40T6X19 | RG2PV40T | Bradford White | 671632996766 | Active | [10 empty] | No | Not Applicable | Not Applicable | Residential Water Heating | Water Heating.Gas | 6 | 6 |  |  |  | 238-54331-00 |  |  |  | 238-39699-00 |  | 238-47163-00 |  |  |  |  | Gas | Liquid Propane |  |  |  | Indoor |  | Floor Mounted |  | No | Not Applicable | 150 | Category III | 2 |  | 0.5 | 0.75 | No | [7 empty] | 40000 BTU/Hr |  | 78 | 0.72 | 40 | 38 | Not Applicable | On/Off | Not Applicable | [6 empty] | 146 | 26.0625 | 21.25 | 67.75 | 152 | 459 | 20 | 56.75 | 26.0625 | 67.0625 |  |  | 43 |  |  | 8 |  |  |  | 11.5 | 49.6875 | [8 empty] | 1 | 96 | 96 | ANSI Z21.10.1-2019/CSA 4.1-2019 | Yes | Yes | Yes | No | Not Applicable | [5 empty] | 10142 | RES GAS PV | 205135015
RG2PV40T6X19-264 | RG2PV40T | Bradford White | 671632994809 | Active | The ""-264"" indicates that this SKU comes with an Aluminum Anode Rod. | [9 empty] | No | Not Applicable | Not Applicable | Residential Water Heating | Water Heating.Gas | 6 | 6 |  |  |  | 238-54331-00 |  |  |  | 238-39699-00 |  | 238-47163-00 |  |  |  |  | Gas | Liquid Propane |  |  |  | Indoor |  | Floor Mounted |  | No | Not Applicable | 150 | Category III | 2 |  | 0.5 | 0.75 | No | [7 empty] | 38000 BTU/Hr |  | 78 | 0.72 | 40 | 38 | Not Applicable | On/Off | Not Applicable | [6 empty] | 146 | 26.0625 | 21.25 | 67.75 | 152 | 459 | 20 | 56.75 | 26.0625 | 67.0625 |  |  | 43 |  |  | 8 |  |  |  | 11.5 | 49.6875 | [8 empty] | 1 | 96 | 96 | ANSI Z21.10.1-2019/CSA 4.1-2019 | Yes | Yes | Yes | No | Not Applicable | [5 empty] | 10142 | RES GAS PV | 205135015
RG2PV40T6X19-457 | RG2PV40T | Bradford White | 671632995172 | Active | The -457 indicates that this SKU was designed and certified for Installation in Canada. | [9 empty] | No | Not Applicable | Not Applicable | Residential Water Heating | Water Heating.Gas | 6 | 6 |  |  |  | 238-54332-00 |  |  |  | 238-39699-00 |  | 238-48875-00 |  |  |  |  | Gas | Liquid Propane |  |  |  | Indoor |  | Floor Mounted |  | No | Not Applicable | 150 | Category III | 2 |  | 0.5 | 0.75 | No | [7 empty] | 38000 BTU/Hr |  |  |  | 40 |  | Not Applicable | On/Off | Not Applicable | [6 empty] | 146 | 26.0625 | 21.25 | 67.75 | 152 | 476 | 20 | 56.75 | 26.0625 | 67.0625 |  |  | 43 |  |  | 8 |  |  |  | 11.5 | 49.6875 | [8 empty] | 1 | 96 | 96 | ANSI Z21.10.1-2019/CSA 4.1-2019 | Yes | No | Yes | No | Not Applicable |  |  |  |  | 238-45684-00 | 10142 | RES GAS PV
RG2PV40T6X19-506 | RG2PV40T | Bradford White | 671632652358 | Active | The ""-506"" indicates that this SKU comes with an A420 Aluminum Anode Rod. | [9 empty] | No | Not Applicable | Not Applicable | Residential Water Heating | Water Heating.Gas | 6 | 6 |  |  |  | 238-54331-00 |  |  |  | 238-39699-00 |  | 238-47163-00 |  |  |  |  | Gas | Liquid Propane |  |  |  | Indoor |  | Floor Mounted |  | No | Not Applicable | 150 | Category III | 2 |  | 0.5 | 0.75 | No | [7 empty] | 40000 BTU/Hr |  | 78 | 0.72 | 40 | 38 | Not Applicable | On/Off | Not Applicable | [6 empty] | 146 | 26.0625 | 21.25 | 67.75 | 152 | 459 | 20 | 56.75 | 26.0625 | 67.0625 |  |  | 43 |  |  | 8 |  |  |  | 11.5 | 49.6875 | [8 empty] | 1 | 96 | 96 | ANSI Z21.10.1-2019/CSA 4.1-2019 | Yes | Yes | Yes | No | Not Applicable | [5 empty] | 10142 | RES GAS PV | 205135015
RG2PV50H10N19 | RG2PV50H | Bradford White | 671632562572 | Active | [10 empty] | No | Not Applicable | Not Applicable | Residential Water Heating | Water Heating.Gas | 10 | 6 |  |  |  | 238-53987-00 |  |  |  | 238-39699-00 | [6 empty] | Gas | Natural Gas |  |  |  | Indoor |  | Floor Mounted |  | No | Not Applicable | 150 | Category III | 3 |  | 0.5 | 0.75 | No | [7 empty] | 65000 BTU/Hr |  | 116 | 0.68 | 48 | 46 | Not Applicable | On/Off | No, it does not comply with jurisdictions having 10ng/J NOx Regulations | [6 empty] | 187 | 27.625 | 22.75 | 67.75 | 194 | 566 | 22 | 56.75 | 26.9375 | 66.5 |  |  | 70 |  |  | 11 | 0.75 | 13.375 | 49.875 | 11.5 | 49.875 | [8 empty] | 1 | 92 | 88 | ANSI Z21.10.1-2019/CSA 4.1-2019 | Yes | Yes | Yes | No | Not Applicable | [5 empty] | 10151 | RES GAS PV HI INPUT | 208141889
RG2PV50H10N19-264 | RG2PV50H | Bradford White | 671632562664 | Active | The ""-264"" indicates that this SKU comes with an Aluminum Anode Rod. | [9 empty] | No | Not Applicable | Not Applicable | Residential Water Heating | Water Heating.Gas | 10 | 6 |  |  |  | 238-53987-00 |  |  |  | 238-39699-00 | [6 empty] | Gas | Natural Gas |  |  |  | Indoor |  | Floor Mounted |  | No | Not Applicable | 150 | Category III | 3 |  | 0.5 | 0.75 | No | [7 empty] | 65000 BTU/Hr |  | 116 | 0.68 | 48 | 46 | Not Applicable | On/Off | No, it does not comply with jurisdictions having 10ng/J NOx Regulations | [6 empty] | 187 | 27.625 | 22.75 | 67.75 | 194 | 566 | 22 | 56.75 | 26.9375 | 66.5 |  |  | 70 |  |  | 11 | 0.75 | 13.375 | 49.875 | 11.5 | 49.875 | [8 empty] | 1 | 92 | 88 | ANSI Z21.10.1-2019/CSA 4.1-2019 | Yes | Yes | Yes | No | Not Applicable | [5 empty] | 10151 | RES GAS PV HI INPUT | 208141889
RG2PV50H10X19 | RG2PV50H | Bradford White | 671632562589 | Active | [10 empty] | No | Not Applicable | Not Applicable | Residential Water Heating | Water Heating.Gas | 10 | 6 |  |  |  | 238-53987-00 |  |  |  | 238-39699-00 | [6 empty] | Gas | Liquid Propane |  |  |  | Indoor |  | Floor Mounted |  | No | Not Applicable | 150 | Category III | 3 |  | 0.5 | 0.75 | No | [7 empty] | 58000 BTU/Hr |  | 116 | 0.68 | 48 | 46 | Not Applicable | On/Off | Not Applicable | [6 empty] | 187 | 27.625 | 22.75 | 67.75 | 194 | 566 | 22 | 56.75 | 26.9375 | 66.5 |  |  | 70 |  |  | 11 | 0.75 | 13.375 | 49.875 | 11.5 | 49.875 | [8 empty] | 1 | 92 | 88 | ANSI Z21.10.1-2019/CSA 4.1-2019 | Yes | Yes | Yes | No | Not Applicable | [5 empty] | 10151 | RES GAS PV HI INPUT | 208157070
RG2PV50H6N19 | RG2PV50H | Bradford White | 671632324019 | Active | [10 empty] | No | Not Applicable | Not Applicable | Residential Water Heating | Water Heating.Gas | 6 | 6 |  |  |  | 238-53987-00 |  |  |  | 238-39699-00 | [6 empty] | Gas | Natural Gas |  |  |  | Indoor |  | Floor Mounted |  | No | Not Applicable | 150 | Category III | 3 |  | 0.5 | 0.75 | No | [7 empty] | 65000 BTU/Hr |  | 116 | 0.68 | 48 | 46 | Not Applicable | On/Off | No, it does not comply with jurisdictions having 10ng/J NOx Regulations | [6 empty] | 187 | 27.625 | 22.75 | 67.75 | 194 | 566 | 22 | 56.75 | 26.9375 | 66.5 |  |  | 70 |  |  | 11 | 0.75 | 13.375 | 49.875 | 11.5 | 49.875 | [8 empty] | 1 | 92 | 88 | ANSI Z21.10.1-2019/CSA 4.1-2019 | Yes | Yes | Yes | No | Not Applicable | [5 empty] | 10151 | RES GAS PV HI INPUT | 208141889
RG2PV50H6N19-264 | RG2PV50H | Bradford White | 671632562503 | Active | The ""-264"" indicates that this SKU comes with an Aluminum Anode Rod. | [9 empty] | No | Not Applicable | Not Applicable | Residential Water Heating | Water Heating.Gas | 6 | 6 |  |  |  | 238-53987-00 |  |  |  | 238-39699-00 | [6 empty] | Gas | Natural Gas |  |  |  | Indoor |  | Floor Mounted |  | No | Not Applicable | 150 | Category III | 3 |  | 0.5 | 0.75 | No | [7 empty] | 65000 BTU/Hr |  | 116 | 0.68 | 48 | 46 | Not Applicable | On/Off | No, it does not comply with jurisdictions having 10ng/J NOx Regulations | [6 empty] | 187 | 27.625 | 22.75 | 67.75 | 194 | 566 | 22 | 56.75 | 26.9375 | 66.5 |  |  | 70 |  |  | 11 | 0.75 | 13.375 | 49.875 | 11.5 | 49.875 | [8 empty] | 1 | 92 | 88 | ANSI Z21.10.1-2019/CSA 4.1-2019 | Yes | Yes | Yes | No | Not Applicable | [5 empty] | 10151 | RES GAS PV HI INPUT | 208141889
RG2PV50H6N19-457 | RG2PV50H | Bradford White | 671632562657 | Active | The -457 indicates that this SKU was designed and certified for Installation in Canada. | [9 empty] | No | Not Applicable | Not Applicable | Residential Water Heating | Water Heating.Gas | 6 | 6 |  |  |  | 238-54329-00 |  |  |  | 238-39699-00 |  | 238-48875-00 |  |  |  |  | Gas | Natural Gas |  |  |  | Indoor |  | Floor Mounted |  | No | Not Applicable | 150 | Category III | 3 |  | 0.5 | 0.75 | No | [7 empty] | 65000 BTU/Hr |  |  |  | 48 |  | Not Applicable | On/Off | No, it does not comply with jurisdictions having 10ng/J NOx Regulations | [6 empty] | 187 | 27.625 | 22.75 | 67.75 | 194 | 583 | 22 | 56.75 | 26.9375 | 66.5 |  |  | 70 |  |  | 11 | 0.75 | 13.375 | 49.875 | 11.5 | 49.875 | [8 empty] | 1 | 92 | 88 | ANSI Z21.10.1-2019/CSA 4.1-2019 | Yes | No | Yes | No | Not Applicable |  |  |  |  | 238-45684-00 | 10151 | RES GAS PV HI INPUT
RG2PV50H6X-475 | RG2PV50H | Bradford White | 671632809028 | Phase Out | The ""-475"" indicates that this SKU was designed to operate in Altitudes between 2,001 feet and 7,000 feet. | [9 empty] | No | Not Applicable |  | Residential Water Heating | Water Heating.Gas | 6 | 6 |  |  |  | 238-51000-00 |  |  |  | 238-39699-00 | [6 empty] | Gas | Liquid Propane |  |  |  | Indoor |  | Floor Mounted |  | No | Not Applicable | 150 | Category III | 3 |  | 0.5 | 0.75 | No | [7 empty] | 58000 BTU/Hr |  | 116 | 0.68 | 48 | 46 | Not Applicable | On/Off | Not Applicable | [6 empty] | 187 | 27.625 | 22.75 | 67.75 | 194 | 566 | 22 | 56.75 | 26.9375 | 66.5 |  |  | 70 |  |  | 11 | 0.75 | 13.375 | 49.875 | 11.5 | 49.875 | [8 empty] | 1 | 92 | 88 | ANSI Z21.10.1-2019/CSA 4.1-2019 | Yes | No | Yes | No | Not Applicable
RG2PV50H6X19 | RG2PV50H | Bradford White | 671632562497 | Active | [10 empty] | No | Not Applicable | Not Applicable | Residential Water Heating | Water Heating.Gas | 6 | 6 |  |  |  | 238-53987-00 |  |  |  | 238-39699-00 | [6 empty] | Gas | Liquid Propane |  |  |  | Indoor |  | Floor Mounted |  | No | Not Applicable | 150 | Category III | 3 |  | 0.5 | 0.75 | No | [7 empty] | 58000 BTU/Hr |  | 116 | 0.68 | 48 | 46 | Not Applicable | On/Off | Not Applicable | [6 empty] | 187 | 27.625 | 22.75 | 67.75 | 194 | 566 | 22 | 56.75 | 26.9375 | 66.5 |  |  | 70 |  |  | 11 | 0.75 | 13.375 | 49.875 | 11.5 | 49.875 | [8 empty] | 1 | 92 | 88 | ANSI Z21.10.1-2019/CSA 4.1-2019 | Yes | Yes | Yes | No | Not Applicable | [5 empty] | 10151 | RES GAS PV HI INPUT | 208157070
RG2PV50H6X19-264 | RG2PV50H | Bradford White | 671632562640 | Active | The ""-264"" indicates that this SKU comes with an Aluminum Anode Rod. | [9 empty] | No | Not Applicable | Not Applicable | Residential Water Heating | Water Heating.Gas | 6 | 6 |  |  |  | 238-53987-00 |  |  |  | 238-39699-00 | [6 empty] | Gas | Liquid Propane |  |  |  | Indoor |  | Floor Mounted |  | No | Not Applicable | 150 | Category III | 3 |  | 0.5 | 0.75 | No | [7 empty] | 58000 BTU/Hr |  | 116 | 0.68 | 48 | 46 | Not Applicable | On/Off | Not Applicable | [6 empty] | 187 | 27.625 | 22.75 | 67.75 | 194 | 566 | 22 | 56.75 | 26.9375 | 66.5 |  |  | 70 |  |  | 11 | 0.75 | 13.375 | 49.875 | 11.5 | 49.875 | [8 empty] | 1 | 92 | 88 | ANSI Z21.10.1-2019/CSA 4.1-2019 | Yes | Yes | Yes | No | Not Applicable | [5 empty] | 10151 | RES GAS PV HI INPUT | 208157070
RG2PV50H6X19-457 | RG2PV50H | Bradford White | 671632562633 | Active | The -457 indicates that this SKU was designed and certified for Installation in Canada. | [9 empty] | No | Not Applicable | Not Applicable | Residential Water Heating | Water Heating.Gas | 6 | 6 |  |  |  | 238-54329-00 |  |  |  | 238-39699-00 |  | 238-48875-00 |  |  |  |  | Gas | Liquid Propane |  |  |  | Indoor |  | Floor Mounted |  | No | Not Applicable | 150 | Category III | 3 |  | 0.5 | 0.75 | No | [7 empty] | 58000 BTU/Hr |  |  |  | 48 |  | Not Applicable | On/Off | Not Applicable | [6 empty] | 187 | 27.625 | 22.75 | 67.75 | 194 | 583 | 22 | 56.75 | 26.9375 | 66.5 |  |  | 70 |  |  | 11 | 0.75 | 13.375 | 49.875 | 11.5 | 49.875 | [8 empty] | 1 | 92 | 88 | ANSI Z21.10.1-2019/CSA 4.1-2019 | Yes | No | Yes | No | Not Applicable |  |  |  |  | 238-45684-00 | 10151 | RES GAS PV HI INPUT
RG2PV50H8N19-457 | RG2PV50H | Bradford White | 671632562558 | Active | The -457 indicates that this SKU was designed and certified for Installation in Canada. | [9 empty] | No | Not Applicable | Not Applicable | Residential Water Heating | Water Heating.Gas | 8 | 6 |  |  |  | 238-54329-00 |  |  |  | 238-39699-00 |  | 238-48875-00 |  |  |  |  | Gas | Natural Gas |  |  |  | Indoor |  | Floor Mounted |  | No | Not Applicable | 150 | Category III | 3 |  | 0.5 | 0.75 | No | [7 empty] | 65000 BTU/Hr |  |  |  | 48 |  | Not Applicable | On/Off | No, it does not comply with jurisdictions having 10ng/J NOx Regulations | [6 empty] | 187 | 27.625 | 22.75 | 67.75 | 194 | 583 | 22 | 56.75 | 26.9375 | 66.5 |  |  | 70 |  |  | 11 | 0.75 | 13.375 | 49.875 | 11.5 | 49.875 | [8 empty] | 1 | 92 | 88 | ANSI Z21.10.1-2019/CSA 4.1-2019 | Yes | No | Yes | No | Not Applicable |  |  |  |  | 238-45684-00 | 10151 | RES GAS PV HI INPUT
RG2PV50H8X19-457 | RG2PV50H | Bradford White | 671632562541 | Active | The -457 indicates that this SKU was designed and certified for Installation in Canada. | [9 empty] | No | Not Applicable | Not Applicable | Residential Water Heating | Water Heating.Gas | 8 | 6 |  |  |  | 238-54329-00 |  |  |  | 238-39699-00 |  | 238-48875-00 |  |  |  |  | Gas | Liquid Propane |  |  |  | Indoor |  | Floor Mounted |  | No | Not Applicable | 150 | Category III | 3 |  | 0.5 | 0.75 | No | [7 empty] | 58000 BTU/Hr |  |  |  | 48 |  | Not Applicable | On/Off | Not Applicable | [6 empty] | 187 | 27.625 | 22.75 | 67.75 | 194 | 583 | 22 | 56.75 | 26.9375 | 66.5 |  |  | 70 |  |  | 11 | 0.75 | 13.375 | 49.875 | 11.5 | 49.875 | [8 empty] | 1 | 92 | 88 | ANSI Z21.10.1-2019/CSA 4.1-2019 | Yes | No | Yes | No | Not Applicable |  |  |  |  | 238-45684-00 | 10151 | RES GAS PV HI INPUT
RG2PV50S10N19 | RG2PV50S | Bradford White | 671632996667 | Active | [10 empty] | No | Not Applicable | Not Applicable | Residential Water Heating | Water Heating.Gas | 10 | 6 |  |  |  | 238-54331-00 |  |  |  | 238-39699-00 | [6 empty] | Gas | Natural Gas |  |  |  | Indoor |  | Floor Mounted |  | No | Not Applicable | 150 | Category III | 2 |  | 0.5 | 0.75 | No | [7 empty] | 40000 BTU/Hr |  | 78 | 0.72 | 50 | 48 | Not Applicable | On/Off | No, it does not comply with jurisdictions having 10ng/J NOx Regulations | [6 empty] | 166 | 28.875 | 24.75 | 58.6875 | 173 | 562 | 24 | 48.1875 | 28.875 | 58.5 |  |  | 43 |  |  | 8 |  |  |  | 11.5 | 40.625 | [8 empty] | 1 | 66 | 63 | ANSI Z21.10.1-2019/CSA 4.1-2019 | Yes | Yes | Yes | No | Not Applicable | [5 empty] | 10142 | RES GAS PV | 205134947
RG2PV50S10X19 | RG2PV50S | Bradford White | 671632573516 | Active | [10 empty] | No | Not Applicable | Not Applicable | Residential Water Heating | Water Heating.Gas | 10 | 6 |  |  |  | 238-54331-00 |  |  |  | 238-39699-00 | [6 empty] | Gas | Liquid Propane |  |  |  | Indoor |  | Floor Mounted |  | No | Not Applicable | 150 | Category III | 2 |  | 0.5 | 0.75 | No | [7 empty] | 38000 BTU/Hr |  | 78 | 0.72 | 50 | 48 | Not Applicable | On/Off | Not Applicable | [6 empty] | 166 | 28.875 | 24.75 | 58.6875 | 173 | 562 | 24 | 48.1875 | 28.875 | 58.5 |  |  | 43 |  |  | 8 |  |  |  | 11.5 | 40.625 | [8 empty] | 1 | 66 | 63 | ANSI Z21.10.1-2019/CSA 4.1-2019 | Yes | Yes | Yes | No | Not Applicable | [5 empty] | 10142 | RES GAS PV | 205135016
RG2PV50S6N19 | RG2PV50S | Bradford White | 671632168309 | Active | [10 empty] | No | Not Applicable | Not Applicable | Residential Water Heating | Water Heating.Gas | 6 | 6 |  |  |  | 238-54331-00 |  |  |  | 238-39699-00 | [6 empty] | Gas | Natural Gas |  |  |  | Indoor |  | Floor Mounted |  | No | Not Applicable | 150 | Category III | 2 |  | 0.5 | 0.75 | No | [7 empty] | 40000 BTU/Hr |  | 78 | 0.72 | 50 | 48 | Not Applicable | On/Off | No, it does not comply with jurisdictions having 10ng/J NOx Regulations | [6 empty] | 166 | 28.875 | 24.75 | 58.6875 | 173 | 562 | 24 | 48.1875 | 28.875 | 58.5 |  |  | 43 |  |  | 8 |  |  |  | 11.5 | 40.625 | [8 empty] | 1 | 66 | 63 | ANSI Z21.10.1-2019/CSA 4.1-2019 | Yes | Yes | Yes | No | Not Applicable | [5 empty] | 10142 | RES GAS PV | 205134947
RG2PV50S6N19-264 | RG2PV50S | Bradford White | 671632996056 | Active | The ""-264"" indicates that this SKU comes with an Aluminum Anode Rod. | [9 empty] | No | Not Applicable | Not Applicable | Residential Water Heating | Water Heating.Gas | 6 | 6 |  |  |  | 238-54331-00 |  |  |  | 238-39699-00 | [6 empty] | Gas | Natural Gas |  |  |  | Indoor |  | Floor Mounted |  | No | Not Applicable | 150 | Category III | 2 |  | 0.5 | 0.75 | No | [7 empty] | 40000 BTU/Hr |  | 78 | 0.72 | 50 | 48 | Not Applicable | On/Off | No, it does not comply with jurisdictions having 10ng/J NOx Regulations | [6 empty] | 166 | 28.875 | 24.75 | 58.6875 | 173 | 562 | 24 | 48.1875 | 28.875 | 58.5 |  |  | 43 |  |  | 8 |  |  |  | 11.5 | 40.625 | [8 empty] | 1 | 66 | 63 | ANSI Z21.10.1-2019/CSA 4.1-2019 | Yes | Yes | Yes | No | Not Applicable | [5 empty] | 10142 | RES GAS PV | 205134947
RG2PV50S6N19-457 | RG2PV50S | Bradford White | 671632996391 | Active | The -457 indicates that this SKU was designed and certified for Installation in Canada. | [9 empty] | No | Not Applicable | Not Applicable | Residential Water Heating | Water Heating.Gas | 6 | 6 |  |  |  | 238-54332-00 |  |  |  | 238-39699-00 |  | 238-48875-00 |  |  |  |  | Gas | Natural Gas |  |  |  | Indoor |  | Floor Mounted |  | No | Not Applicable | 150 | Category III | 2 |  | 0.5 | 0.75 | No | [7 empty] | 40000 BTU/Hr |  |  |  | 50 |  | Not Applicable | On/Off | No, it does not comply with jurisdictions having 10ng/J NOx Regulations | [6 empty] | 166 | 28.875 | 24.75 | 58.6875 | 173 | 578 | 24 | 48.1875 | 28.875 | 58.5 |  |  | 43 |  |  | 8 |  |  |  | 11.5 | 40.625 | [8 empty] | 1 | 66 | 63 | ANSI Z21.10.1-2019/CSA 4.1-2019 | Yes | No | Yes | No | Not Applicable |  |  |  |  | 238-45684-00 | 10142 | RES GAS PV
RG2PV50S6N19-506 | RG2PV50S | Bradford White | 671632995714 | Active | The ""-506"" indicates that this SKU comes with an A420 Aluminum Anode Rod. | [9 empty] | No | Not Applicable | Not Applicable | Residential Water Heating | Water Heating.Gas | 6 | 6 |  |  |  | 238-54331-00 |  |  |  | 238-39699-00 | [6 empty] | Gas | Natural Gas |  |  |  | Indoor |  | Floor Mounted |  | No | Not Applicable | 150 | Category III | 2 |  | 0.5 | 0.75 | No | [7 empty] | 40000 BTU/Hr |  | 78 | 0.72 | 50 | 48 | Not Applicable | On/Off | No, it does not comply with jurisdictions having 10ng/J NOx Regulations | [6 empty] | 166 | 28.875 | 24.75 | 58.6875 | 173 | 562 | 24 | 48.1875 | 28.875 | 58.5 |  |  | 43 |  |  | 8 |  |  |  | 11.5 | 40.625 | [8 empty] | 1 | 66 | 63 | ANSI Z21.10.1-2019/CSA 4.1-2019 | Yes | Yes | Yes | No | Not Applicable | [5 empty] | 10142 | RES GAS PV | 205134947
RG2PV50S6X-475 | RG2PV50S | Bradford White | 671632843381 | Phase Out | The ""-475"" indicates that this SKU was designed to operate in Altitudes between 2,001 feet and 7,000 feet. | [9 empty] | No | Not Applicable |  | Residential Water Heating | Water Heating.Gas | 6 | 6 |  |  |  | 238-51011-00 |  |  |  | 238-39699-00 | [6 empty] | Gas | Liquid Propane |  |  |  | Indoor |  | Floor Mounted |  | No | Not Applicable | 150 | Category III | 2 |  | 0.5 | 0.75 | No | [7 empty] | 38000 BTU/Hr |  | 75 | 0.7 | 50 | 48 | Not Applicable | On/Off | Not Applicable | [6 empty] | 166 | 28.875 | 24.75 | 58.6875 | 173 | 562 | 24 | 48.1875 | 28.875 | 58.5 |  |  | 43 |  |  | 8 |  |  |  | 11.5 | 40.625 | [8 empty] | 1 | 66 | 63 | ANSI Z21.10.1-2019/CSA 4.1-2019 | Yes | No | Yes | No | Not Applicable
RG2PV50S6X19 | RG2PV50S | Bradford White | 671632994922 | Active | [10 empty] | No | Not Applicable | Not Applicable | Residential Water Heating | Water Heating.Gas | 6 | 6 |  |  |  | 238-54331-00 |  |  |  | 238-39699-00 | [6 empty] | Gas | Liquid Propane |  |  |  | Indoor |  | Floor Mounted |  | No | Not Applicable | 150 | Category III | 2 |  | 0.5 | 0.75 | No | [7 empty] | 38000 BTU/Hr |  | 78 | 0.72 | 50 | 48 | Not Applicable | On/Off | Not Applicable | [6 empty] | 166 | 28.875 | 24.75 | 58.6875 | 173 | 562 | 24 | 48.1875 | 28.875 | 58.5 |  |  | 43 |  |  | 8 |  |  |  | 11.5 | 40.625 | [8 empty] | 1 | 66 | 63 | ANSI Z21.10.1-2019/CSA 4.1-2019 | Yes | Yes | Yes | No | Not Applicable | [5 empty] | 10142 | RES GAS PV | 205135016
RG2PV50S6X19-264 | RG2PV50S | Bradford White | 671632996674 | Active | The ""-264"" indicates that this SKU comes with an Aluminum Anode Rod. | [9 empty] | No | Not Applicable | Not Applicable | Residential Water Heating | Water Heating.Gas | 6 | 6 |  |  |  | 238-54331-00 |  |  |  | 238-39699-00 | [6 empty] | Gas | Liquid Propane |  |  |  | Indoor |  | Floor Mounted |  | No | Not Applicable | 150 | Category III | 2 |  | 0.5 | 0.75 | No | [7 empty] | 38000 BTU/Hr |  | 78 | 0.72 | 50 | 48 | Not Applicable | On/Off | Not Applicable | [6 empty] | 166 | 28.875 | 24.75 | 58.6875 | 173 | 562 | 24 | 48.1875 | 28.875 | 58.5 |  |  | 43 |  |  | 8 |  |  |  | 11.5 | 40.625 | [8 empty] | 1 | 66 | 63 | ANSI Z21.10.1-2019/CSA 4.1-2019 | Yes | Yes | Yes | No | Not Applicable | [5 empty] | 10142 | RES GAS PV | 205135016
RG2PV50S6X19-457 | RG2PV50S | Bradford White | 671632997022 | Active | The -457 indicates that this SKU was designed and certified for Installation in Canada. | [9 empty] | No | Not Applicable | Not Applicable | Residential Water Heating | Water Heating.Gas | 6 | 6 |  |  |  | 238-54332-00 |  |  |  | 238-39699-00 |  | 238-48875-00 |  |  |  |  | Gas | Liquid Propane |  |  |  | Indoor |  | Floor Mounted |  | No | Not Applicable | 150 | Category III | 2 |  | 0.5 | 0.75 | No | [7 empty] | 38000 BTU/Hr |  |  |  | 50 |  | Not Applicable | On/Off | Not Applicable | [6 empty] | 166 | 28.875 | 24.75 | 58.6875 | 173 | 578 | 24 | 48.1875 | 28.875 | 58.5 |  |  | 43 |  |  | 8 |  |  |  | 11.5 | 40.625 | [8 empty] | 1 | 66 | 63 | ANSI Z21.10.1-2019/CSA 4.1-2019 | Yes | No | Yes | No | Not Applicable |  |  |  |  | 238-45684-00 | 10142 | RES GAS PV
RG2PV50S6X19-506 | RG2PV50S | Bradford White | 671632653973 | Active | The ""-506"" indicates that this SKU comes with an A420 Aluminum Anode Rod. | [9 empty] | No | Not Applicable | Not Applicable | Residential Water Heating | Water Heating.Gas | 6 | 6 |  |  |  | 238-54331-00 |  |  |  | 238-39699-00 | [6 empty] | Gas | Liquid Propane |  |  |  | Indoor |  | Floor Mounted |  | No | Not Applicable | 150 | Category III | 2 |  | 0.5 | 0.75 | No | [7 empty] | 38000 BTU/Hr |  | 78 | 0.72 | 50 | 48 | Not Applicable | On/Off | Not Applicable | [6 empty] | 166 | 28.875 | 24.75 | 58.6875 | 173 | 562 | 24 | 48.1875 | 28.875 | 58.5 |  |  | 43 |  |  | 8 |  |  |  | 11.5 | 40.625 | [8 empty] | 1 | 66 | 63 | ANSI Z21.10.1-2019/CSA 4.1-2019 | Yes | Yes | Yes | No | Not Applicable | [5 empty] | 10142 | RES GAS PV | 205135016
RG2PV50T10N19 | RG2PV50T | Bradford White | 671632995301 | Active | [10 empty] | No | Not Applicable | Not Applicable | Residential Water Heating | Water Heating.Gas | 10 | 6 |  |  |  | 238-54331-00 |  |  |  | 238-39699-00 |  | 238-47163-00 |  |  |  |  | Gas | Natural Gas |  |  |  | Indoor |  | Floor Mounted |  | No | Not Applicable | 150 | Category III | 2 |  | 0.5 | 0.75 | No | [7 empty] | 40000 BTU/Hr |  | 75 | 0.72 | 50 | 48 | Not Applicable | On/Off | No, it does not comply with jurisdictions having 10ng/J NOx Regulations | [6 empty] | 173 | 27.625 | 22.75 | 67.75 | 180 | 569 | 22 | 57.5625 | 27.1875 | 67.875 |  |  | 43 |  |  | 8 |  |  |  | 11.5 | 50.5625 | [8 empty] | 1 | 92 | 88 | ANSI Z21.10.1-2019/CSA 4.1-2019 | Yes | Yes | Yes | No | Not Applicable | [5 empty] | 10142 | RES GAS PV | 205134948
RG2PV50T10N19-264 | RG2PV50T | Bradford White | 671632996148 | Active | The ""-264"" indicates that this SKU comes with an Aluminum Anode Rod. | [9 empty] | No | Not Applicable | Not Applicable | Residential Water Heating | Water Heating.Gas | 10 | 6 |  |  |  | 238-54331-00 |  |  |  | 238-39699-00 |  | 238-47163-00 |  |  |  |  | Gas | Natural Gas |  |  |  | Indoor |  | Floor Mounted |  | No | Not Applicable | 150 | Category III | 2 |  | 0.5 | 0.75 | No | [7 empty] | 40000 BTU/Hr |  | 75 | 0.72 | 50 | 48 | Not Applicable | On/Off | No, it does not comply with jurisdictions having 10ng/J NOx Regulations | [6 empty] | 173 | 27.625 | 22.75 | 67.75 | 180 | 569 | 22 | 57.5625 | 27.1875 | 67.875 |  |  | 43 |  |  | 8 |  |  |  | 11.5 | 50.5625 | [8 empty] | 1 | 92 | 88 | ANSI Z21.10.1-2019/CSA 4.1-2019 | Yes | Yes | Yes | No | Not Applicable | [5 empty] | 10142 | RES GAS PV | 205134948
RG2PV50T10X19 | RG2PV50T | Bradford White | 671632996087 | Active | [10 empty] | No | Not Applicable | Not Applicable | Residential Water Heating | Water Heating.Gas | 10 | 6 |  |  |  | 238-54331-00 |  |  |  | 238-39699-00 |  | 238-47163-00 |  |  |  |  | Gas | Liquid Propane |  |  |  | Indoor |  | Floor Mounted |  | No | Not Applicable | 150 | Category III | 2 |  | 0.5 | 0.75 | No | [7 empty] | 40000 BTU/Hr |  | 75 | 0.72 | 50 | 48 | Not Applicable | On/Off | Not Applicable | [6 empty] | 173 | 27.625 | 22.75 | 67.75 | 180 | 569 | 22 | 57.5625 | 27.1875 | 67.875 |  |  | 43 |  |  | 8 |  |  |  | 11.5 | 50.5625 | [8 empty] | 1 | 92 | 88 | ANSI Z21.10.1-2019/CSA 4.1-2019 | Yes | Yes | Yes | No | Not Applicable | [5 empty] | 10142 | RES GAS PV | 205135017
RG2PV50T6N19 | RG2PV50T | Bradford White | 671632147557 | Active | [10 empty] | No | Not Applicable | Not Applicable | Residential Water Heating | Water Heating.Gas | 6 | 6 |  |  |  | 238-54331-00 |  |  |  | 238-39699-00 |  | 238-47163-00 |  |  |  |  | Gas | Natural Gas |  |  |  | Indoor |  | Floor Mounted |  | No | Not Applicable | 150 | Category III | 2 |  | 0.5 | 0.75 | No | [7 empty] | 40000 BTU/Hr |  | 75 | 0.72 | 50 | 48 | Not Applicable | On/Off | No, it does not comply with jurisdictions having 10ng/J NOx Regulations | [6 empty] | 173 | 27.625 | 22.75 | 67.75 | 180 | 569 | 22 | 57.5625 | 27.1875 | 67.875 |  |  | 43 |  |  | 8 |  |  |  | 11.5 | 50.5625 | [8 empty] | 1 | 92 | 88 | ANSI Z21.10.1-2019/CSA 4.1-2019 | Yes | Yes | Yes | No | Not Applicable | [5 empty] | 10142 | RES GAS PV | 205134948
RG2PV50T6N19-264 | RG2PV50T | Bradford White | 671632995073 | Active | The ""-264"" indicates that this SKU comes with an Aluminum Anode Rod. | [9 empty] | No | Not Applicable | Not Applicable | Residential Water Heating | Water Heating.Gas | 6 | 6 |  |  |  | 238-54331-00 |  |  |  | 238-39699-00 |  | 238-47163-00 |  |  |  |  | Gas | Natural Gas |  |  |  | Indoor |  | Floor Mounted |  | No | Not Applicable | 150 | Category III | 2 |  | 0.5 | 0.75 | No | [7 empty] | 40000 BTU/Hr |  | 75 | 0.72 | 50 | 48 | Not Applicable | On/Off | No, it does not comply with jurisdictions having 10ng/J NOx Regulations | [6 empty] | 173 | 27.625 | 22.75 | 67.75 | 180 | 569 | 22 | 57.5625 | 27.1875 | 67.875 |  |  | 43 |  |  | 8 |  |  |  | 11.5 | 50.5625 | [8 empty] | 1 | 92 | 88 | ANSI Z21.10.1-2019/CSA 4.1-2019 | Yes | Yes | Yes | No | Not Applicable | [5 empty] | 10142 | RES GAS PV | 205134948
RG2PV50T6N19-457 | RG2PV50T | Bradford White | 671632996223 | Active | The -457 indicates that this SKU was designed and certified for Installation in Canada. | [9 empty] | No | Not Applicable | Not Applicable | Residential Water Heating | Water Heating.Gas | 6 | 6 |  |  |  | 238-54332-00 |  |  |  | 238-39699-00 |  | 238-48875-00 |  |  |  |  | Gas | Natural Gas |  |  |  | Indoor |  | Floor Mounted |  | No | Not Applicable | 150 | Category III | 2 |  | 0.5 | 0.75 | No | [7 empty] | 40000 BTU/Hr |  |  |  | 50 |  | Not Applicable | On/Off | No, it does not comply with jurisdictions having 10ng/J NOx Regulations | [6 empty] | 173 | 27.625 | 22.75 | 67.75 | 180 | 585 | 22 | 57.5625 | 27.1875 | 67.875 |  |  | 43 |  |  | 8 |  |  |  | 11.5 | 50.5625 | [8 empty] | 1 | 92 | 88 | ANSI Z21.10.1-2019/CSA 4.1-2019 | Yes | No | Yes | No | Not Applicable |  |  |  |  | 238-45684-00 | 10142 | RES GAS PV
RG2PV50T6N19-506 | RG2PV50T | Bradford White | 671632995530 | Active | The ""-506"" indicates that this SKU comes with an A420 Aluminum Anode Rod. | [9 empty] | No | Not Applicable | Not Applicable | Residential Water Heating | Water Heating.Gas | 6 | 6 |  |  |  | 238-54331-00 |  |  |  | 238-39699-00 |  | 238-47163-00 |  |  |  |  | Gas | Natural Gas |  |  |  | Indoor |  | Floor Mounted |  | No | Not Applicable | 150 | Category III | 2 |  | 0.5 | 0.75 | No | [7 empty] | 40000 BTU/Hr |  | 75 | 0.72 | 50 | 48 | Not Applicable | On/Off | No, it does not comply with jurisdictions having 10ng/J NOx Regulations | [6 empty] | 173 | 27.625 | 22.75 | 67.75 | 180 | 569 | 22 | 57.5625 | 27.1875 | 67.875 |  |  | 43 |  |  | 8 |  |  |  | 11.5 | 50.5625 | [8 empty] | 1 | 92 | 88 | ANSI Z21.10.1-2019/CSA 4.1-2019 | Yes | Yes | Yes | No | Not Applicable | [5 empty] | 10142 | RES GAS PV | 205134948
RG2PV50T6X19 | RG2PV50T | Bradford White | 671632996773 | Active | [10 empty] | No | Not Applicable | Not Applicable | Residential Water Heating | Water Heating.Gas | 6 | 6 |  |  |  | 238-54331-00 |  |  |  | 238-39699-00 |  | 238-47163-00 |  |  |  |  | Gas | Liquid Propane |  |  |  | Indoor |  | Floor Mounted |  | No | Not Applicable | 150 | Category III | 2 |  | 0.5 | 0.75 | No | [7 empty] | 40000 BTU/Hr |  | 75 | 0.72 | 50 | 48 | Not Applicable | On/Off | Not Applicable | [6 empty] | 173 | 27.625 | 22.75 | 67.75 | 180 | 569 | 22 | 57.5625 | 27.1875 | 67.875 |  |  | 43 |  |  | 8 |  |  |  | 11.5 | 50.5625 | [8 empty] | 1 | 92 | 88 | ANSI Z21.10.1-2019/CSA 4.1-2019 | Yes | Yes | Yes | No | Not Applicable | [5 empty] | 10142 | RES GAS PV | 205135017
RG2PV50T6X19-264 | RG2PV50T | Bradford White | 671632995509 | Active | The ""-264"" indicates that this SKU comes with an Aluminum Anode Rod. | [9 empty] | No | Not Applicable | Not Applicable | Residential Water Heating | Water Heating.Gas | 6 | 6 |  |  |  | 238-54331-00 |  |  |  | 238-39699-00 |  | 238-47163-00 |  |  |  |  | Gas | Liquid Propane |  |  |  | Indoor |  | Floor Mounted |  | No | Not Applicable | 150 | Category III | 2 |  | 0.5 | 0.75 | No | [7 empty] | 40000 BTU/Hr |  | 75 | 0.72 | 50 | 48 | Not Applicable | On/Off | Not Applicable | [6 empty] | 173 | 27.625 | 22.75 | 67.75 | 180 | 569 | 22 | 57.5625 | 27.1875 | 67.875 |  |  | 43 |  |  | 8 |  |  |  | 11.5 | 50.5625 | [8 empty] | 1 | 92 | 88 | ANSI Z21.10.1-2019/CSA 4.1-2019 | Yes | Yes | Yes | No | Not Applicable | [5 empty] | 10142 | RES GAS PV | 205135017
RG2PV50T6X19-457 | RG2PV50T | Bradford White | 671632996971 | Active | The -457 indicates that this SKU was designed and certified for Installation in Canada. | [9 empty] | No | Not Applicable | Not Applicable | Residential Water Heating | Water Heating.Gas | 6 | 6 |  |  |  | 238-54332-00 |  |  |  | 238-39699-00 |  | 238-48875-00 |  |  |  |  | Gas | Liquid Propane |  |  |  | Indoor |  | Floor Mounted |  | No | Not Applicable | 150 | Category III | 2 |  | 0.5 | 0.75 | No | [7 empty] | 38000 BTU/Hr |  |  |  | 50 |  | Not Applicable | On/Off | Not Applicable | [6 empty] | 173 | 27.625 | 22.75 | 67.75 | 180 | 585 | 22 | 57.5625 | 27.1875 | 67.875 |  |  | 43 |  |  | 8 |  |  |  | 11.5 | 50.5625 | [8 empty] | 1 | 92 | 88 | ANSI Z21.10.1-2019/CSA 4.1-2019 | Yes | No | Yes | No | Not Applicable |  |  |  |  | 238-45684-00 | 10142 | RES GAS PV
RG2PV50T6X19-506 | RG2PV50T | Bradford White | 671632995547 | Active | The ""-506"" indicates that this SKU comes with an A420 Aluminum Anode Rod. | [9 empty] | No | Not Applicable | Not Applicable | Residential Water Heating | Water Heating.Gas | 6 | 6 |  |  |  | 238-54331-00 |  |  |  | 238-39699-00 |  | 238-47163-00 |  |  |  |  | Gas | Liquid Propane |  |  |  | Indoor |  | Floor Mounted |  | No | Not Applicable | 150 | Category III | 2 |  | 0.5 | 0.75 | No | [7 empty] | 40000 BTU/Hr |  | 75 | 0.72 | 50 | 48 | Not Applicable | On/Off | Not Applicable | [6 empty] | 173 | 27.625 | 22.75 | 67.75 | 180 | 569 | 22 | 57.5625 | 27.1875 | 67.875 |  |  | 43 |  |  | 8 |  |  |  | 11.5 | 50.5625 | [8 empty] | 1 | 92 | 88 | ANSI Z21.10.1-2019/CSA 4.1-2019 | Yes | Yes | Yes | No | Not Applicable | [5 empty] | 10142 | RES GAS PV | 205135017
RG2PV60T6N19-457 | RG2PV60T | Bradford White | 671632145225 | Active | The -457 indicates that this SKU was designed and certified for Installation in Canada. | [9 empty] | No | Not Applicable | Not Applicable | Residential Water Heating | Water Heating.Gas | 6 | 6 |  |  |  | 238-54332-00 |  |  |  | 238-39699-00 |  | 238-48875-00 |  |  |  |  | Gas | Natural Gas |  |  |  | Indoor |  | Floor Mounted |  | No | Not Applicable | 150 | Category III | 2 OR 3 |  | 0.5 | 0.75 | No | [7 empty] | 40000 BTU/Hr |  | 76 | 0.7 | 60 |  | Not Applicable | On/Off | No, it does not comply with jurisdictions having 10ng/J NOx Regulations | [6 empty] | 194 | 28.875 | 24.75 | 68.5 | 202 | 689 | 24 | 57.75 | 28.75 | 61.9375 |  |  | 58.75 |  |  | 8 |  |  |  | 11.75 | 50.5 | [8 empty] | 1 | 63 | 63 | ANSI Z21.10.1-2019/CSA 4.1-2019 | Yes | No | Yes | No | Not Applicable |  |  |  |  | 238-45684-00 | 10151 | RES GAS PV HI INPUT
RG2PV60T6X19-457 | RG2PV60T | Bradford White | 671632996179 | Active | The -457 indicates that this SKU was designed and certified for Installation in Canada. | [9 empty] | No | Not Applicable | Not Applicable | Residential Water Heating | Water Heating.Gas | 6 | 6 |  |  |  | 238-54332-00 |  |  |  | 238-39699-00 |  | 238-48875-00 |  |  |  |  | Gas | Liquid Propane |  |  |  | Indoor |  | Floor Mounted |  | No | Not Applicable | 150 | Category III | 2 OR 3 |  | 0.5 | 0.75 | No | [7 empty] | 38000 BTU/Hr |  | 76 | 0.7 | 60 |  | Not Applicable | On/Off | Not Applicable | [6 empty] | 194 | 28.875 | 24.75 | 68.5 | 202 | 689 | 24 | 57.75 | 28.75 | 61.9375 |  |  | 58.75 |  |  | 8 |  |  |  | 11.75 | 50.5 | [8 empty] | 1 | 63 | 63 | ANSI Z21.10.1-2019/CSA 4.1-2019 | Yes | No | Yes | No | Not Applicable |  |  |  |  | 238-45684-00 | 10151 | RES GAS PV HI INPUT
RG2PV75H10N19 | RG2PV75H | Bradford White | 671632562084 | Active | [10 empty] | No | Not Applicable | Not Applicable | Residential Water Heating | Water Heating.Gas | 10 | 6 |  |  |  | 238-53988-00 |  |  |  | 238-39699-00 | [6 empty] | Gas | Natural Gas |  |  |  | Indoor |  | Floor Mounted |  | No | Not Applicable | 150 | Category III | 3 |  | 0.5 | 0.75 | No | [7 empty] | 76000 BTU/Hr |  | 121 | 0.69 | 75 | 72 | Not Applicable | On/Off | No, it does not comply with jurisdictions having 14ng/J NOx Regulations | [6 empty] | 260 | 30.125 | 26.875 | 70.25 | 270 | 854 | 26 | 59.6875 | 30.6875 | 69.5 |  |  | 82 |  |  | 11 | 0.75 | 16.6875 | 51.9375 | 13.9375 | 51.9375 | [8 empty] | 1 | 60 | 60 | ANSI Z21.10.3-2019/CSA 4.3-2019 | Yes | Yes | Yes | No | Not Applicable | [5 empty] | 10151 | RES GAS PV HI INPUT | 208141880
RG2PV75H10N19-264 | RG2PV75H | Bradford White | 671632562251 | Active | The ""-264"" indicates that this SKU comes with an Aluminum Anode Rod. | [9 empty] | No | Not Applicable | Not Applicable | Residential Water Heating | Water Heating.Gas | 10 | 6 |  |  |  | 238-53988-00 |  |  |  | 238-39699-00 | [6 empty] | Gas | Natural Gas |  |  |  | Indoor |  | Floor Mounted |  | No | Not Applicable | 150 | Category III | 3 |  | 0.5 | 0.75 | No | [7 empty] | 76000 BTU/Hr |  | 121 | 0.69 | 75 | 72 | Not Applicable | On/Off | No, it does not comply with jurisdictions having 14ng/J NOx Regulations | [6 empty] | 260 | 30.125 | 26.875 | 70.25 | 270 | 854 | 26 | 59.6875 | 30.6875 | 69.5 |  |  | 82 |  |  | 11 | 0.75 | 16.6875 | 51.9375 | 13.9375 | 51.9375 | [8 empty] | 1 | 60 | 60 | ANSI Z21.10.3-2019/CSA 4.3-2019 | Yes | Yes | Yes | No | Not Applicable | [5 empty] | 10151 | RES GAS PV HI INPUT | 208141880
RG2PV75H10X19 | RG2PV75H | Bradford White | 671632562053 | Active | [10 empty] | No | Not Applicable | Not Applicable | Residential Water Heating | Water Heating.Gas | 10 | 6 |  |  |  | 238-53988-00 |  |  |  | 238-39699-00 | [6 empty] | Gas | Liquid Propane |  |  |  | Indoor |  | Floor Mounted |  | No | Not Applicable | 150 | Category III | 3 |  | 0.5 | 0.75 | No | [7 empty] | 75500 BTU/Hr |  | 121 | 0.69 | 75 | 72 | Not Applicable | On/Off | Not Applicable | [6 empty] | 260 | 30.125 | 26.875 | 70.25 | 270 | 854 | 26 | 59.6875 | 30.6875 | 69.5 |  |  | 82 |  |  | 11 | 0.75 | 16.6875 | 51.9375 | 13.9375 | 51.9375 | [8 empty] | 1 | 60 | 60 | ANSI Z21.10.3-2019/CSA 4.3-2019 | Yes | Yes | Yes | No | Not Applicable | [5 empty] | 10151 | RES GAS PV HI INPUT | 208157065
RG2PV75H10X19-264 | RG2PV75H | Bradford White | 671632562220 | Active | The ""-264"" indicates that this SKU comes with an Aluminum Anode Rod. | [9 empty] | No | Not Applicable | Not Applicable | Residential Water Heating | Water Heating.Gas | 10 | 6 |  |  |  | 238-53988-00 |  |  |  | 238-39699-00 | [6 empty] | Gas | Liquid Propane |  |  |  | Indoor |  | Floor Mounted |  | No | Not Applicable | 150 | Category III | 3 |  | 0.5 | 0.75 | No | [7 empty] | 75500 BTU/Hr |  | 121 | 0.69 | 75 | 72 | Not Applicable | On/Off | Not Applicable | [6 empty] | 260 | 30.125 | 26.875 | 70.25 | 270 | 854 | 26 | 59.6875 | 30.6875 | 69.5 |  |  | 82 |  |  | 11 | 0.75 | 16.6875 | 51.9375 | 13.9375 | 51.9375 | [8 empty] | 1 | 60 | 60 | ANSI Z21.10.3-2019/CSA 4.3-2019 | Yes | Yes | Yes | No | Not Applicable | [5 empty] | 10151 | RES GAS PV HI INPUT | 208157065
RG2PV75H6N-264 | RG2PV75H | Bradford White | 671632806980 | Phase Out | The ""-264"" indicates that this SKU comes with an Aluminum Anode Rod. | [9 empty] | No | Not Applicable |  | Residential Water Heating | Water Heating.Gas | 6 | 6 |  |  |  | 238-51010-00 |  |  |  | 238-39699-00 | [6 empty] | Gas | Natural Gas |  |  |  | Indoor |  | Floor Mounted |  | No | Not Applicable | 150 | Category III | 3 |  | 0.5 | 0.75 | No | [7 empty] | 76000 BTU/Hr |  | 121 | 0.69 | 75 | 72 | Not Applicable | On/Off | No, it does not comply with jurisdictions having 14ng/J NOx Regulations | [6 empty] | 260 | 30.125 | 26.875 | 70.25 | 270 | 854 | 26 | 59.6875 | 30.6875 | 69.5 |  |  | 82 |  |  | 11 | 0.75 | 16.6875 | 51.9375 | 13.9375 | 51.9375 | [8 empty] | 1 | 60 | 60 | ANSI Z21.10.3-2019/CSA 4.3-2019 | Yes | No | Yes | No | Not Applicable
RG2PV75H6N19 | RG2PV75H | Bradford White | 671632324040 | Active | [10 empty] | No | Not Applicable | Not Applicable | Residential Water Heating | Water Heating.Gas | 6 | 6 |  |  |  | 238-53988-00 |  |  |  | 238-39699-00 | [6 empty] | Gas | Natural Gas |  |  |  | Indoor |  | Floor Mounted |  | No | Not Applicable | 150 | Category III | 3 |  | 0.5 | 0.75 | No | [7 empty] | 76000 BTU/Hr |  | 121 | 0.69 | 75 | 72 | Not Applicable | On/Off | No, it does not comply with jurisdictions having 14ng/J NOx Regulations | [6 empty] | 260 | 30.125 | 26.875 | 70.25 | 270 | 854 | 26 | 59.6875 | 30.6875 | 69.5 |  |  | 82 |  |  | 11 | 0.75 | 16.6875 | 51.9375 | 13.9375 | 51.9375 | [8 empty] | 1 | 60 | 60 | ANSI Z21.10.3-2019/CSA 4.3-2019 | Yes | Yes | Yes | No | Not Applicable | [5 empty] | 10151 | RES GAS PV HI INPUT | 208141880
RG2PV75H6N19-264 | RG2PV75H | Bradford White | 671632560806 | Active | The ""-264"" indicates that this SKU comes with an Aluminum Anode Rod. | [9 empty] | No | Not Applicable | Not Applicable | Residential Water Heating | Water Heating.Gas | 6 | 6 |  |  |  | 238-53988-00 |  |  |  | 238-39699-00 | [6 empty] | Gas | Natural Gas |  |  |  | Indoor |  | Floor Mounted |  | No | Not Applicable | 150 | Category III | 3 |  | 0.5 | 0.75 | No | [7 empty] | 76000 BTU/Hr |  | 121 | 0.69 | 75 | 72 | Not Applicable | On/Off | No, it does not comply with jurisdictions having 14ng/J NOx Regulations | [6 empty] | 260 | 30.125 | 26.875 | 70.25 | 270 | 854 | 26 | 59.6875 | 30.6875 | 69.5 |  |  | 82 |  |  | 11 | 0.75 | 16.6875 | 51.9375 | 13.9375 | 51.9375 | [8 empty] | 1 | 60 | 60 | ANSI Z21.10.3-2019/CSA 4.3-2019 | Yes | Yes | Yes | No | Not Applicable | [5 empty] | 10151 | RES GAS PV HI INPUT | 208141880
RG2PV75H6N19-457 | RG2PV75H | Bradford White | 671632562176 | Active | The -457 indicates that this SKU was designed and certified for Installation in Canada. | [9 empty] | No | Not Applicable | Not Applicable | Residential Water Heating | Water Heating.Gas | 6 | 6 |  |  |  | 238-54327-00 |  |  |  | 238-39699-00 |  | 238-48875-00 |  |  |  |  | Gas | Natural Gas |  |  |  | Indoor |  | Floor Mounted |  | No | Not Applicable | 150 | Category III | 3 |  | 0.5 | 0.75 | No | [7 empty] | 76000 BTU/Hr |  | 121 | 0.69 | 75 | 72 | Not Applicable | On/Off | No, it does not comply with jurisdictions having 14ng/J NOx Regulations | [6 empty] | 260 | 30.125 | 26.875 | 70.25 | 270 | 854 | 26 | 59.6875 | 30.6875 | 69.5 |  |  | 82 |  |  | 11 | 0.75 | 16.6875 | 51.9375 | 13.9375 | 51.9375 | [8 empty] | 1 | 60 | 60 | ANSI Z21.10.3-2019/CSA 4.3-2019 | Yes | No | Yes | No | Not Applicable |  |  |  |  | 238-45684-00 | 10151 | RES GAS PV HI INPUT
RG2PV75H6N19-506 | RG2PV75H | Bradford White | 671632562008 | Active | The ""-506"" indicates that this SKU comes with an A420 Aluminum Anode Rod. | [9 empty] | No | Not Applicable | Not Applicable | Residential Water Heating | Water Heating.Gas | 6 | 6 |  |  |  | 238-53988-00 |  |  |  | 238-39699-00 | [6 empty] | Gas | Natural Gas |  |  |  | Indoor |  | Floor Mounted |  | No | Not Applicable | 150 | Category III | 3 |  | 0.5 | 0.75 | No | [7 empty] | 76000 BTU/Hr |  | 121 | 0.69 | 75 | 72 | Not Applicable | On/Off | No, it does not comply with jurisdictions having 14ng/J NOx Regulations | [6 empty] | 260 | 30.125 | 26.875 | 70.25 | 270 | 854 | 26 | 59.6875 | 30.6875 | 69.5 |  |  | 82 |  |  | 11 | 0.75 | 16.6875 | 51.9375 | 13.9375 | 51.9375 | [8 empty] | 1 | 60 | 60 | ANSI Z21.10.3-2019/CSA 4.3-2019 | Yes | Yes | Yes | No | Not Applicable | [5 empty] | 10151 | RES GAS PV HI INPUT | 208141880
RG2PV75H6X19 | RG2PV75H | Bradford White | 671632561957 | Active | [10 empty] | No | Not Applicable | Not Applicable | Residential Water Heating | Water Heating.Gas | 6 | 6 |  |  |  | 238-53988-00 |  |  |  | 238-39699-00 | [6 empty] | Gas | Liquid Propane |  |  |  | Indoor |  | Floor Mounted |  | No | Not Applicable | 150 | Category III | 3 |  | 0.5 | 0.75 | No | [7 empty] | 75500 BTU/Hr |  | 121 | 0.69 | 75 | 72 | Not Applicable | On/Off | Not Applicable | [6 empty] | 260 | 30.125 | 26.875 | 70.25 | 270 | 854 | 26 | 59.6875 | 30.6875 | 69.5 |  |  | 82 |  |  | 11 | 0.75 | 16.6875 | 51.9375 | 13.9375 | 51.9375 | [8 empty] | 1 | 60 | 60 | ANSI Z21.10.3-2019/CSA 4.3-2019 | Yes | Yes | Yes | No | Not Applicable | [5 empty] | 10151 | RES GAS PV HI INPUT | 208157065
RG2PV75H6X19-264 | RG2PV75H | Bradford White | 671632561988 | Active | The ""-264"" indicates that this SKU comes with an Aluminum Anode Rod. | [9 empty] | No | Not Applicable | Not Applicable | Residential Water Heating | Water Heating.Gas | 6 | 6 |  |  |  | 238-53988-00 |  |  |  | 238-39699-00 | [6 empty] | Gas | Liquid Propane |  |  |  | Indoor |  | Floor Mounted |  | No | Not Applicable | 150 | Category III | 3 |  | 0.5 | 0.75 | No | [7 empty] | 75500 BTU/Hr |  | 121 | 0.69 | 75 | 72 | Not Applicable | On/Off | Not Applicable | [6 empty] | 260 | 30.125 | 26.875 | 70.25 | 270 | 854 | 26 | 59.6875 | 30.6875 | 69.5 |  |  | 82 |  |  | 11 | 0.75 | 16.6875 | 51.9375 | 13.9375 | 51.9375 | [8 empty] | 1 | 60 | 60 | ANSI Z21.10.3-2019/CSA 4.3-2019 | Yes | Yes | Yes | No | Not Applicable | [5 empty] | 10151 | RES GAS PV HI INPUT | 208157065
RG2PV75H6X19-457 | RG2PV75H | Bradford White | 671632562114 | Active | The -457 indicates that this SKU was designed and certified for Installation in Canada. | [9 empty] | No | Not Applicable | Not Applicable | Residential Water Heating | Water Heating.Gas | 6 | 6 |  |  |  | 238-54327-00 |  |  |  | 238-39699-00 |  | 238-48875-00 |  |  |  |  | Gas | Liquid Propane |  |  |  | Indoor |  | Floor Mounted |  | No | Not Applicable | 150 | Category III | 3 |  | 0.5 | 0.75 | No | [7 empty] | 75500 BTU/Hr |  | 121 | 0.69 | 75 | 72 | Not Applicable | On/Off | Not Applicable | [6 empty] | 260 | 30.125 | 26.875 | 70.25 | 270 | 854 | 26 | 59.6875 | 30.6875 | 69.5 |  |  | 82 |  |  | 11 | 0.75 | 16.6875 | 51.9375 | 13.9375 | 51.9375 | [8 empty] | 1 | 60 | 60 | ANSI Z21.10.3-2019/CSA 4.3-2019 | Yes | No | Yes | No | Not Applicable |  |  |  |  | 238-45684-00 | 10151 | RES GAS PV HI INPUT
RG2PV75H6X19-506 | RG2PV75H | Bradford White | 671632562060 | Active | The ""-506"" indicates that this SKU comes with an A420 Aluminum Anode Rod. | [9 empty] | No | Not Applicable | Not Applicable | Residential Water Heating | Water Heating.Gas | 6 | 6 |  |  |  | 238-53988-00 |  |  |  | 238-39699-00 | [6 empty] | Gas | Liquid Propane |  |  |  | Indoor |  | Floor Mounted |  | No | Not Applicable | 150 | Category III | 3 |  | 0.5 | 0.75 | No | [7 empty] | 75500 BTU/Hr |  | 121 | 0.69 | 75 | 72 | Not Applicable | On/Off | Not Applicable | [6 empty] | 260 | 30.125 | 26.875 | 70.25 | 270 | 854 | 26 | 59.6875 | 30.6875 | 69.5 |  |  | 82 |  |  | 11 | 0.75 | 16.6875 | 51.9375 | 13.9375 | 51.9375 | [8 empty] | 1 | 60 | 60 | ANSI Z21.10.3-2019/CSA 4.3-2019 | Yes | Yes | Yes | No | Not Applicable | [5 empty] | 10151 | RES GAS PV HI INPUT | 208157065
RG2PV75H8N19-457 | RG2PV75H | Bradford White | 671632562015 | Active | The -457 indicates that this SKU was designed and certified for Installation in Canada. | [9 empty] | No | Not Applicable | Not Applicable | Residential Water Heating | Water Heating.Gas | 8 | 6 |  |  |  | 238-54327-00 |  |  |  | 238-39699-00 |  | 238-48875-00 |  |  |  |  | Gas | Natural Gas |  |  |  | Indoor |  | Floor Mounted |  | No | Not Applicable | 150 | Category III | 3 |  | 0.5 | 0.75 | No | [7 empty] | 76000 BTU/Hr |  | 121 | 0.69 | 75 | 72 | Not Applicable | On/Off | No, it does not comply with jurisdictions having 14ng/J NOx Regulations | [6 empty] | 260 | 30.125 | 26.875 | 70.25 | 270 | 854 | 26 | 59.6875 | 30.6875 | 69.5 |  |  | 82 |  |  | 11 | 0.75 | 16.6875 | 51.9375 | 13.9375 | 51.9375 | [8 empty] | 1 | 60 | 60 | ANSI Z21.10.3-2019/CSA 4.3-2019 | Yes | No | Yes | No | Not Applicable |  |  |  |  | 238-45684-00 | 10151 | RES GAS PV HI INPUT
RG2PV75H8X19-457 | RG2PV75H | Bradford White | 671632561995 | Active | The -457 indicates that this SKU was designed and certified for Installation in Canada. | [9 empty] | No | Not Applicable | Not Applicable | Residential Water Heating | Water Heating.Gas | 8 | 6 |  |  |  | 238-54327-00 |  |  |  | 238-39699-00 |  | 238-48875-00 |  |  |  |  | Gas | Liquid Propane |  |  |  | Indoor |  | Floor Mounted |  | No | Not Applicable | 150 | Category III | 3 |  | 0.5 | 0.75 | No | [7 empty] | 75500 BTU/Hr |  | 121 | 0.69 | 75 | 72 | Not Applicable | On/Off | Not Applicable | [6 empty] | 260 | 30.125 | 26.875 | 70.25 | 270 | 854 | 26 | 59.6875 | 30.6875 | 69.5 |  |  | 82 |  |  | 11 | 0.75 | 16.6875 | 51.9375 | 13.9375 | 51.9375 | [8 empty] | 1 | 60 | 60 | ANSI Z21.10.3-2019/CSA 4.3-2019 | Yes | No | Yes | No | Not Applicable |  |  |  |  | 238-45684-00 | 10151 | RES GAS PV HI INPUT
SLE2120T6-1SEVV | SLE2120T | Bradford White | 671632559091 | Active | [10 empty] | No | Not Applicable | Not Applicable | Commercial Water Heating | Water Heating.Electric | 6 | 6 |  |  |  | 238-54649-00 |  |  |  | 238-36612-00 | [6 empty] | Electric | Electric Resistance |  | 1 |  | Indoor |  | Floor Mounted |  | No | Not Applicable | 150 | Not Applicable |  |  |  |  | No | [7 empty] | Not Applicable |  |  |  | 119 |  |  | On/Off | Not Applicable | [6 empty] | 302 | 29.5 | 29.5 | 72.75 | 314 | 1283 | [23 empty] | 1 | 63 | 63 | UL174 | Yes | Yes | Yes | No | Not Applicable | [5 empty] | 40305 | COM ELEC LT SERVICE (SLE) | 207785137
SLE2120T6-1SEVV-264 | SLE2120T | Bradford White | 671632568567 | Active | The ""-264"" indicates that this SKU comes with an Aluminum Anode Rod. | [9 empty] | No | Not Applicable | Not Applicable | Commercial Water Heating | Water Heating.Electric | 6 | 6 |  |  |  | 238-54649-00 |  |  |  | 238-36612-00 | [6 empty] | Electric | Electric Resistance |  | 1 |  | Indoor |  | Floor Mounted |  | No | Not Applicable | 150 | Not Applicable |  |  |  |  | No | [7 empty] | Not Applicable |  |  |  | 119 |  |  | On/Off | Not Applicable | [6 empty] | 302 | 29.5 | 29.5 | 72.75 | 314 | 1283 | [23 empty] | 1 | 63 | 63 | UL174 | Yes | Yes | Yes | No | Not Applicable | [5 empty] | 40305 | COM ELEC LT SERVICE (SLE) | 207785137
SLE265T6-1SEVV | SLE265T | Bradford White | 671632559107 | Active | [10 empty] | No | Not Applicable | Not Applicable | Commercial Water Heating | Water Heating.Electric | 6 | 6 |  |  |  | 238-54649-00 |  |  |  | 238-36612-00 | [6 empty] | Electric | Electric Resistance |  | 1 |  | Indoor |  | Floor Mounted |  | No | Not Applicable | 150 | Not Applicable |  |  |  |  | No | [7 empty] | Not Applicable |  |  |  | 65 |  |  | On/Off | Not Applicable | [6 empty] | 160 | 23 | 23 | 64.375 | 166 | 696 | [23 empty] | 1 | 108 | 104 | UL174 | Yes | Yes | Yes | No | Not Applicable | [5 empty] | 40305 | COM ELEC LT SERVICE (SLE) | 207785135
SLE265T6-1SEVV-264 | SLE265T | Bradford White | 671632568574 | Active | The ""-264"" indicates that this SKU comes with an Aluminum Anode Rod. | [9 empty] | No | Not Applicable | Not Applicable | Commercial Water Heating | Water Heating.Electric | 6 | 6 |  |  |  | 238-54649-00 |  |  |  | 238-36612-00 | [6 empty] | Electric | Electric Resistance |  | 1 |  | Indoor |  | Floor Mounted |  | No | Not Applicable | 150 | Not Applicable |  |  |  |  | No | [7 empty] | Not Applicable |  |  |  | 65 |  |  | On/Off | Not Applicable | [6 empty] | 160 | 23 | 23 | 64.375 | 166 | 696 | [23 empty] | 1 | 108 | 104 | UL174 | Yes | Yes | Yes | No | Not Applicable | [5 empty] | 40305 | COM ELEC LT SERVICE (SLE) | 207785135
SLE280T6-1SEVV | SLE280T | Bradford White | 671632559084 | Active | [10 empty] | No | Not Applicable | Not Applicable | Commercial Water Heating | Water Heating.Electric | 6 | 6 |  |  |  | 238-54649-00 |  |  |  | 238-36612-00 | [6 empty] | Electric | Electric Resistance |  | 1 |  | Indoor |  | Floor Mounted |  | No | Not Applicable | 150 | Not Applicable |  |  |  |  | No | [7 empty] | Not Applicable |  |  |  | 80 |  |  | On/Off | Not Applicable | [6 empty] | 183 | 25 | 25 | 64.75 | 190 | 843 | [23 empty] | 1 | 100 | 96 | UL174 | Yes | Yes | Yes | No | Not Applicable | [5 empty] | 40305 | COM ELEC LT SERVICE (SLE) | 207785136
SLE280T6-1SEVV-264 | SLE280T | Bradford White | 671632568543 | Active | The ""-264"" indicates that this SKU comes with an Aluminum Anode Rod. | [9 empty] | No | Not Applicable | Not Applicable | Commercial Water Heating | Water Heating.Electric | 6 | 6 |  |  |  | 238-54649-00 |  |  |  | 238-36612-00 | [6 empty] | Electric | Electric Resistance |  | 1 |  | Indoor |  | Floor Mounted |  | No | Not Applicable | 150 | Not Applicable |  |  |  |  | No | [7 empty] | Not Applicable |  |  |  | 80 |  |  | On/Off | Not Applicable | [6 empty] | 183 | 25 | 25 | 64.75 | 190 | 843 | [23 empty] | 1 | 100 | 96 | UL174 | Yes | Yes | Yes | No | Not Applicable | [5 empty] | 40305 | COM ELEC LT SERVICE (SLE) | 207785136
SS-120-L | SS-120 | Bradford White | 671632879366 | Active | [10 empty] | No | Not Applicable | Not Applicable | Residential Water Heating | Water Heating.Indirect | 99 | 6 |  |  |  | 238-46392-00 |  |  |  | 238-45005-00 | [6 empty] | Indirect | Indirect |  |  |  | Indoor |  | Floor Mounted |  | No | Not Applicable | 150 | Not Applicable |  |  |  |  | No | [7 empty] | Not Applicable |  |  |  | 111 |  | Not Applicable | On/Off | Not Applicable | [6 empty] | 217 | 33 | 33 | 77 | 226 | 1132 | [23 empty] | 1 | 36 | 38 | UL174 | Not Applicable | Yes | Yes | No | Not Applicable | [5 empty] | 21536 | INDIRECT SS RTV | 201756541
SS-30-L | SS-30 | Bradford White | 671632880072 | Active | [10 empty] | No | Not Applicable | Not Applicable | Residential Water Heating | Water Heating.Indirect | 99 | 6 |  |  |  | 238-46392-00 |  |  |  | 238-45005-00 | [6 empty] | Indirect | Indirect |  |  |  | Indoor |  | Floor Mounted |  | No | Not Applicable | 150 | Not Applicable |  |  |  |  | No | [7 empty] | Not Applicable |  |  |  | 29 |  | Not Applicable | On/Off | Not Applicable | [6 empty] | 94 | 24.75 | 24.75 | 40.25 | 98 | 333 | [23 empty] | 1 | Not Applicable | Not Applicable | UL174 | Not Applicable | Yes | Yes | No | Not Applicable | [5 empty] | 21536 | INDIRECT SS RTV | 201756537
SS-40-L | SS-40 | Bradford White | 671632880065 | Active | [10 empty] | No | Not Applicable | Not Applicable | Residential Water Heating | Water Heating.Indirect | 99 | 6 |  |  |  | 238-46392-00 |  |  |  | 238-45005-00 | [6 empty] | Indirect | Indirect |  |  |  | Indoor |  | Floor Mounted |  | No | Not Applicable | 150 | Not Applicable |  |  |  |  | No | [7 empty] | Not Applicable |  |  |  | 38 |  | Not Applicable | On/Off | Not Applicable | [6 empty] | 110 | 24.75 | 24.75 | 47 | 114 | 423 | [23 empty] | 1 | Not Applicable | Not Applicable | UL174 | Not Applicable | Yes | Yes | No | Not Applicable | [5 empty] | 21536 | INDIRECT SS RTV | 201756538
SS-50-L | SS-50 | Bradford White | 671632879861 | Active | [10 empty] | No | Not Applicable | Not Applicable | Residential Water Heating | Water Heating.Indirect | 99 | 6 |  |  |  | 238-46392-00 |  |  |  | 238-45005-00 | [6 empty] | Indirect | Indirect |  |  |  | Indoor |  | Floor Mounted |  | No | Not Applicable | 150 | Not Applicable |  |  |  |  | No | [7 empty] | Not Applicable |  |  |  | 50 |  | Not Applicable | On/Off | Not Applicable | [6 empty] | 122 | 24.75 | 24.75 | 56.75 | 127 | 534 | [23 empty] | 1 | Not Applicable | Not Applicable | UL174 | Not Applicable | Yes | Yes | No | Not Applicable | [5 empty] | 21536 | INDIRECT SS RTV | 201756539
SS-75-L | SS-75 | Bradford White | 671632879311 | Active | [10 empty] | No | Not Applicable | Not Applicable | Residential Water Heating | Water Heating.Indirect | 99 | 6 |  |  |  | 238-46392-00 |  |  |  | 238-45005-00 | [6 empty] | Indirect | Indirect |  |  |  | Indoor |  | Floor Mounted |  | No | Not Applicable | 150 | Not Applicable |  |  |  |  | No | [7 empty] | Not Applicable |  |  |  | 73 |  | Not Applicable | On/Off | Not Applicable | [6 empty] | 161 | 24.75 | 24.75 | 74 | 167 | 763 | [23 empty] | 1 | Not Applicable | Not Applicable | UL174 | Not Applicable | Yes | Yes | No | Not Applicable | [5 empty] | 21536 | INDIRECT SS RTV | 201756540
SW120C5 | SW120C | Bradford White | 671632301942 | Active | [10 empty] | No | Not Applicable | Not Applicable | Commercial Water Heating | Water Heating.Indirect | 5 | 1 |  |  |  | 238-43480-00 |  |  |  | 238-36612-00 | [6 empty] | Indirect | Indirect |  |  |  | Indoor |  | Floor Mounted |  | No | Not Applicable | 150 | Not Applicable |  |  |  |  | No | [7 empty] | Not Applicable |  |  |  | 107 |  | Not Applicable | On/Off | Not Applicable | [6 empty] | 422 | 32.75 | 31.5 | 36.25 | 439 | 1304 | [23 empty] | 1 | 57 | 57 | UL174 | Not Applicable | Yes | Yes | No | Not Applicable | [5 empty] | 40201 | COM INDIRECT SW | 3999663
SW2120L | SW2120L | Bradford White | 671632531189 | Active | [10 empty] | No | Not Applicable | Not Applicable | Residential Water Heating | Water Heating.Indirect | 99 | 6 |  |  |  | 238-43480-00 |  |  |  | 238-45005-00 | [6 empty] | Indirect | Indirect |  |  |  | Indoor |  | Floor Mounted |  | No | Not Applicable | 150 | Not Applicable |  |  |  |  | No | [7 empty] | Not Applicable |  |  |  | 110 |  | Not Applicable | On/Off | Not Applicable | [6 empty] | 369 | 32.75 | 31.5 | 36.25 | 384 | 1276 | [23 empty] | 1 | 57 | 57 | Not Applicable | Not Applicable | Yes | Yes | No | Not Applicable | [5 empty] | 21532 | INDIRECT GL SW/DW | 3999664
SW230L | SW230L | Bradford White | 671632337200 | Active | [10 empty] | No | Not Applicable | Not Applicable | Residential Water Heating | Water Heating.Indirect | 99 | 6 |  |  |  | 238-43480-00 |  |  |  | 238-45005-00 | [6 empty] | Indirect | Indirect |  |  |  | Indoor |  | Floor Mounted |  | No | Not Applicable | 150 | Not Applicable |  |  |  |  | No | [7 empty] | Not Applicable |  |  |  | 29 |  | Not Applicable | On/Off | Not Applicable | [6 empty] | 164 | 24.4375 | 23 | 36.1875 | 171 | 403 | [23 empty] | 1 | 104 | 100 | Not Applicable | Not Applicable | Yes | Yes | No | Not Applicable | [5 empty] | 21532 | INDIRECT GL SW/DW | 3999655
SW230L-506 | SW230L | Bradford White | 671632761470 | Active | The ""-506"" indicates that this SKU comes with an A420 Aluminum Anode Rod. | [9 empty] | No | Not Applicable | Not Applicable | Residential Water Heating | Water Heating.Indirect | 99 | 6 |  |  |  | 238-43480-00 |  |  |  | 238-45005-00 | [6 empty] | Indirect | Indirect |  |  |  | Indoor |  | Floor Mounted |  | No | Not Applicable | 150 | Not Applicable |  |  |  |  | No | [7 empty] | Not Applicable |  |  |  | 29 |  | Not Applicable | On/Off | Not Applicable | [6 empty] | 164 | 24.4375 | 23 | 36.1875 | 171 | 403 | [23 empty] | 1 | 104 | 100 | UL174 | Not Applicable | Yes | Yes | No | Not Applicable | [5 empty] | 21532 | INDIRECT GL SW/DW | 3999655
SW240RL | SW240RL | Bradford White | 671632657483 | Active | [10 empty] | No | Not Applicable | Not Applicable | Residential Water Heating | Water Heating.Indirect | 99 | 6 |  |  |  | 238-43480-00 |  |  |  | 238-45005-00 | [6 empty] | Indirect | Indirect |  |  |  | Indoor |  | Floor Mounted |  | No | Not Applicable | 150 | Not Applicable |  |  |  |  | No | [7 empty] | Not Applicable |  |  |  | 37 |  | Not Applicable | On/Off | Not Applicable | [6 empty] | 177 | 24.4375 | 23 | 43.375 | 184 | 482 | [23 empty] | 1 | 100 | 100 | Not Applicable | Not Applicable | Yes | Yes | No | Not Applicable | [5 empty] | 21532 | INDIRECT GL SW/DW | 3999657
SW240RL-506 | SW240RL | Bradford White | 671632761487 | Active | The ""-506"" indicates that this SKU comes with an A420 Aluminum Anode Rod. | [9 empty] | No | Not Applicable | Not Applicable | Residential Water Heating | Water Heating.Indirect | 99 | 6 |  |  |  | 238-43480-00 |  |  |  | 238-45005-00 | [6 empty] | Indirect | Indirect |  |  |  | Indoor |  | Floor Mounted |  | No | Not Applicable | 150 | Not Applicable |  |  |  |  | No | [7 empty] | Not Applicable |  |  |  | 37 |  | Not Applicable | On/Off | Not Applicable | [6 empty] | 117 | 24.4375 | 23 | 43.375 | 122 | 422 | [23 empty] | 1 | 100 | 100 | UL174 | Not Applicable | Yes | Yes | No | Not Applicable | [5 empty] | 21532 | INDIRECT GL SW/DW | 3999657
SW250RL | SW250RL | Bradford White | 671632657353 | Active | [10 empty] | No | Not Applicable | Not Applicable | Residential Water Heating | Water Heating.Indirect | 99 | 6 |  |  |  | 238-43480-00 |  |  |  | 238-45005-00 | [6 empty] | Indirect | Indirect |  |  |  | Indoor |  | Floor Mounted |  | No | Not Applicable | 150 | Not Applicable |  |  |  |  | No | [7 empty] | Not Applicable |  |  |  | 43 |  | Not Applicable | On/Off | Not Applicable | [6 empty] | 189 | 24.4375 | 23 | 48.3125 | 197 | 543 | [23 empty] | 1 | 100 | 100 | Not Applicable | Not Applicable | Yes | Yes | No | Not Applicable | [5 empty] | 21532 | INDIRECT GL SW/DW | 3999658
SW250RL-506 | SW250RL | Bradford White | 671632761494 | Active | The ""-506"" indicates that this SKU comes with an A420 Aluminum Anode Rod. | [9 empty] | No | Not Applicable | Not Applicable | Residential Water Heating | Water Heating.Indirect | 99 | 6 |  |  |  | 238-43480-00 |  |  |  | 238-45005-00 | [6 empty] | Indirect | Indirect |  |  |  | Indoor |  | Floor Mounted |  | No | Not Applicable | 150 | Not Applicable |  |  |  |  | No | [7 empty] | Not Applicable |  |  |  | 43 |  | Not Applicable | On/Off | Not Applicable | [6 empty] | 189 | 24.4375 | 23 | 48.3125 | 197 | 543 | [23 empty] | 1 | 100 | 100 | UL174 | Not Applicable | Yes | Yes | No | Not Applicable | [5 empty] | 21532 | INDIRECT GL SW/DW | 3999658
SW265L | SW265L | Bradford White | 671632337248 | Active | [10 empty] | No | Not Applicable | Not Applicable | Residential Water Heating | Water Heating.Indirect | 99 | 6 |  |  |  | 238-43480-00 |  |  |  | 238-45005-00 | [6 empty] | Indirect | Indirect |  |  |  | Indoor |  | Floor Mounted |  | No | Not Applicable | 150 | Not Applicable |  |  |  |  | No | [7 empty] | Not Applicable |  |  |  | 57 |  | Not Applicable | On/Off | Not Applicable | [6 empty] | 218 | 24.4375 | 23 | 61.125 | 227 | 688 | [23 empty] | 1 | 100 | 100 | Not Applicable | Not Applicable | Yes | Yes | No | Not Applicable | [5 empty] | 21532 | INDIRECT GL SW/DW | 3999660
SW265L-506 | SW265L | Bradford White | 671632761500 | Active | The ""-506"" indicates that this SKU comes with an A420 Aluminum Anode Rod. | [9 empty] | No | Not Applicable | Not Applicable | Residential Water Heating | Water Heating.Indirect | 99 | 6 |  |  |  | 238-43480-00 |  |  |  | 238-45005-00 | [6 empty] | Indirect | Indirect |  |  |  | Indoor |  | Floor Mounted |  | No | Not Applicable | 150 | Not Applicable |  |  |  |  | No | [7 empty] | Not Applicable |  |  |  | 57 |  | Not Applicable | On/Off | Not Applicable | [6 empty] | 218 | 24.4375 | 23 | 61.125 | 227 | 688 | [23 empty] | 1 | 100 | 100 | UL174 | Not Applicable | Yes | Yes | No | Not Applicable | [5 empty] | 21532 | INDIRECT GL SW/DW | 3999660
SW280L | SW280L | Bradford White | 671632337262 | Active | [10 empty] | No | Not Applicable | Not Applicable | Residential Water Heating | Water Heating.Indirect | 99 | 6 |  |  |  | 238-43480-00 |  |  |  | 238-45005-00 | [6 empty] | Indirect | Indirect |  |  |  | Indoor |  | Floor Mounted |  | No | Not Applicable | 150 | Not Applicable |  |  |  |  | No | [7 empty] | Not Applicable |  |  |  | 71 |  | Not Applicable | On/Off | Not Applicable | [6 empty] | 243 | 27 | 25 | 61.375 | 253 | 828 | [23 empty] | 1 | 69 | 66 | Not Applicable | Not Applicable | Yes | Yes | No | Not Applicable | [5 empty] | 21532 | INDIRECT GL SW/DW | 3999662
SW280L-506 | SW280L | Bradford White | 671632761517 | Active | The ""-506"" indicates that this SKU comes with an A420 Aluminum Anode Rod. | [9 empty] | No | Not Applicable | Not Applicable | Residential Water Heating | Water Heating.Indirect | 99 | 6 |  |  |  | 238-43480-00 |  |  |  | 238-45005-00 | [6 empty] | Indirect | Indirect |  |  |  | Indoor |  | Floor Mounted |  | No | Not Applicable | 150 | Not Applicable |  |  |  |  | No | [7 empty] | Not Applicable |  |  |  | 71 |  | Not Applicable | On/Off | Not Applicable | [6 empty] | 243 | 27 | 25 | 61.375 | 253 | 828 | [23 empty] | 1 | 69 | 66 | UL174 | Not Applicable | Yes | Yes | No | Not Applicable | [5 empty] | 21532 | INDIRECT GL SW/DW | 3999662
SW65C5 | SW65C | Bradford White | 671632301935 | Phase Out | [10 empty] | No | Not Applicable |  | Commercial Water Heating | Water Heating.Indirect | 5 | 1 |  |  |  | 238-43480-00 |  |  |  | 238-36612-00 | [6 empty] | Indirect | Indirect |  |  |  | Indoor |  | Floor Mounted |  | No | Not Applicable | 150 | Not Applicable |  |  |  |  | No | [7 empty] | Not Applicable |  |  |  | 54 |  | Not Applicable | On/Off | Not Applicable | [6 empty] | 273 | 24.8125 | 23.375 | 66.1875 | 284 | 718 | [23 empty] | 1 | 100 | 100 | UL174 | Not Applicable | No | Yes | No | Not Applicable
UCG100H1993N-NDD | UCG100H199 | Bradford White | 671632535095 | Active | [10 empty] | No | Not Applicable | Not Applicable | Commercial Water Heating | Water Heating.Gas | 3 | 1 |  |  |  | 238-50463-00 |  |  |  | 238-36612-00 | [6 empty] | Gas | Natural Gas |  |  |  | Indoor |  | Floor Mounted |  | No | Not Applicable | 150 | Category I | 6 | 2 | 0.5 | 1.5 | No | [7 empty] | 199999 BTU/Hr |  |  |  | 100 |  | Not Applicable | On/Off | Yes, it does comply with jurisdictions having 14ng/J NOx Regulations | [6 empty] | 632 | 34 | 30.25 | 77.75 | 657 | 1456 | 28 | 60.6875 | 29.625 | 72 |  |  | 197 | 9.8125 | 53.875 |  |  |  |  | 52.875 | 52.375 | [8 empty] | 1 | 54 | 51 | ANSI Z21.10.3-2019/CSA 4.3-2019 | Yes | Yes | Yes | No | Not Applicable | [5 empty] | 40174 | COM ULN NC | 7056893
UCG100H1993N-NDD-895 | UCG100H199 | Bradford White | 671632556557 | Active | The -895 indicates that this SKU comes with integrated controls and powered anodes. | [9 empty] | No | Not Applicable | Not Applicable | Commercial Water Heating | Water Heating.Gas | 3 | 1 | [7 empty] | 238-36612-00 | [6 empty] | Gas | Natural Gas |  |  |  | Indoor |  | Floor Mounted |  | No | Not Applicable | 150 | Category I | 6 | 2 | 0.5 | 1.5 | No | [7 empty] | 199999 BTU/Hr |  |  |  | 100 |  | Not Applicable | On/Off | Yes, it does comply with jurisdictions having 14ng/J NOx Regulations | [6 empty] | 632 | 34 | 30.25 | 77.75 | 657 | 1456 | 28 | 60.6875 | 29.625 | 72 |  |  | 197 | 9.8125 | 53.875 |  |  |  |  | 52.875 | 52.375 | [8 empty] | 1 | 54 | 51 | ANSI Z21.10.3-2019/CSA 4.3-2019 | Yes | Yes | Yes | No | Not Applicable | [5 empty] | 40174 | COM ULN NC | 7056893
UCG100H1993NA-NDD | UCG100H199A | Bradford White | 671632535330 | Active | [10 empty] | No | Not Applicable | Not Applicable | Commercial Water Heating | Water Heating.Gas | 3 | 1 |  |  |  | 238-50463-00 |  |  |  | 238-36612-00 | [6 empty] | Gas | Natural Gas |  |  |  | Indoor |  | Floor Mounted |  | Yes | HLW | 150 | Category I | 6 | 2 | 0.5 | 1.5 | No | [7 empty] | 199999 BTU/Hr |  |  |  | 100 |  | Not Applicable | On/Off | Yes, it does comply with jurisdictions having 14ng/J NOx Regulations | [6 empty] | 632 | 34 | 30.25 | 77.75 | 657 | 1456 | 28 | 60.6875 | 29.625 | 72 |  |  | 197 | 9.8125 | 53.875 |  |  |  |  | 52.875 | 52.375 | [8 empty] | 1 | 54 | 51 | ANSI Z21.10.3-2019/CSA 4.3-2019 | Yes | Yes | Yes | No | Not Applicable | [5 empty] | 40174 | COM ULN NC | 7056893
UCG100H1993X-NDD | UCG100H199 | Bradford White | 671632535309 | Active | [10 empty] | No | Not Applicable | Not Applicable | Commercial Water Heating | Water Heating.Gas | 3 | 1 |  |  |  | 238-50463-00 |  |  |  | 238-36612-00 | [6 empty] | Gas | Liquid Propane |  |  |  | Indoor |  | Floor Mounted |  | No | Not Applicable | 150 | Category I | 6 | 2 | 0.5 | 1.5 | No | [7 empty] | 199999 BTU/Hr |  |  |  | 100 |  | Not Applicable | On/Off | Not Applicable | [6 empty] | 632 | 34 | 30.25 | 77.75 | 657 | 1456 | 28 | 60.6875 | 29.625 | 72 |  |  | 197 | 9.8125 | 53.875 |  |  |  |  | 52.875 | 52.375 | [8 empty] | 1 | 54 | 51 | ANSI Z21.10.3-2019/CSA 4.3-2019 | Yes | Yes | Yes | No | Not Applicable | [5 empty] | 40174 | COM ULN NC | 7056894
UCG100H1993X-NDD-895 | UCG100H199 | Bradford White | 671632556571 | Active | The -895 indicates that this SKU comes with integrated controls and powered anodes. | [9 empty] | No | Not Applicable | Not Applicable | Commercial Water Heating | Water Heating.Gas | 3 | 1 | [7 empty] | 238-36612-00 | [6 empty] | Gas | Liquid Propane |  |  |  | Indoor |  | Floor Mounted |  | No | Not Applicable | 150 | Category I | 6 | 2 | 0.5 | 1.5 | No | [7 empty] | 199999 BTU/Hr |  |  |  | 100 |  | Not Applicable | On/Off | Not Applicable | [6 empty] | 632 | 34 | 30.25 | 77.75 | 657 | 1456 | 28 | 60.6875 | 29.625 | 72 |  |  | 197 | 9.8125 | 53.875 |  |  |  |  | 52.875 | 52.375 | [8 empty] | 1 | 54 | 51 | ANSI Z21.10.3-2019/CSA 4.3-2019 | Yes | Yes | Yes | No | Not Applicable | [5 empty] | 40174 | COM ULN NC | 7056894
UCG100H1993XA-NDD | UCG100H199A | Bradford White | 671632535347 | Active | [10 empty] | No | Not Applicable | Not Applicable | Commercial Water Heating | Water Heating.Gas | 3 | 1 |  |  |  | 238-50463-00 |  |  |  | 238-36612-00 | [6 empty] | Gas | Liquid Propane |  |  |  | Indoor |  | Floor Mounted |  | Yes | HLW | 150 | Category I | 6 | 2 | 0.5 | 1.5 | No | [7 empty] | 199999 BTU/Hr |  |  |  | 100 |  | Not Applicable | On/Off | Not Applicable | [6 empty] | 632 | 34 | 30.25 | 77.75 | 657 | 1456 | 28 | 60.6875 | 29.625 | 72 |  |  | 197 | 9.8125 | 53.875 |  |  |  |  | 52.875 | 52.375 | [8 empty] | 1 | 54 | 51 | ANSI Z21.10.3-2019/CSA 4.3-2019 | Yes | Yes | Yes | No | Not Applicable | [5 empty] | 40174 | COM ULN NC | 7056894
UCG100H1995N-NDD | UCG100H199 | Bradford White | 671632535460 | Active | [10 empty] | No | Not Applicable | Not Applicable | Commercial Water Heating | Water Heating.Gas | 5 | 1 |  |  |  | 238-50463-00 |  |  |  | 238-36612-00 | [6 empty] | Gas | Natural Gas |  |  |  | Indoor |  | Floor Mounted |  | No | Not Applicable | 150 | Category I | 6 | 2 | 0.5 | 1.5 | No | [7 empty] | 199999 BTU/Hr |  |  |  | 100 |  | Not Applicable | On/Off | Yes, it does comply with jurisdictions having 14ng/J NOx Regulations | [6 empty] | 632 | 34 | 30.25 | 77.75 | 657 | 1456 | 28 | 60.6875 | 29.625 | 72 |  |  | 197 | 9.8125 | 53.875 |  |  |  |  | 52.875 | 52.375 | [8 empty] | 1 | 54 | 51 | ANSI Z21.10.3-2019/CSA 4.3-2019 | Yes | Yes | Yes | No | Not Applicable | [5 empty] | 40174 | COM ULN NC | 7056893
UCG100H1995N-NDD-895 | UCG100H199 | Bradford White | 671632655700 | Active | The -895 indicates that this SKU comes with integrated controls and powered anodes. | [9 empty] | No | Not Applicable | Not Applicable | Commercial Water Heating | Water Heating.Gas | 5 | 1 | [7 empty] | 238-36612-00 | [6 empty] | Gas | Natural Gas |  |  |  | Indoor |  | Floor Mounted |  | No | Not Applicable | 150 | Category I | 6 | 2 | 0.5 | 1.5 | No | [7 empty] | 199999 BTU/Hr |  |  |  | 100 |  | Not Applicable | On/Off | Yes, it does comply with jurisdictions having 14ng/J NOx Regulations | [6 empty] | 632 | 34 | 30.25 | 77.75 | 657 | 1456 | 28 | 60.6875 | 29.625 | 72 |  |  | 197 | 9.8125 | 53.875 |  |  |  |  | 52.875 | 52.375 | [8 empty] | 1 | 54 | 51 | ANSI Z21.10.3-2019/CSA 4.3-2019 | Yes | Yes | Yes | No | Not Applicable | [5 empty] | 40174 | COM ULN NC | 7056893
UCG100H1995NA-NDD | UCG100H199A | Bradford White | 671632535484 | Active | [10 empty] | No | Not Applicable | Not Applicable | Commercial Water Heating | Water Heating.Gas | 5 | 1 |  |  |  | 238-50463-00 |  |  |  | 238-36612-00 | [6 empty] | Gas | Natural Gas |  |  |  | Indoor |  | Floor Mounted |  | Yes | HLW | 150 | Category I | 6 | 2 | 0.5 | 1.5 | No | [7 empty] | 199999 BTU/Hr |  |  |  | 100 |  | Not Applicable | On/Off | Yes, it does comply with jurisdictions having 14ng/J NOx Regulations | [6 empty] | 632 | 34 | 30.25 | 77.75 | 657 | 1456 | 28 | 60.6875 | 29.625 | 72 |  |  | 197 | 9.8125 | 53.875 |  |  |  |  | 52.875 | 52.375 | [8 empty] | 1 | 54 | 51 | ANSI Z21.10.3-2019/CSA 4.3-2019 | Yes | Yes | Yes | No | Not Applicable | [5 empty] | 40174 | COM ULN NC | 7056893
UCG100H2703N-NDD | UCG100H270 | Bradford White | 671632535101 | Active | [10 empty] | No | Not Applicable | Not Applicable | Commercial Water Heating | Water Heating.Gas | 3 | 1 |  |  |  | 238-50463-00 |  |  |  | 238-36612-00 | [6 empty] | Gas | Natural Gas |  |  |  | Indoor |  | Floor Mounted |  | No | Not Applicable | 150 | Category I | 6 | 2 | 0.5 | 1.5 | No | [7 empty] | 270000 BTU/Hr |  |  |  | 100 |  | Not Applicable | On/Off | Yes, it does comply with jurisdictions having 14ng/J NOx Regulations | [6 empty] | 632 | 34 | 30.25 | 77.75 | 657 | 1456 | 28 | 60.6875 | 29.625 | 72 |  |  | 266 | 9.8125 | 53.875 |  |  |  |  | 62.875 | 52.375 | [8 empty] | 1 | 54 | 51 | ANSI Z21.10.3-2019/CSA 4.3-2019 | Yes | Yes | Yes | No | Not Applicable | [5 empty] | 40174 | COM ULN NC | 7056695
UCG100H2703NA-NDD | UCG100H270A | Bradford White | 671632535118 | Active | [10 empty] | No | Not Applicable | Not Applicable | Commercial Water Heating | Water Heating.Gas | 3 | 1 |  |  |  | 238-50463-00 |  |  |  | 238-36612-00 | [6 empty] | Gas | Natural Gas |  |  |  | Indoor |  | Floor Mounted |  | Yes | HLW | 150 | Category I | 6 | 2 | 0.5 | 1.5 | No | [7 empty] | 270000 BTU/Hr |  |  |  | 100 |  | Not Applicable | On/Off | Yes, it does comply with jurisdictions having 14ng/J NOx Regulations | [6 empty] | 632 | 34 | 30.25 | 77.75 | 657 | 1456 | 28 | 60.6875 | 29.625 | 72 |  |  | 266 | 9.8125 | 53.875 |  |  |  |  | 62.875 | 52.375 | [8 empty] | 1 | 54 | 51 | ANSI Z21.10.3-2019/CSA 4.3-2019 | Yes | Yes | Yes | No | Not Applicable | [5 empty] | 40174 | COM ULN NC | 7056695
UCG100H2703X-NDD | UCG100H270 | Bradford White | 671632535286 | Active | [10 empty] | No | Not Applicable | Not Applicable | Commercial Water Heating | Water Heating.Gas | 3 | 1 |  |  |  | 238-50463-00 |  |  |  | 238-36612-00 | [6 empty] | Gas | Liquid Propane |  |  |  | Indoor |  | Floor Mounted |  | No | Not Applicable | 150 | Category I | 6 | 2 | 0.5 | 1.5 | No | [7 empty] | 270000 BTU/Hr |  |  |  | 100 |  | Not Applicable | On/Off | Not Applicable | [6 empty] | 632 | 34 | 30.25 | 77.75 | 657 | 1456 | 28 | 60.6875 | 29.625 | 72 |  |  | 266 | 9.8125 | 53.875 |  |  |  |  | 62.875 | 52.375 | [8 empty] | 1 | 54 | 51 | ANSI Z21.10.3-2019/CSA 4.3-2019 | Yes | Yes | Yes | No | Not Applicable | [5 empty] | 40174 | COM ULN NC | 7056696
UCG100H2703XA-NDD | UCG100H270A | Bradford White | 671632535453 | Active | [10 empty] | No | Not Applicable | Not Applicable | Commercial Water Heating | Water Heating.Gas | 3 | 1 |  |  |  | 238-50463-00 |  |  |  | 238-36612-00 | [6 empty] | Gas | Liquid Propane |  |  |  | Indoor |  | Floor Mounted |  | Yes | HLW | 150 | Category I | 6 | 2 | 0.5 | 1.5 | No | [7 empty] | 270000 BTU/Hr |  |  |  | 100 |  | Not Applicable | On/Off | Not Applicable | [6 empty] | 632 | 34 | 30.25 | 77.75 | 657 | 1456 | 28 | 60.6875 | 29.625 | 72 |  |  | 266 | 9.8125 | 53.875 |  |  |  |  | 62.875 | 52.375 | [8 empty] | 1 | 54 | 51 | ANSI Z21.10.3-2019/CSA 4.3-2019 | Yes | Yes | Yes | No | Not Applicable | [5 empty] | 40174 | COM ULN NC | 7056696
UCG100H2705N-NDD | UCG100H270 | Bradford White | 671632535491 | Active | [10 empty] | No | Not Applicable | Not Applicable | Commercial Water Heating | Water Heating.Gas | 5 | 1 |  |  |  | 238-50463-00 |  |  |  | 238-36612-00 | [6 empty] | Gas | Natural Gas |  |  |  | Indoor |  | Floor Mounted |  | No | Not Applicable | 150 | Category I | 6 | 2 | 0.5 | 1.5 | No | [7 empty] | 270000 BTU/Hr |  |  |  | 100 |  | Not Applicable | On/Off | Yes, it does comply with jurisdictions having 14ng/J NOx Regulations | [6 empty] | 632 | 34 | 30.25 | 77.75 | 657 | 1456 | 28 | 60.6875 | 29.625 | 72 |  |  | 266 | 9.8125 | 53.875 |  |  |  |  | 62.875 | 52.375 | [8 empty] | 1 | 54 | 51 | ANSI Z21.10.3-2019/CSA 4.3-2019 | Yes | Yes | Yes | No | Not Applicable | [5 empty] | 40174 | COM ULN NC | 7056695
UCG100H2705NA-NDD | UCG100H270A | Bradford White | 671632553396 | Active | [10 empty] | No | Not Applicable | Not Applicable | Commercial Water Heating | Water Heating.Gas | 5 | 1 |  |  |  | 238-50463-00 |  |  |  | 238-36612-00 | [6 empty] | Gas | Natural Gas |  |  |  | Indoor |  | Floor Mounted |  | Yes | HLW | 150 | Category I | 6 | 2 | 0.5 | 1.5 | No | [7 empty] | 270000 BTU/Hr |  |  |  | 100 |  | Not Applicable | On/Off | Yes, it does comply with jurisdictions having 14ng/J NOx Regulations | [6 empty] | 632 | 34 | 30.25 | 77.75 | 657 | 1456 | 28 | 60.6875 | 29.625 | 72 |  |  | 266 | 9.8125 | 53.875 |  |  |  |  | 62.875 | 52.375 | [8 empty] | 1 | 54 | 51 | ANSI Z21.10.3-2019/CSA 4.3-2019 | Yes | Yes | Yes | No | Not Applicable | [5 empty] | 40174 | COM ULN NC | 7056695
UCG100H3993N-NDD | UCG100H399 | Bradford White | 671632535149 | Active | [10 empty] | No | Not Applicable | Not Applicable | Commercial Water Heating | Water Heating.Gas | 3 | 1 |  |  |  | 238-50463-00 |  |  |  | 238-36612-00 | [6 empty] | Gas | Natural Gas |  |  |  | Indoor |  | Floor Mounted |  | No | Not Applicable | 150 | Category I | 8 | 2 | 0.75 | 1.5 | No | [7 empty] | 399999 BTU/Hr |  |  |  | 98 |  | Not Applicable | On/Off | Yes, it does comply with jurisdictions having 14ng/J NOx Regulations | [6 empty] | 657 | 34 | 30.25 | 77.75 | 683 | 1464 | 28 | 70 | 30 | 64.875 |  |  | 63.25 | 9.75 | 55.375 |  |  |  |  | 62.75 | 52.75 | [8 empty] | 1 | 54 | 51 | ANSI Z21.10.3-2019/CSA 4.3-2019 | Yes | Yes | Yes | No | Not Applicable | [5 empty] | 40174 | COM ULN NC | 7056899
UCG100H3993NA-NDD | UCG100H399A | Bradford White | 671632535163 | Active | [10 empty] | No | Not Applicable | Not Applicable | Commercial Water Heating | Water Heating.Gas | 3 | 1 |  |  |  | 238-50463-00 |  |  |  | 238-36612-00 | [6 empty] | Gas | Natural Gas |  |  |  | Indoor |  | Floor Mounted |  | Yes | HLW | 150 | Category I | 8 | 2 | 0.75 | 1.5 | No | [7 empty] | 399999 BTU/Hr |  |  |  | 98 |  | Not Applicable | On/Off | Yes, it does comply with jurisdictions having 14ng/J NOx Regulations | [6 empty] | 657 | 34 | 30.25 | 77.75 | 683 | 1464 | 28 | 70 | 30 | 64.875 |  |  | 63.25 |  | 55.375 |  |  |  |  | 62.75 | 52.75 |  | 9.75 | [6 empty] | 1 | 54 | 51 | ANSI Z21.10.3-2019/CSA 4.3-2019 | Yes | Yes | Yes | No | Not Applicable | [5 empty] | 40174 | COM ULN NC | 7056899
UCG100H3993X-NDD | UCG100H399 | Bradford White | 671632535354 | Active | [10 empty] | No | Not Applicable | Not Applicable | Commercial Water Heating | Water Heating.Gas | 3 | 1 |  |  |  | 238-50463-00 |  |  |  | 238-36612-00 | [6 empty] | Gas | Liquid Propane |  |  |  | Indoor |  | Floor Mounted |  | No | Not Applicable | 150 | Category I | 8 | 2 | 0.75 | 1.5 | No | [7 empty] | 399999 BTU/Hr |  |  |  | 98 |  | Not Applicable | On/Off | Not Applicable | [6 empty] | 657 | 34 | 30.25 | 77.75 | 683 | 1464 | 28 | 70 | 30 | 64.875 |  |  | 63.25 | 9.75 | 55.375 |  |  |  |  | 62.75 | 52.75 | [8 empty] | 1 | 54 | 51 | ANSI Z21.10.3-2019/CSA 4.3-2019 | Yes | Yes | Yes | No | Not Applicable | [5 empty] | 40174 | COM ULN NC | 7056900
UCG100H3993XA-NDD | UCG100H399A | Bradford White | 671632535378 | Active | [10 empty] | No | Not Applicable | Not Applicable | Commercial Water Heating | Water Heating.Gas | 3 | 1 |  |  |  | 238-50463-00 |  |  |  | 238-36612-00 | [6 empty] | Gas | Liquid Propane |  |  |  | Indoor |  | Floor Mounted |  | Yes | HLW | 150 | Category I | 8 | 2 | 0.75 | 1.5 | No | [7 empty] | 399999 BTU/Hr |  |  |  | 98 |  | Not Applicable | On/Off | Not Applicable | [6 empty] | 657 | 34 | 30.25 | 77.75 | 683 | 1464 | 28 | 70 | 30 | 64.875 |  |  | 63.25 |  | 55.375 |  |  |  |  | 62.75 | 52.75 |  | 9.75 | [6 empty] | 1 | 54 | 51 | ANSI Z21.10.3-2019/CSA 4.3-2019 | Yes | Yes | Yes | No | Not Applicable | [5 empty] | 40174 | COM ULN NC | 7056900
UCG100H3995N-NDD | UCG100H399 | Bradford White | 671632535507 | Active | [10 empty] | No | Not Applicable | Not Applicable | Commercial Water Heating | Water Heating.Gas | 5 | 1 |  |  |  | 238-50463-00 |  |  |  | 238-36612-00 | [6 empty] | Gas | Natural Gas |  |  |  | Indoor |  | Floor Mounted |  | No | Not Applicable | 150 | Category I | 8 | 2 | 0.75 | 1.5 | No | [7 empty] | 399999 BTU/Hr |  |  |  | 98 |  | Not Applicable | On/Off | Yes, it does comply with jurisdictions having 14ng/J NOx Regulations | [6 empty] | 657 | 34 | 30.25 | 77.75 | 683 | 1464 | 28 | 70 | 30 | 64.875 |  |  | 63.25 | 9.75 | 55.375 |  |  |  |  | 62.75 | 52.75 | [8 empty] | 1 | 54 | 51 | ANSI Z21.10.3-2019/CSA 4.3-2019 | Yes | Yes | Yes | No | Not Applicable | [5 empty] | 40174 | COM ULN NC | 7056899
UCG80H1253N-NDD | UCG80H125 | Bradford White | 671632535224 | Active | [10 empty] | No | Not Applicable | Not Applicable | Commercial Water Heating | Water Heating.Gas | 3 | 1 |  |  |  | 238-50463-00 |  |  |  | 238-36612-00 | [6 empty] | Gas | Natural Gas |  |  |  | Indoor |  | Floor Mounted |  | No | Not Applicable | 150 | Category I | 5 | 2 | 0.75 | 1.5 | No | [7 empty] | 125000 BTU/Hr |  |  |  | 80 |  | Not Applicable | On/Off | Yes, it does comply with jurisdictions having 14ng/J NOx Regulations | [6 empty] | 535 | 34 | 30.25 | 77.75 | 556 | 1194 | 28 | 61.375 | 30 | 57 |  |  | 55.75 | 9.75 | 46.9375 |  |  |  |  | 54.5 | 44.25 | [8 empty] | 1 | 54 | 51 | ANSI Z21.10.3-2019/CSA 4.3-2019 | Yes | Yes | Yes | No | Not Applicable | [5 empty] | 40174 | COM ULN NC | 8482812
UCG80H1253N-NDD-895 | UCG80H125 | Bradford White | 671632556588 | Active | The -895 indicates that this SKU comes with integrated controls and powered anodes. | [9 empty] | No | Not Applicable | Not Applicable | Commercial Water Heating | Water Heating.Gas | 3 | 1 | [7 empty] | 238-36612-00 | [6 empty] | Gas | Natural Gas |  |  |  | Indoor |  | Floor Mounted |  | No | Not Applicable | 150 | Category I | 5 | 2 | 0.75 | 1.5 | No | [7 empty] | 125000 BTU/Hr |  |  |  | 80 |  | Not Applicable | On/Off | Yes, it does comply with jurisdictions having 14ng/J NOx Regulations | [6 empty] | 535 | 34 | 30.25 | 77.75 | 556 | 1194 | 28 | 61.375 | 30 | 57 |  |  | 55.75 | 9.75 | 46.9375 |  |  |  |  | 54.5 | 44.25 | [8 empty] | 1 | 54 | 51 | ANSI Z21.10.3-2019/CSA 4.3-2019 | Yes | Yes | Yes | No | Not Applicable | [5 empty] | 40174 | COM ULN NC | 8482812
UCG80H1253NA-NDD | UCG80H125A | Bradford White | 671632535262 | Active | [10 empty] | No | Not Applicable | Not Applicable | Commercial Water Heating | Water Heating.Gas | 3 | 1 |  |  |  | 238-50463-00 |  |  |  | 238-36612-00 | [6 empty] | Gas | Natural Gas |  |  |  | Indoor |  | Floor Mounted |  | Yes | HLW | 150 | Category I | 5 | 2 | 0.75 | 1.5 | No | [7 empty] | 125000 BTU/Hr |  |  |  | 80 |  | Not Applicable | On/Off | Yes, it does comply with jurisdictions having 14ng/J NOx Regulations | [6 empty] | 535 | 34 | 30.25 | 77.75 | 556 | 1194 | 28 | 61.375 | 30 | 57 |  |  | 55.75 | 9.75 | 46.9375 |  |  |  |  | 54.3 | 44.25 | [8 empty] | 1 | 54 | 51 | ANSI Z21.10.3-2019/CSA 4.3-2019 | Yes | Yes | Yes | No | Not Applicable | [5 empty] | 40174 | COM ULN NC | 8482812
UCG80H1253X-NDD | UCG80H125 | Bradford White | 671632535385 | Active | [10 empty] | No | Not Applicable | Not Applicable | Commercial Water Heating | Water Heating.Gas | 3 | 1 |  |  |  | 238-50463-00 |  |  |  | 238-36612-00 | [6 empty] | Gas | Liquid Propane |  |  |  | Indoor |  | Floor Mounted |  | No | Not Applicable | 150 | Category I | 5 | 2 | 0.75 | 1.5 | No | [7 empty] | 125000 BTU/Hr |  |  |  | 80 |  | Not Applicable | On/Off | Not Applicable | [6 empty] | 535 | 34 | 30.25 | 77.75 | 556 | 1194 | 28 | 61.375 | 30 | 57 |  |  | 55.75 | 9.75 | 46.9375 |  |  |  |  | 54.5 | 44.25 | [8 empty] | 1 | 54 | 51 | ANSI Z21.10.3-2019/CSA 4.3-2019 | Yes | Yes | Yes | No | Not Applicable | [5 empty] | 40174 | COM ULN NC | 8482813
UCG80H1253XA-NDD | UCG80H125A | Bradford White | 671632535392 | Active | [10 empty] | No | Not Applicable | Not Applicable | Commercial Water Heating | Water Heating.Gas | 3 | 1 |  |  |  | 238-50463-00 |  |  |  | 238-36612-00 | [6 empty] | Gas | Liquid Propane |  |  |  | Indoor |  | Floor Mounted |  | Yes | HLW | 150 | Category I | 5 | 2 | 0.75 | 1.5 | No | [7 empty] | 125000 BTU/Hr |  |  |  | 80 |  | Not Applicable | On/Off | Not Applicable | [6 empty] | 535 | 34 | 30.25 | 77.75 | 556 | 1194 | 28 | 61.375 | 30 | 57 |  |  | 55.75 | 9.75 | 46.9375 |  |  |  |  | 54.3 | 44.25 | [8 empty] | 1 | 54 | 51 | ANSI Z21.10.3-2019/CSA 4.3-2019 | Yes | Yes | Yes | No | Not Applicable | [5 empty] | 40174 | COM ULN NC | 8482813
UCG80H1255N-NDD | UCG80H125 | Bradford White | 671632535477 | Active | [10 empty] | No | Not Applicable | Not Applicable | Commercial Water Heating | Water Heating.Gas | 5 | 1 |  |  |  | 238-50463-00 |  |  |  | 238-36612-00 | [6 empty] | Gas | Natural Gas |  |  |  | Indoor |  | Floor Mounted |  | No | Not Applicable | 150 | Category I | 5 | 2 | 0.75 | 1.5 | No | [7 empty] | 125000 BTU/Hr |  |  |  | 80 |  | Not Applicable | On/Off | Yes, it does comply with jurisdictions having 14ng/J NOx Regulations | [6 empty] | 535 | 34 | 30.25 | 77.75 | 556 | 1194 | 28 | 61.375 | 30 | 57 |  |  | 55.75 | 9.75 | 46.9375 |  |  |  |  | 54.5 | 44.25 | [8 empty] | 1 | 54 | 51 | ANSI Z21.10.3-2019/CSA 4.3-2019 | Yes | Yes | Yes | No | Not Applicable | [5 empty] | 40174 | COM ULN NC | 8482812
UCG80H1255NA-NDD | UCG80H125 | Bradford White | 671632551811 | Active | [10 empty] | No | Not Applicable | Not Applicable | Commercial Water Heating | Water Heating.Gas | 5 | 1 |  |  |  | 238-50463-00 |  |  |  | 238-36612-00 | [6 empty] | Gas | Natural Gas |  |  |  | Indoor |  | Floor Mounted |  | Yes | HLW | 150 | Category I | 5 | 2 | 0.75 | 1.5 | No | [7 empty] | 125000 BTU/Hr |  |  |  | 80 |  | Not Applicable | On/Off | Yes, it does comply with jurisdictions having 14ng/J NOx Regulations | [6 empty] | 535 | 34 | 30.25 | 77.75 | 556 | 1194 | 28 | 61.375 | 30 | 57 |  |  | 55.75 | 9.75 | 46.9375 |  |  |  |  | 54.5 | 44.25 | [8 empty] | 1 | 54 | 51 | ANSI Z21.10.3-2019/CSA 4.3-2019 | Yes | Yes | Yes | No | Not Applicable | [5 empty] | 40174 | COM ULN NC | 8482812
UCG80H1993N-NDD | UCG80H199 | Bradford White | 671632535170 | Active | [10 empty] | No | Not Applicable | Not Applicable | Commercial Water Heating | Water Heating.Gas | 3 | 1 |  |  |  | 238-50463-00 |  |  |  | 238-36612-00 | [6 empty] | Gas | Natural Gas |  |  |  | Indoor |  | Floor Mounted |  | No | Not Applicable | 150 | Category I | 6 | 2 | 0.5 | 1.5 | No | [7 empty] | 199999 BTU/Hr |  |  |  | 80 |  | Not Applicable | On/Off | Yes, it does comply with jurisdictions having 14ng/J NOx Regulations | [6 empty] | 535 | 34 | 30.25 | 77.75 | 556 | 1194 | 28 | 52.1875 | 32 | 63.375 |  |  | 197 | 9.1875 | 46.9375 |  |  |  |  | 54.375 | 43.9375 | [8 empty] | 1 | 54 | 51 | ANSI Z21.10.3-2019/CSA 4.3-2019 | Yes | Yes | Yes | No | Not Applicable | [5 empty] | 40174 | COM ULN NC | 8482814
UCG80H1993N-NDD-895 | UCG80H199 | Bradford White | 671632556670 | Active | The -895 indicates that this SKU comes with integrated controls and powered anodes. | [9 empty] | No | Not Applicable | Not Applicable | Commercial Water Heating | Water Heating.Gas | 3 | 1 | [7 empty] | 238-36612-00 | [6 empty] | Gas | Natural Gas |  |  |  | Indoor |  | Floor Mounted |  | No | Not Applicable | 150 | Category I | 6 | 2 | 0.5 | 1.5 | No | [7 empty] | 199999 BTU/Hr |  |  |  | 80 |  | Not Applicable | On/Off | Yes, it does comply with jurisdictions having 14ng/J NOx Regulations | [6 empty] | 535 | 34 | 30.25 | 77.75 | 556 | 1194 | 28 | 52.1875 | 32 | 63.375 |  |  | 197 | 9.1875 | 46.9375 |  |  |  |  | 54.375 | 43.9375 | [8 empty] | 1 | 54 | 51 | ANSI Z21.10.3-2019/CSA 4.3-2019 | Yes | Yes | Yes | No | Not Applicable | [5 empty] | 40174 | COM ULN NC | 8482814
UCG80H1993NA-NDD | UCG80H199A | Bradford White | 671632535194 | Active | [10 empty] | No | Not Applicable | Not Applicable | Commercial Water Heating | Water Heating.Gas | 3 | 1 |  |  |  | 238-50463-00 |  |  |  | 238-36612-00 | [6 empty] | Gas | Natural Gas |  |  |  | Indoor |  | Floor Mounted |  | Yes | HLW | 150 | Category I | 6 | 2 |  |  | No | [7 empty] | 199999 BTU/Hr |  |  |  | 80 |  | Not Applicable | On/Off | Yes, it does comply with jurisdictions having 14ng/J NOx Regulations | [6 empty] | 535 | 34 | 30.25 | 77.75 | 556 | 1194 | [23 empty] | 1 | 54 | 51 | ANSI Z21.10.3-2019/CSA 4.3-2019 | Yes | Yes | Yes | No | Not Applicable | [5 empty] | 40174 | COM ULN NC | 8482814
UCG80H1993X-NDD | UCG80H199 | Bradford White | 671632535293 | Active | [10 empty] | No | Not Applicable | Not Applicable | Commercial Water Heating | Water Heating.Gas | 3 | 1 |  |  |  | 238-50463-00 |  |  |  | 238-36612-00 | [6 empty] | Gas | Liquid Propane |  |  |  | Indoor |  | Floor Mounted |  | No | Not Applicable | 150 | Category I | 6 | 2 | 0.5 | 1.5 | No | [7 empty] | 199999 BTU/Hr |  |  |  | 80 |  | Not Applicable | On/Off | Not Applicable | [6 empty] | 535 | 34 | 30.25 | 77.75 | 556 | 1194 | 28 | 52.1875 | 32 | 63.375 |  |  | 197 | 9.1875 | 46.9375 |  |  |  |  | 54.375 | 43.9375 | [8 empty] | 1 | 54 | 51 | ANSI Z21.10.3-2019/CSA 4.3-2019 | Yes | Yes | Yes | No | Not Applicable | [5 empty] | 40174 | COM ULN NC | 8482815
UCG80H1993XA-NDD | UCG80H199A | Bradford White | 671632535361 | Active | [10 empty] | No | Not Applicable | Not Applicable | Commercial Water Heating | Water Heating.Gas | 3 | 1 |  |  |  | 238-50463-00 |  |  |  | 238-36612-00 | [6 empty] | Gas | Liquid Propane |  |  |  | Indoor |  | Floor Mounted |  | Yes | HLW | 150 | Category I | 6 | 2 |  |  | No | [7 empty] | 199999 BTU/Hr |  |  |  | 80 |  | Not Applicable | On/Off | Not Applicable | [6 empty] | 535 | 34 | 30.25 | 77.75 | 556 | 1194 | [23 empty] | 1 | 54 | 51 | ANSI Z21.10.3-2019/CSA 4.3-2019 | Yes | Yes | Yes | No | Not Applicable | [5 empty] | 40174 | COM ULN NC | 8482815
UCG80H1995N-NDD | UCG80H199 | Bradford White | 671632535514 | Active | [10 empty] | No | Not Applicable | Not Applicable | Commercial Water Heating | Water Heating.Gas | 5 | 1 |  |  |  | 238-50463-00 |  |  |  | 238-36612-00 | [6 empty] | Gas | Natural Gas |  |  |  | Indoor |  | Floor Mounted |  | No | Not Applicable | 150 | Category I | 6 | 2 | 0.5 | 1.5 | No | [7 empty] | 199999 BTU/Hr |  |  |  | 80 |  | Not Applicable | On/Off | Yes, it does comply with jurisdictions having 14ng/J NOx Regulations | [6 empty] | 535 | 34 | 30.25 | 77.75 | 556 | 1194 | 28 | 52.1875 | 32 | 63.375 |  |  | 197 | 9.1875 | 46.9375 |  |  |  |  | 54.375 | 43.9375 | [8 empty] | 1 | 54 | 51 | ANSI Z21.10.3-2019/CSA 4.3-2019 | Yes | Yes | Yes | No | Not Applicable | [5 empty] | 40174 | COM ULN NC | 8482812
UCG80H2703N-NDD | UCG80H270 | Bradford White | 671632535248 | Active | [10 empty] | No | Not Applicable | Not Applicable | Commercial Water Heating | Water Heating.Gas | 3 | 1 |  |  |  | 238-50463-00 |  |  |  | 238-36612-00 | [6 empty] | Gas | Natural Gas |  |  |  | Indoor |  | Floor Mounted |  | No | Not Applicable | 150 | Category I | 6 | 2 | 0.5 | 1.5 | No | [7 empty] | 270000 BTU/Hr |  |  |  | 80 |  | Not Applicable | On/Off | Yes, it does comply with jurisdictions having 14ng/J NOx Regulations | [6 empty] | 545 | 34 | 30.25 | 77.75 | 567 | 1204 | 28 | 46.9375 | 32 | 63.375 |  |  | 266 | 9.1875 | 46.9375 |  |  |  |  | 54.375 | 43.9375 | [8 empty] | 1 | 54 | 51 | ANSI Z21.10.3-2019/CSA 4.3-2019 | Yes | Yes | Yes | No | Not Applicable | [5 empty] | 40174 | COM ULN NC | 8482835
UCG80H2703NA-NDD | UCG80H270A | Bradford White | 671632535255 | Active | [10 empty] | No | Not Applicable | Not Applicable | Commercial Water Heating | Water Heating.Gas | 3 | 1 |  |  |  | 238-50463-00 |  |  |  | 238-36612-00 | [6 empty] | Gas | Natural Gas |  |  |  | Indoor |  | Floor Mounted |  | Yes | HLW | 150 | Category I | 6 | 2 |  |  | No | [7 empty] | 270000 BTU/Hr |  |  |  | 80 |  | Not Applicable | On/Off | Yes, it does comply with jurisdictions having 14ng/J NOx Regulations | [6 empty] | 545 | 34 | 30.25 | 77.75 | 567 | 1204 | [23 empty] | 1 | 54 | 51 | ANSI Z21.10.3-2019/CSA 4.3-2019 | Yes | Yes | Yes | No | Not Applicable | [5 empty] | 40174 | COM ULN NC | 8482835
UCG80H2703X-NDD | UCG80H270 | Bradford White | 671632535415 | Active | [10 empty] | No | Not Applicable | Not Applicable | Commercial Water Heating | Water Heating.Gas | 3 | 1 |  |  |  | 238-50463-00 |  |  |  | 238-36612-00 | [6 empty] | Gas | Liquid Propane |  |  |  | Indoor |  | Floor Mounted |  | No | Not Applicable | 150 | Category I | 6 | 2 | 0.5 | 1.5 | No | [7 empty] | 270000 BTU/Hr |  |  |  | 80 |  | Not Applicable | On/Off | Not Applicable | [6 empty] | 545 | 34 | 30.25 | 77.75 | 567 | 1204 | 28 | 46.9375 | 32 | 63.375 |  |  | 266 | 9.1875 | 46.9375 |  |  |  |  | 54.375 | 43.9375 | [8 empty] | 1 | 54 | 51 | ANSI Z21.10.3-2019/CSA 4.3-2019 | Yes | Yes | Yes | No | Not Applicable | [5 empty] | 40174 | COM ULN NC | 8482836
UCG80H2703XA-NDD | UCG80H270A | Bradford White | 671632535408 | Active | [10 empty] | No | Not Applicable | Not Applicable | Commercial Water Heating | Water Heating.Gas | 3 | 1 |  |  |  | 238-50463-00 |  |  |  | 238-36612-00 | [6 empty] | Gas | Liquid Propane |  |  |  | Indoor |  | Floor Mounted |  | Yes | HLW | 150 | Category I | 6 | 2 |  |  | No | [7 empty] | 270000 BTU/Hr |  |  |  | 80 |  | Not Applicable | On/Off | Not Applicable | [6 empty] | 545 | 34 | 30.25 | 77.75 | 567 | 1204 | [23 empty] | 1 | 54 | 51 | ANSI Z21.10.3-2019/CSA 4.3-2019 | Yes | Yes | Yes | No | Not Applicable | [5 empty] | 40174 | COM ULN NC | 8482836
UCG80H2705N-NDD | UCG80H270 | Bradford White | 671632535538 | Active | [10 empty] | No | Not Applicable | Not Applicable | Commercial Water Heating | Water Heating.Gas | 5 | 1 |  |  |  | 238-50463-00 |  |  |  | 238-36612-00 | [6 empty] | Gas | Natural Gas |  |  |  | Indoor |  | Floor Mounted |  | No | Not Applicable | 150 | Category I | 6 | 2 | 0.5 | 1.5 | No | [7 empty] | 270000 BTU/Hr |  |  |  | 80 |  | Not Applicable | On/Off | Yes, it does comply with jurisdictions having 14ng/J NOx Regulations | [6 empty] | 545 | 34 | 30.25 | 77.75 | 567 | 1204 | 28 | 46.9375 | 32 | 63.375 |  |  | 266 | 9.1875 | 46.9375 |  |  |  |  | 54.375 | 43.9375 | [8 empty] | 1 | 54 | 51 | ANSI Z21.10.3-2019/CSA 4.3-2019 | Yes | Yes | Yes | No | Not Applicable | [5 empty] | 40174 | COM ULN NC | 8482812
UCG80H3993N-NDD | UCG80H399 | Bradford White | 671632535057 | Active | [10 empty] | No | Not Applicable | Not Applicable | Commercial Water Heating | Water Heating.Gas | 3 | 1 |  |  |  | 238-50463-00 |  |  |  | 238-36612-00 | [6 empty] | Gas | Natural Gas |  |  |  | Indoor |  | Floor Mounted |  | No | Not Applicable | 150 | Category I | 8 | 3 | 0.5 | 1.5 | No | [7 empty] | 399999 BTU/Hr |  |  |  | 80 |  | Not Applicable | On/Off | Yes, it does comply with jurisdictions having 14ng/J NOx Regulations | [6 empty] | 545 | 34 | 30.25 | 77.75 | 567 | 1204 | 28 | 52.1875 | 32 | 63.375 |  |  | 384 | 9.1875 | 46.9375 |  |  |  |  | 54.375 | 43.9375 | [8 empty] | 1 | 54 | 51 | ANSI Z21.10.3-2019/CSA 4.3-2019 | Yes | Yes | Yes | No | Not Applicable | [5 empty] | 40174 | COM ULN NC | 8482837
UCG80H3993NA-NDD | UCG80H399A | Bradford White | 671632535231 | Active | [10 empty] | No | Not Applicable | Not Applicable | Commercial Water Heating | Water Heating.Gas | 3 | 1 |  |  |  | 238-50463-00 |  |  |  | 238-36612-00 | [6 empty] | Gas | Natural Gas |  |  |  | Indoor |  | Floor Mounted |  | Yes | HLW | 150 | Category I | 8 | 3 |  |  | No | [7 empty] | 399999 BTU/Hr |  |  |  | 80 |  | Not Applicable | On/Off | Yes, it does comply with jurisdictions having 14ng/J NOx Regulations | [6 empty] | 545 | 34 | 30.25 | 77.75 | 567 | 1204 | [23 empty] | 1 | 54 | 51 | ANSI Z21.10.3-2019/CSA 4.3-2019 | Yes | Yes | Yes | No | Not Applicable | [5 empty] | 40174 | COM ULN NC | 8482837
UCG80H3993X-NDD | UCG80H399 | Bradford White | 671632535439 | Active | [10 empty] | No | Not Applicable | Not Applicable | Commercial Water Heating | Water Heating.Gas | 3 | 1 |  |  |  | 238-50463-00 |  |  |  | 238-36612-00 | [6 empty] | Gas | Liquid Propane |  |  |  | Indoor |  | Floor Mounted |  | No | Not Applicable | 150 | Category I | 8 | 3 | 0.5 | 1.5 | No | [7 empty] | 399999 BTU/Hr |  |  |  | 80 |  | Not Applicable | On/Off | Not Applicable | [6 empty] | 545 | 34 | 30.25 | 77.75 | 567 | 1204 | 28 | 52.1875 | 32 | 63.375 |  |  | 384 | 9.1875 | 46.9375 |  |  |  |  | 54.375 | 43.9375 | [8 empty] | 1 | 54 | 51 | ANSI Z21.10.3-2019/CSA 4.3-2019 | Yes | Yes | Yes | No | Not Applicable | [5 empty] | 40174 | COM ULN NC | 8482838
UCG80H3993XA-NDD | UCG80H399A | Bradford White | 671632535446 | Active | [10 empty] | No | Not Applicable | Not Applicable | Commercial Water Heating | Water Heating.Gas | 3 | 1 |  |  |  | 238-50463-00 |  |  |  | 238-36612-00 | [6 empty] | Gas | Liquid Propane |  |  |  | Indoor |  | Floor Mounted |  | Yes | HLW | 150 | Category I | 8 | 3 |  |  | No | [7 empty] | 399999 BTU/Hr |  |  |  | 80 |  | Not Applicable | On/Off | Not Applicable | [6 empty] | 545 | 34 | 30.25 | 77.75 | 567 | 1204 | [23 empty] | 1 | 54 | 51 | ANSI Z21.10.3-2019/CSA 4.3-2019 | Yes | Yes | Yes | No | Not Applicable | [5 empty] | 40174 | COM ULN NC | 8482838
UCG80H3995NA-NDD | UCG80H399A | Bradford White | 671632619481 | Active | [10 empty] | No | Not Applicable | Not Applicable | Commercial Water Heating | Water Heating.Gas | 5 | 1 |  |  |  | 238-50463-00 |  |  |  | 238-36612-00 | [6 empty] | Gas | Natural Gas |  |  |  | Indoor |  | Floor Mounted |  | Yes | HLW | 150 | Category I | 8 | 3 |  |  | No | [7 empty] | 399999 BTU/Hr |  |  |  | 80 |  | Not Applicable | On/Off | Yes, it does comply with jurisdictions having 14ng/J NOx Regulations | [6 empty] | 545 | 34 | 30.25 | 77.75 | 567 | 1204 | [23 empty] | 1 | 54 | 51 | ANSI Z21.10.3-2019/CSA 4.3-2019 | Yes | Yes | Yes | No | Not Applicable | [5 empty] | 40174 | COM ULN NC | 8482812
ULG2100H803N | ULG2100H | Bradford White | 671632905690 | Active | [10 empty] | No | Not Applicable | Not Applicable | Commercial Water Heating | Water Heating.Gas | 3 | 1 |  |  |  | 238-51008-00 |  |  |  | 238-36612-00 |  | 238-50998-00 |  |  |  |  | Gas | Natural Gas |  |  |  | Indoor |  | Floor Mounted |  | No | Not Applicable | 150 | Category I | 4 |  | 0.5 | 1.25 | No | [7 empty] | 80000 BTU/Hr |  | 157 | 0.57 | 100 | 95 | Not Applicable | On/Off | Yes, it does comply with jurisdictions having 14ng/J NOx Regulations | [6 empty] | 420 | 35.5 | 30.25 | 74.75 | 437 | 1203 | 28.25 | 66.375 | 31.8125 | 72.3125 |  |  | 82 |  |  | 16 | 1.25 | 18.75 | 51.6875 | 16.5 | 60.375 | [8 empty] | 1 | 51 | 51 | ANSI Z21.10.3-2019/CSA 4.3-2019 | Yes | Yes | Yes | No | Not Applicable | [5 empty] | 40115 | COM ULN ATM LT DUTY | 200094635
ULG2100H803N-475 | ULG2100H | Bradford White | 671632128440 | Active | The ""-475"" indicates that this SKU was designed to operate in Altitudes between 2,001 feet and 7,000 feet. | [9 empty] | No | Not Applicable | Not Applicable | Commercial Water Heating | Water Heating.Gas | 3 | 1 |  |  |  | 238-51008-00 |  |  |  | 238-36612-00 |  | 238-50998-00 |  |  |  |  | Gas | Natural Gas |  |  |  | Indoor |  | Floor Mounted |  | No | Not Applicable | 150 | Category I | 4 |  | 0.5 | 1.25 | No | [7 empty] | 80000 BTU/Hr |  | 157 | 0.57 | 100 | 95 | Not Applicable | On/Off | Yes, it does comply with jurisdictions having 14ng/J NOx Regulations | [6 empty] | 420 | 35.5 | 30.25 | 74.75 | 437 | 1203 | 28.25 | 66.375 | 31.8125 | 72.3125 |  |  | 82 |  |  | 16 | 1.25 | 18.75 | 51.6875 | 16.5 | 60.375 | [8 empty] | 1 | 51 | 51 | ANSI Z21.10.3-2019/CSA 4.3-2019 | Yes | Yes | Yes | No | Not Applicable | [5 empty] | 40115 | COM ULN ATM LT DUTY | 200094635
ULG2100H805N | ULG2100H | Bradford White | 671632905706 | Active | [10 empty] | No | Not Applicable | Not Applicable | Commercial Water Heating | Water Heating.Gas | 5 | 1 |  |  |  | 238-51008-00 |  |  |  | 238-36612-00 |  | 238-50998-00 |  |  |  |  | Gas | Natural Gas |  |  |  | Indoor |  | Floor Mounted |  | No | Not Applicable | 150 | Category I | 4 |  | 0.5 | 1.25 | No | [7 empty] | 80000 BTU/Hr |  | 157 | 0.57 | 100 | 95 | Not Applicable | On/Off | Yes, it does comply with jurisdictions having 14ng/J NOx Regulations | [6 empty] | 420 | 35.5 | 30.25 | 74.75 | 437 | 1203 | 28.25 | 66.375 | 31.8125 | 72.3125 |  |  | 82 |  |  | 16 | 1.25 | 18.75 | 51.6875 | 16.5 | 60.375 | [8 empty] | 1 | 51 | 51 | ANSI Z21.10.3-2019/CSA 4.3-2019 | Yes | Yes | Yes | No | Not Applicable | [5 empty] | 40115 | COM ULN ATM LT DUTY | 200094635
ULG250H553N | ULG250H | Bradford White | 671632792948 | Active | [10 empty] | No | Not Applicable | Not Applicable | Commercial Water Heating | Water Heating.Gas | 3 | 1 |  |  |  | 238-53393-00 |  |  |  | 238-36612-00 | [6 empty] | Gas | Natural Gas |  |  |  | Indoor |  | Floor Mounted |  | No | Not Applicable | 150 | Category I | 4 |  | 0.5 | 0.75 | No | [7 empty] | 55000 BTU/Hr |  | 110 | 0.64 | 48 | 46 | Not Applicable | On/Off | Yes, it does comply with jurisdictions having 10ng/J NOx Regulations | [6 empty] | 174 | 24.5 | 23.1875 | 59.375 | 181 | 553 | 22 | 56.625 | 26.5 | 60.5 |  |  | 59 |  |  | 11 | 0.75 | 13.3125 | 49.8125 | 11.375 | 49.8125 | [8 empty] | 1 | 100 | 100 | ANSI Z21.10.1-2019/CSA 4.1-2019 | Yes | Yes | Yes | No | Not Applicable | [5 empty] | 40115 | COM ULN ATM LT DUTY | 200094386
ULG250H553N-475-264 | ULG250H | Bradford White | 671632330171 | Active | The ""-264"" indicates that this SKU comes with an Aluminum Anode Rod. | The ""-475"" indicates that this SKU was designed to operate in Altitudes between 2,001 feet and 7,000 feet. | [8 empty] | No | Not Applicable | Not Applicable | Commercial Water Heating | Water Heating.Gas | 3 | 1 |  |  |  | 238-53393-00 |  |  |  | 238-36612-00 | [6 empty] | Gas | Natural Gas |  |  |  | Indoor |  | Floor Mounted |  | No | Not Applicable | 150 | Category I | 4 |  | 0.5 | 0.75 | No | [7 empty] | 55000 BTU/Hr |  | 110 | 0.64 | 48 | 46 | Not Applicable | On/Off | Yes, it does comply with jurisdictions having 10ng/J NOx Regulations | [6 empty] | 174 | 24.5 | 23.1875 | 59.375 | 181 | 553 | 22 | 56.625 | 26.5 | 60.5 |  |  | 59 |  |  | 11 | 0.75 | 13.3125 | 49.8125 | 11.375 | 49.8125 | [8 empty] | 1 | 100 | 100 | ANSI Z21.10.1-2019/CSA 4.1-2019 | Yes | Yes | Yes | No | Not Applicable | [5 empty] | 40115 | COM ULN ATM LT DUTY | 200094386
ULG250H555N | ULG250H | Bradford White | 671632853991 | Active | [10 empty] | No | Not Applicable | Not Applicable | Commercial Water Heating | Water Heating.Gas | 5 | 1 |  |  |  | 238-53393-00 |  |  |  | 238-36612-00 | [6 empty] | Gas | Natural Gas |  |  |  | Indoor |  | Floor Mounted |  | No | Not Applicable | 150 | Category I | 4 |  | 0.5 | 0.75 | No | [7 empty] | 55000 BTU/Hr |  | 110 | 0.64 | 48 | 46 | Not Applicable | On/Off | Yes, it does comply with jurisdictions having 10ng/J NOx Regulations | [6 empty] | 174 | 24.5 | 23.1875 | 59.375 | 181 | 553 | 22 | 56.625 | 26.5 | 60.5 |  |  | 59 |  |  | 11 | 0.75 | 13.3125 | 49.8125 | 11.375 | 49.8125 | [8 empty] | 1 | 100 | 100 | ANSI Z21.10.1-2019/CSA 4.1-2019 | Yes | Yes | Yes | No | Not Applicable | [5 empty] | 40115 | COM ULN ATM LT DUTY | 200094386
ULG275H763N | ULG275H | Bradford White | 671632792955 | Active | [10 empty] | No | Not Applicable | Not Applicable | Commercial Water Heating | Water Heating.Gas | 3 | 1 |  |  |  | 238-51007-00 |  |  |  | 238-36612-00 |  | 238-50999-00 |  |  |  |  | Gas | Natural Gas |  |  |  | Indoor |  | Floor Mounted |  | No | Not Applicable | 150 | Category I | 4 |  | 0.5 | 1 | No | [7 empty] | 76000 BTU/Hr |  | 135 | 0.59 | 75 | 72 | Not Applicable | On/Off | Yes, it does comply with jurisdictions having 14ng/J NOx Regulations | [6 empty] | 259 | 31.375 | 26.9375 | 62.4375 | 269 | 853 | 26 | 60.1875 | 29.5625 | 64.75 |  |  | 74 |  |  | 11 | 1 | 16.625 | 53.3125 | 15.0625 | 53.3125 | [8 empty] | 1 | 60 | 57 | ANSI Z21.10.3-2019/CSA 4.3-2019 | Yes | Yes | Yes | No | Not Applicable | [5 empty] | 40115 | COM ULN ATM LT DUTY | 200094578
ULG275H763N-475 | ULG275H | Bradford White | 671632128372 | Active | The ""-475"" indicates that this SKU was designed to operate in Altitudes between 2,001 feet and 7,000 feet. | [9 empty] | No | Not Applicable | Not Applicable | Commercial Water Heating | Water Heating.Gas | 3 | 1 |  |  |  | 238-51007-00 |  |  |  | 238-36612-00 |  | 238-50999-00 |  |  |  |  | Gas | Natural Gas |  |  |  | Indoor |  | Floor Mounted |  | No | Not Applicable | 150 | Category I | 4 |  | 0.5 | 1 | No | [7 empty] | 76000 BTU/Hr |  | 135 | 0.59 | 75 | 72 | Not Applicable | On/Off | Yes, it does comply with jurisdictions having 14ng/J NOx Regulations | [6 empty] | 259 | 31.375 | 26.9375 | 62.4375 | 269 | 853 | 26 | 60.1875 | 29.5625 | 64.75 |  |  | 74 |  |  | 11 | 1 | 16.625 | 53.3125 | 15.0625 | 53.3125 | [8 empty] | 1 | 60 | 57 | ANSI Z21.10.3-2019/CSA 4.3-2019 | Yes | Yes | Yes | No | Not Applicable | [5 empty] | 40115 | COM ULN ATM LT DUTY | 200094578
ULG275H763N-475-264 | ULG275H | Bradford White | 671632902132 | Active | The ""-264"" indicates that this SKU comes with an Aluminum Anode Rod. | The ""-475"" indicates that this SKU was designed to operate in Altitudes between 2,001 feet and 7,000 feet. | [8 empty] | No | Not Applicable | Not Applicable | Commercial Water Heating | Water Heating.Gas | 3 | 1 |  |  |  | 238-51007-00 |  |  |  | 238-36612-00 |  | 238-50999-00 |  |  |  |  | Gas | Natural Gas |  |  |  | Indoor |  | Floor Mounted |  | No | Not Applicable | 150 | Category I | 4 |  | 0.5 | 1 | No | [7 empty] | 76000 BTU/Hr |  | 135 | 0.59 | 75 | 72 | Not Applicable | On/Off | Yes, it does comply with jurisdictions having 14ng/J NOx Regulations | [6 empty] | 259 | 31.375 | 26.9375 | 62.4375 | 269 | 853 | 26 | 60.1875 | 29.5625 | 64.75 |  |  | 74 |  |  | 11 | 1 | 16.625 | 53.3125 | 15.0625 | 53.3125 | [8 empty] | 1 | 60 | 57 | ANSI Z21.10.3-2019/CSA 4.3-2019 | Yes | Yes | Yes | No | Not Applicable | [5 empty] | 40115 | COM ULN ATM LT DUTY | 200094578
ULG275H765N | ULG275H | Bradford White | 671632890286 | Active | [10 empty] | No | Not Applicable | Not Applicable | Commercial Water Heating | Water Heating.Gas | 5 | 1 |  |  |  | 238-51007-00 |  |  |  | 238-36612-00 |  | 238-50999-00 |  |  |  |  | Gas | Natural Gas |  |  |  | Indoor |  | Floor Mounted |  | No | Not Applicable | 150 | Category I | 4 |  | 0.5 | 1 | No | [7 empty] | 76000 BTU/Hr |  | 135 | 0.59 | 75 | 72 | Not Applicable | On/Off | Yes, it does comply with jurisdictions having 14ng/J NOx Regulations | [6 empty] | 259 | 31.375 | 26.9375 | 62.4375 | 269 | 853 | 26 | 60.1875 | 29.5625 | 64.75 |  |  | 74 |  |  | 11 | 1 | 16.625 | 53.3125 | 15.0625 | 53.3125 | [8 empty] | 1 | 60 | 57 | ANSI Z21.10.3-2019/CSA 4.3-2019 | Yes | Yes | Yes | No | Not Applicable | [5 empty] | 40115 | COM ULN ATM LT DUTY | 200094578
ULG2DV50H453N-FLX | ULG2DV50H-F | Bradford White | 671632874064 | Active | [10 empty] | No | Not Applicable | Not Applicable | Commercial Water Heating | Water Heating.Gas | 3 | 1 |  |  |  | 238-51005-00 |  |  |  | 238-36612-00 | [6 empty] | Gas | Natural Gas |  |  |  | Indoor |  | Floor Mounted |  | No | Not Applicable | 150 | Category I |  |  |  |  | No | [7 empty] | 45000 BTU/Hr |  | 83 | 0.64 | 48 | 46 | Not Applicable | On/Off | Yes, it does comply with jurisdictions having 10ng/J NOx Regulations | [6 empty] | 194 | 34.875 | 22.875 | 88.5 | 202 | 573 | [23 empty] | 1 | 72 | 68 | ANSI Z21.10.1-2019/CSA 4.1-2019 | Yes | Yes | Yes | No | Not Applicable | [5 empty] | 40118 | COM ULN DV LT DUTY | 200094486
ULG2DV50H453N-OLY | ULG2DV50H-O | Bradford White | 671632796755 | Active | [10 empty] | No | Not Applicable | Not Applicable | Commercial Water Heating | Water Heating.Gas | 3 | 1 |  |  |  | 238-51005-00 |  |  |  | 238-36612-00 | [6 empty] | Gas | Natural Gas |  |  |  | Indoor |  | Floor Mounted |  | No | Not Applicable | 150 | Category I |  |  |  |  | No | [7 empty] | 45000 BTU/Hr |  | 83 | 0.64 | 48 | 46 | Not Applicable | On/Off | Yes, it does comply with jurisdictions having 10ng/J NOx Regulations | [6 empty] | 194 | 34.875 | 22.875 | 68.5 | 202 | 573 | [23 empty] | 1 | 72 | 68 | ANSI Z21.10.1-2019/CSA 4.1-2019 | Yes | Yes | Yes | No | Not Applicable | [5 empty] | 40118 | COM ULN DV LT DUTY | 200094486
ULG2DV50H453N-SLD | ULG2DV50H-S | Bradford White | 671632825981 | Active | [10 empty] | No | Not Applicable | Not Applicable | Commercial Water Heating | Water Heating.Gas | 3 | 1 |  |  |  | 238-51005-00 |  |  |  | 238-36612-00 | [6 empty] | Gas | Natural Gas |  |  |  | Indoor |  | Floor Mounted |  | No | Not Applicable | 150 | Category I |  |  |  |  | No | [7 empty] | 45000 BTU/Hr |  | 83 | 0.64 | 48 | 46 | Not Applicable | On/Off | Yes, it does comply with jurisdictions having 10ng/J NOx Regulations | [6 empty] | 194 | 34.875 | 22.875 | 88.5 | 202 | 573 | [23 empty] | 1 | 72 | 68 | ANSI Z21.10.1-2019/CSA 4.1-2019 | Yes | Yes | Yes | No | Not Applicable | [5 empty] | 40118 | COM ULN DV LT DUTY | 200094486
ULG2PDV50H503N | ULG2PDV50H | Bradford White | 671632796724 | Active | [10 empty] | No | Not Applicable | Not Applicable | Commercial Water Heating | Water Heating.Gas | 3 | 1 |  |  |  | 238-51006-00 |  |  |  | 238-36612-00 |  | 238-48838-00 |  |  |  |  | Gas | Natural Gas |  |  |  | Indoor |  | Floor Mounted |  | No | Not Applicable | 150 | Category I | 4 | 3 | 0.5 | 0.75 | No | [7 empty] | 50000 BTU/Hr |  | 82 | 0.68 | 48 | 46 | Not Applicable | On/Off | Yes, it does comply with jurisdictions having 10ng/J NOx Regulations | [6 empty] | 202 | 31.125 | 22.625 | 71 | 210 | 581 | 22 | 59.6875 | 31.6875 | 67.3125 |  |  | 48 |  |  | 11 |  |  |  | 13.875 | 52.25 | [8 empty] | 1 | 80 | 76 | ANSI Z21.10.1-2019/CSA 4.1-2019 | Yes | Yes | Yes | No | Not Applicable | [5 empty] | 40117 | COM ULN PDV LT DUTY | 200094462
ULG2PDV50H503N-475 | ULG2PDV50H | Bradford White | 671632648788 | Active | The ""-475"" indicates that this SKU was designed to operate in Altitudes between 2,001 feet and 7,000 feet. | [9 empty] | No | Not Applicable | Not Applicable | Commercial Water Heating | Water Heating.Gas | 3 | 1 |  |  |  | 238-51006-00 |  |  |  | 238-36612-00 |  | 238-48838-00 |  |  |  |  | Gas | Natural Gas |  |  |  | Indoor |  | Floor Mounted |  | No | Not Applicable | 150 | Category I | 4 | 3 | 0.5 | 0.75 | No | [7 empty] | 50000 BTU/Hr |  | 82 | 0.68 | 48 | 46 | Not Applicable | On/Off | Yes, it does comply with jurisdictions having 10ng/J NOx Regulations | [6 empty] | 202 | 31.125 | 22.625 | 71 | 210 | 581 | 22 | 59.6875 | 31.6875 | 67.3125 |  |  | 48 |  |  | 11 |  |  |  | 13.875 | 52.25 | [8 empty] | 1 | 80 | 76 | ANSI Z21.10.1-2019/CSA 4.1-2019 | Yes | Yes | Yes | No | Not Applicable | [5 empty] | 40117 | COM ULN PDV LT DUTY | 200094462
ULG2PDV50H503N-475-264 | ULG2PDV50H | Bradford White | 671632901654 | Active | The ""-264"" indicates that this SKU comes with an Aluminum Anode Rod. | The ""-475"" indicates that this SKU was designed to operate in Altitudes between 2,001 feet and 7,000 feet. | [8 empty] | No | Not Applicable | Not Applicable | Commercial Water Heating | Water Heating.Gas | 3 | 1 |  |  |  | 238-51006-00 |  |  |  | 238-36612-00 |  | 238-48838-00 |  |  |  |  | Gas | Natural Gas |  |  |  | Indoor |  | Floor Mounted |  | No | Not Applicable | 150 | Category I | 4 | 3 | 0.5 | 0.75 | No | [7 empty] | 50000 BTU/Hr |  | 82 | 0.68 | 48 | 46 | Not Applicable | On/Off | Yes, it does comply with jurisdictions having 10ng/J NOx Regulations | [6 empty] | 202 | 31.125 | 22.625 | 71 | 210 | 581 | 22 | 59.6875 | 31.6875 | 67.3125 |  |  | 48 |  |  | 11 |  |  |  | 13.875 | 52.25 | [8 empty] | 1 | 80 | 76 | ANSI Z21.10.1-2019/CSA 4.1-2019 | Yes | Yes | Yes | No | Not Applicable | [5 empty] | 40117 | COM ULN PDV LT DUTY | 200094462
ULG2PDV50H505N | ULG2PDV50H | Bradford White | 671632859290 | Active | [10 empty] | No | Not Applicable | Not Applicable | Commercial Water Heating | Water Heating.Gas | 5 | 1 |  |  |  | 238-51006-00 |  |  |  | 238-36612-00 |  | 238-48838-00 |  |  |  |  | Gas | Natural Gas |  |  |  | Indoor |  | Floor Mounted |  | No | Not Applicable | 150 | Category I | 4 | 3 | 0.5 | 0.75 | No | [7 empty] | 50000 BTU/Hr |  | 82 | 0.68 | 48 | 46 | Not Applicable | On/Off | Yes, it does comply with jurisdictions having 10ng/J NOx Regulations | [6 empty] | 202 | 31.125 | 22.625 | 71 | 210 | 581 | 22 | 59.6875 | 31.6875 | 67.3125 |  |  | 48 |  |  | 11 |  |  |  | 13.875 | 52.25 | [8 empty] | 1 | 80 | 76 | ANSI Z21.10.1-2019/CSA 4.1-2019 | Yes | Yes | Yes | No | Not Applicable | [5 empty] | 40117 | COM ULN PDV LT DUTY | 200094462
ULG2PV50H563N19 | ULG2PV50H | Bradford White | 671632562534 | Active | [10 empty] | No | Not Applicable | Not Applicable | Commercial Water Heating | Water Heating.Gas | 3 | 1 |  |  |  | 238-54635-00 |  |  |  | 238-36612-00 | [6 empty] | Gas | Natural Gas |  |  |  | Indoor |  | Floor Mounted |  | No | Not Applicable | 150 | Category III | 6 |  | 0.5 | 0.75 | No | [7 empty] | 56000 BTU/Hr |  | 107 | 0.68 | 48 | 46 | Not Applicable | On/Off | Yes, it does comply with jurisdictions having 10ng/J NOx Regulations | [6 empty] | 184 | 27.625 | 22.75 | 67.75 | 191 | 563 | 22 | 56.625 | 28.3125 | 64.75 | 61.0625 |  | 54 |  |  | 11 | 0.75 | 13.3125 | 49.8125 | 13.875 | 49.8125 | [8 empty] | 1 | 88 | 84 | ANSI Z21.10.1-2019/CSA 4.1-2019 | Yes | Yes | Yes | No | Not Applicable | [5 empty] | 40125 | COM ULN PV LT DUTY | 208157153
ULG2PV50H563N19-264 | ULG2PV50H | Bradford White | 671632562510 | Active | The ""-264"" indicates that this SKU comes with an Aluminum Anode Rod. | [9 empty] | No | Not Applicable | Not Applicable | Commercial Water Heating | Water Heating.Gas | 3 | 1 |  |  |  | 238-54635-00 |  |  |  | 238-36612-00 | [6 empty] | Gas | Natural Gas |  |  |  | Indoor |  | Floor Mounted |  | No | Not Applicable | 150 | Category III | 6 |  | 0.5 | 0.75 | No | [7 empty] | 56000 BTU/Hr |  | 107 | 0.68 | 48 | 46 | Not Applicable | On/Off | Yes, it does comply with jurisdictions having 10ng/J NOx Regulations | [6 empty] | 184 | 27.625 | 22.75 | 67.75 | 191 | 563 | 22 | 56.625 | 28.3125 | 64.75 | 61.0625 |  | 54 |  |  | 11 | 0.75 | 13.3125 | 49.8125 | 13.875 | 49.8125 | [8 empty] | 1 | 88 | 84 | ANSI Z21.10.1-2019/CSA 4.1-2019 | Yes | Yes | Yes | No | Not Applicable | [5 empty] | 40125 | COM ULN PV LT DUTY | 208157153
ULG2PV50H565N19 | ULG2PV50H | Bradford White | 671632562602 | Active | [10 empty] | No | Not Applicable | Not Applicable | Commercial Water Heating | Water Heating.Gas | 5 | 1 |  |  |  | 238-54635-00 |  |  |  | 238-36612-00 | [6 empty] | Gas | Natural Gas |  |  |  | Indoor |  | Floor Mounted |  | No | Not Applicable | 150 | Category III | 6 |  | 0.5 | 0.75 | No | [7 empty] | 56000 BTU/Hr |  | 107 | 0.68 | 48 | 46 | Not Applicable | On/Off | Yes, it does comply with jurisdictions having 10ng/J NOx Regulations | [6 empty] | 184 | 27.625 | 22.75 | 67.75 | 191 | 563 | 22 | 56.625 | 28.3125 | 64.75 | 61.0625 |  | 54 |  |  | 11 | 0.75 | 13.3125 | 49.8125 | 13.875 | 49.8125 | [8 empty] | 1 | 88 | 84 | ANSI Z21.10.1-2019/CSA 4.1-2019 | Yes | Yes | Yes | No | Not Applicable | [5 empty] | 40125 | COM ULN PV LT DUTY | 208157153
ULG2PV75H763N19 | ULG2PV75H | Bradford White | 671632561971 | Active | [10 empty] | No | Not Applicable | Not Applicable | Commercial Water Heating | Water Heating.Gas | 3 | 1 |  |  |  | 238-54636-00 |  |  |  | 238-36612-00 | [6 empty] | Gas | Natural Gas |  |  |  | Indoor |  | Floor Mounted |  | No | Not Applicable | 150 | Category III | 4 |  | 0.5 | 0.75 | No | [7 empty] | 76000 BTU/Hr |  | 121 | 0.69 | 75 | 72 | Not Applicable | On/Off | Yes, it does comply with jurisdictions having 14ng/J NOx Regulations | [6 empty] | 265 | 31.375 | 26.875 | 69.4375 | 276 | 859 | 26 | 59.5625 | 32.3125 | 67.6875 | 64 |  | 74 |  |  | 11 | 0.75 | 16.625 | 51.875 | 13.875 | 51.875 | [8 empty] | 1 | 60 | 57 | ANSI Z21.10.3-2019/CSA 4.3-2019 | Yes | Yes | Yes | No | Not Applicable | [5 empty] | 40125 | COM ULN PV LT DUTY | 208157069
ULG2PV75H763N19-264 | ULG2PV75H | Bradford White | 671632561940 | Active | The ""-264"" indicates that this SKU comes with an Aluminum Anode Rod. | [9 empty] | No | Not Applicable | Not Applicable | Commercial Water Heating | Water Heating.Gas | 3 | 1 |  |  |  | 238-54636-00 |  |  |  | 238-36612-00 | [6 empty] | Gas | Natural Gas |  |  |  | Indoor |  | Floor Mounted |  | No | Not Applicable | 150 | Category III | 4 |  | 0.5 | 0.75 | No | [7 empty] | 76000 BTU/Hr |  | 121 | 0.69 | 75 | 72 | Not Applicable | On/Off | Yes, it does comply with jurisdictions having 14ng/J NOx Regulations | [6 empty] | 265 | 31.375 | 26.875 | 69.4375 | 276 | 859 | 26 | 59.5625 | 32.3125 | 67.6875 | 64 |  | 74 |  |  | 11 | 0.75 | 16.625 | 51.875 | 13.875 | 51.875 | [8 empty] | 1 | 60 | 57 | ANSI Z21.10.3-2019/CSA 4.3-2019 | Yes | Yes | Yes | No | Not Applicable | [5 empty] | 40125 | COM ULN PV LT DUTY | 208157069
URG130T10N | URG130T | Bradford White | 671632320783 | Active | [10 empty] | No | Not Applicable | Not Applicable | Residential Water Heating | Water Heating.Gas | 10 | 6 |  |  |  | 238-53393-00 |  |  |  | 238-39699-00 | [6 empty] | Gas | Natural Gas |  |  |  | Indoor |  | Floor Mounted |  | No | Not Applicable | 150 | Category I | 3 |  | 0.5 | 0.75 | No | [7 empty] | 27000 BTU/Hr |  | 46 | 0.54 | 30 | 29 | Not Applicable | On/Off | Yes, it does comply with jurisdictions having 10ng/J NOx Regulations | [6 empty] | 109 | 21.5 | 17 | 57.75 | 113 | 348 | 16 | 56.375 | 20.0625 | 59.9687 |  |  | 57.0625 |  |  | 8 |  |  |  | 11.4375 | 50.1562 | [8 empty] | 1 | 145 | 260 | ANSI Z21.10.1-2019/CSA 4.1-2019 | Yes | Yes | Yes | No | Not Applicable | [5 empty] | 10122 | RES ULN ATM | 200094511
URG130T10N-394 | URG130T | Bradford White | 671632999385 | Active | The ""-394"" indicates that this SKU comes with a Top T&P Location. | [9 empty] | No | Not Applicable | Not Applicable | Residential Water Heating | Water Heating.Gas | 10 | 6 |  |  |  | 238-53393-00 |  |  |  | 238-39699-00 | [6 empty] | Gas | Natural Gas |  |  |  | Indoor |  | Floor Mounted |  | No | Not Applicable | 150 | Category I | 3 |  | 0.5 | 0.75 | No | [7 empty] | 27000 BTU/Hr |  | 46 | 0.54 | 30 | 29 | Not Applicable | On/Off | Yes, it does comply with jurisdictions having 10ng/J NOx Regulations | [6 empty] | 109 | 21.5 | 17 | 57.75 | 113 | 348 | 16 | 56.375 | 20.0625 | 59.9687 |  |  | 57.0625 |  |  | 8 |  |  |  | 11.4375 | 50.1562 | [8 empty] | 1 | 145 | 260 | ANSI Z21.10.1-2019/CSA 4.1-2019 | Yes | Yes | Yes | No | Not Applicable | [5 empty] | 10122 | RES ULN ATM | 200094511
URG130T6N | URG130T | Bradford White | 671632138715 | Active | [10 empty] | No | Not Applicable | Not Applicable | Residential Water Heating | Water Heating.Gas | 6 | 6 |  |  |  | 238-53393-00 |  |  |  | 238-39699-00 | [6 empty] | Gas | Natural Gas |  |  |  | Indoor |  | Floor Mounted |  | No | Not Applicable | 150 | Category I | 3 |  | 0.5 | 0.75 | No | [7 empty] | 27000 BTU/Hr |  | 46 | 0.54 | 30 | 29 | Not Applicable | On/Off | Yes, it does comply with jurisdictions having 10ng/J NOx Regulations | [6 empty] | 109 | 21.5 | 17 | 57.75 | 113 | 348 | 16 | 56.375 | 20.0625 | 59.9687 |  |  | 57.0625 |  |  | 8 |  |  |  | 11.4375 | 50.1562 | [8 empty] | 1 | 145 | 260 | ANSI Z21.10.1-2019/CSA 4.1-2019 | Yes | Yes | Yes | No | Not Applicable | [5 empty] | 10122 | RES ULN ATM | 200094511
URG130T6N-394 | URG130T | Bradford White | 671632818976 | Active | The ""-394"" indicates that this SKU comes with a Top T&P Location. | [9 empty] | No | Not Applicable | Not Applicable | Residential Water Heating | Water Heating.Gas | 6 | 6 |  |  |  | 238-53393-00 |  |  |  | 238-39699-00 | [6 empty] | Gas | Natural Gas |  |  |  | Indoor |  | Floor Mounted |  | No | Not Applicable | 150 | Category I | 3 |  | 0.5 | 0.75 | No | [7 empty] | 27000 BTU/Hr |  | 46 | 0.54 | 30 | 29 | Not Applicable | On/Off | Yes, it does comply with jurisdictions having 10ng/J NOx Regulations | [6 empty] | 109 | 21.5 | 17 | 57.75 | 113 | 348 | 16 | 56.375 | 20.0625 | 59.9687 |  |  | 57.0625 |  |  | 8 |  |  |  | 11.4375 | 50.1562 | [8 empty] | 1 | 145 | 260 | ANSI Z21.10.1-2019/CSA 4.1-2019 | Yes | Yes | Yes | No | Not Applicable | [5 empty] | 10122 | RES ULN ATM | 200094511
URG130T6N-394-264 | URG130T | Bradford White | 671632672974 | Active | The ""-264"" indicates that this SKU comes with an Aluminum Anode Rod. | The ""-394"" indicates that this SKU comes with a Top T&P Location. | [8 empty] | No | Not Applicable | Not Applicable | Residential Water Heating | Water Heating.Gas | 6 | 6 |  |  |  | 238-53393-00 |  |  |  | 238-39699-00 | [6 empty] | Gas | Natural Gas |  |  |  | Indoor |  | Floor Mounted |  | No | Not Applicable | 150 | Category I | 3 |  | 0.5 | 0.75 | No | [7 empty] | 27000 BTU/Hr |  | 46 | 0.54 | 30 | 29 | Not Applicable | On/Off | Yes, it does comply with jurisdictions having 10ng/J NOx Regulations | [6 empty] | 109 | 21.5 | 17 | 57.75 | 113 | 348 | 16 | 56.375 | 20.0625 | 59.9687 |  |  | 57.0625 |  |  | 8 |  |  |  | 11.4375 | 50.1562 | [8 empty] | 1 | 145 | 260 | ANSI Z21.10.1-2019/CSA 4.1-2019 | Yes | Yes | Yes | No | Not Applicable | [5 empty] | 10122 | RES ULN ATM | 200094511
URG130T6N-394-475 | URG130T | Bradford White | 671632822973 | Active | The ""-394"" indicates that this SKU comes with a Top T&P Location. | The ""-475"" indicates that this SKU was designed to operate in Altitudes between 2,001 feet and 7,000 feet. | [8 empty] | No | Not Applicable | Not Applicable | Residential Water Heating | Water Heating.Gas | 6 | 6 |  |  |  | 238-53393-00 |  |  |  | 238-39699-00 | [6 empty] | Gas | Natural Gas |  |  |  | Indoor |  | Floor Mounted |  | No | Not Applicable | 150 | Category I | 3 |  | 0.5 | 0.75 | No | [7 empty] | 32000 BTU/Hr |  | 46 | 0.54 | 30 | 29 | Not Applicable | On/Off | Yes, it does comply with jurisdictions having 10ng/J NOx Regulations | [6 empty] | 109 | 21.5 | 17 | 57.75 | 113 | 348 | 16 | 56.375 | 20.0625 | 59.9687 |  |  | 57.0625 |  |  | 8 |  |  |  | 11.4375 | 50.1562 | [8 empty] | 1 | 145 | 260 | ANSI Z21.10.1-2019/CSA 4.1-2019 | Yes | Yes | Yes | No | Not Applicable | [5 empty] | 10122 | RES ULN ATM | 200094511
URG130T6N-394-475-264 | URG130T | Bradford White | 671632902774 | Active | The ""-264"" indicates that this SKU comes with an Aluminum Anode Rod. | The ""-394"" indicates that this SKU comes with a Top T&P Location. | The ""-475"" indicates that this SKU was designed to operate in Altitudes between 2,001 feet and 7,000 feet. | [7 empty] | No | Not Applicable | Not Applicable | Residential Water Heating | Water Heating.Gas | 6 | 6 |  |  |  | 238-53393-00 |  |  |  | 238-39699-00 | [6 empty] | Gas | Natural Gas |  |  |  | Indoor |  | Floor Mounted |  | No | Not Applicable | 150 | Category I | 3 |  | 0.5 | 0.75 | No | [7 empty] | 32000 BTU/Hr |  | 46 | 0.54 | 30 | 29 | Not Applicable | On/Off | Yes, it does comply with jurisdictions having 10ng/J NOx Regulations | [6 empty] | 109 | 21.5 | 17 | 57.75 | 113 | 348 | 16 | 56.375 | 20.0625 | 59.9687 |  |  | 57.0625 |  |  | 8 |  |  |  | 11.4375 | 50.1562 | [8 empty] | 1 | 145 | 260 | ANSI Z21.10.1-2019/CSA 4.1-2019 | Yes | Yes | Yes | No | Not Applicable | [5 empty] | 10122 | RES ULN ATM | 200094511
URG130T6N-475-264 | URG130T | Bradford White | 671632143450 | Active | The ""-264"" indicates that this SKU comes with an Aluminum Anode Rod. | The ""-475"" indicates that this SKU was designed to operate in Altitudes between 2,001 feet and 7,000 feet. | [8 empty] | No | Not Applicable | Not Applicable | Residential Water Heating | Water Heating.Gas | 6 | 6 |  |  |  | 238-53393-00 |  |  |  | 238-39699-00 | [6 empty] | Gas | Natural Gas |  |  |  | Indoor |  | Floor Mounted |  | No | Not Applicable | 150 | Category I | 3 |  | 0.5 | 0.75 | No | [7 empty] | 27000 BTU/Hr |  | 46 | 0.54 | 30 | 29 | Not Applicable | On/Off | Yes, it does comply with jurisdictions having 10ng/J NOx Regulations | [6 empty] | 109 | 21.5 | 17 | 57.75 | 113 | 348 | 16 | 56.375 | 20.0625 | 59.9687 |  |  | 57.0625 |  |  | 8 |  |  |  | 11.4375 | 50.1562 | [8 empty] | 1 | 145 | 260 | ANSI Z21.10.1-2019/CSA 4.1-2019 | Yes | Yes | Yes | No | Not Applicable | [5 empty] | 10122 | RES ULN ATM | 200094511
URG130T6N-506 | URG130T | Bradford White | 671632672981 | Active | The ""-506"" indicates that this SKU comes with an A420 Aluminum Anode Rod. | [9 empty] | No | Not Applicable | Not Applicable | Residential Water Heating | Water Heating.Gas | 6 | 6 |  |  |  | 238-53393-00 |  |  |  | 238-39699-00 | [6 empty] | Gas | Natural Gas |  |  |  | Indoor |  | Floor Mounted |  | No | Not Applicable | 150 | Category I | 3 |  | 0.5 | 0.75 | No | [7 empty] | 27000 BTU/Hr |  | 46 | 0.54 | 30 | 29 | Not Applicable | On/Off | Yes, it does comply with jurisdictions having 10ng/J NOx Regulations | [6 empty] | 109 | 21.5 | 17 | 57.75 | 113 | 348 | 16 | 56.375 | 20.0625 | 59.9687 |  |  | 57.0625 |  |  | 8 |  |  |  | 11.4375 | 50.1562 | [8 empty] | 1 | 145 | 260 | ANSI Z21.10.1-2019/CSA 4.1-2019 | Yes | Yes | Yes | No | Not Applicable | [5 empty] | 10122 | RES ULN ATM | 200094511
URG140T10N | URG140T | Bradford White | 671632000036 | Active | [10 empty] | No | Not Applicable | Not Applicable | Residential Water Heating | Water Heating.Gas | 10 | 6 |  |  |  | 238-53393-00 |  |  |  | 238-39699-00 | [6 empty] | Gas | Natural Gas |  |  |  | Indoor |  | Floor Mounted |  | No | Not Applicable | 150 | Category I | 3 |  | 0.5 | 0.75 | No | [7 empty] | 34000 BTU/Hr |  | 64 | 0.59 | 40 | 38 | Not Applicable | On/Off | Yes, it does comply with jurisdictions having 10ng/J NOx Regulations | [6 empty] | 126 | 23.375 | 19 | 60.25 | 131 | 439 | 18 | 57.9375 | 22.1875 | 61.5 |  |  | 37 |  |  | 8 |  |  |  | 11.4375 | 59.5 | [8 empty] | 1 | 135 | 235 | ANSI Z21.10.1-2019/CSA 4.1-2019 | Yes | Yes | Yes | No | Not Applicable | [5 empty] | 10122 | RES ULN ATM | 200094515
URG140T10N-394 | URG140T | Bradford White | 671632855650 | Active | The ""-394"" indicates that this SKU comes with a Top T&P Location. | [9 empty] | No | Not Applicable | Not Applicable | Residential Water Heating | Water Heating.Gas | 10 | 6 |  |  |  | 238-53393-00 |  |  |  | 238-39699-00 | [6 empty] | Gas | Natural Gas |  |  |  | Indoor |  | Floor Mounted |  | No | Not Applicable | 150 | Category I | 3 |  | 0.5 | 0.75 | No | [7 empty] | 34000 BTU/Hr |  | 64 | 0.59 | 40 | 38 | Not Applicable | On/Off | Yes, it does comply with jurisdictions having 10ng/J NOx Regulations | [6 empty] | 126 | 23.375 | 19 | 60.25 | 131 | 439 | 18 | 57.9375 | 22.1875 | 61.5 |  |  | 37 |  |  | 8 |  |  |  | 11.4375 | 59.5 | [8 empty] | 1 | 135 | 235 | ANSI Z21.10.1-2019/CSA 4.1-2019 | Yes | Yes | Yes | No | Not Applicable | [5 empty] | 10122 | RES ULN ATM | 200094515
URG140T6N | URG140T | Bradford White | 671632138722 | Active | [10 empty] | No | Not Applicable | Not Applicable | Residential Water Heating | Water Heating.Gas | 6 | 6 |  |  |  | 238-53393-00 |  |  |  | 238-39699-00 | [6 empty] | Gas | Natural Gas |  |  |  | Indoor |  | Floor Mounted |  | No | Not Applicable | 150 | Category I | 3 |  | 0.5 | 0.75 | No | [7 empty] | 34000 BTU/Hr |  | 64 | 0.59 | 40 | 38 | Not Applicable | On/Off | Yes, it does comply with jurisdictions having 10ng/J NOx Regulations | [6 empty] | 126 | 23.375 | 19 | 60.25 | 131 | 439 | 18 | 57.9375 | 22.1875 | 61.5 |  |  | 37 |  |  | 8 |  |  |  | 11.4375 | 59.5 | [8 empty] | 1 | 135 | 235 | ANSI Z21.10.1-2019/CSA 4.1-2019 | Yes | Yes | Yes | No | Not Applicable | [5 empty] | 10122 | RES ULN ATM | 200094515
URG140T6N-264 | URG140T | Bradford White | 671632672998 | Active | The ""-264"" indicates that this SKU comes with an Aluminum Anode Rod. | [9 empty] | No | Not Applicable | Not Applicable | Residential Water Heating | Water Heating.Gas | 6 | 6 |  |  |  | 238-53393-00 |  |  |  | 238-39699-00 | [6 empty] | Gas | Natural Gas |  |  |  | Indoor |  | Floor Mounted |  | No | Not Applicable | 150 | Category I | 3 |  | 0.5 | 0.75 | No | [7 empty] | 34000 BTU/Hr |  | 64 | 0.59 | 40 | 38 | Not Applicable | On/Off | Yes, it does comply with jurisdictions having 10ng/J NOx Regulations | [6 empty] | 126 | 23.375 | 19 | 60.25 | 131 | 439 | 18 | 57.9375 | 22.1875 | 61.5 |  |  | 37 |  |  | 8 |  |  |  | 11.4375 | 59.5 | [8 empty] | 1 | 135 | 235 | ANSI Z21.10.1-2019/CSA 4.1-2019 | Yes | Yes | Yes | No | Not Applicable | [5 empty] | 10122 | RES ULN ATM | 200094515
URG140T6N-394 | URG140T | Bradford White | 671632819027 | Active | The ""-394"" indicates that this SKU comes with a Top T&P Location. | [9 empty] | No | Not Applicable | Not Applicable | Residential Water Heating | Water Heating.Gas | 6 | 6 |  |  |  | 238-53393-00 |  |  |  | 238-39699-00 | [6 empty] | Gas | Natural Gas |  |  |  | Indoor |  | Floor Mounted |  | No | Not Applicable | 150 | Category I | 3 |  | 0.5 | 0.75 | No | [7 empty] | 34000 BTU/Hr |  | 64 | 0.59 | 40 | 38 | Not Applicable | On/Off | Yes, it does comply with jurisdictions having 10ng/J NOx Regulations | [6 empty] | 126 | 23.375 | 19 | 60.25 | 131 | 439 | 18 | 57.9375 | 22.1875 | 61.5 |  |  | 37 |  |  | 8 |  |  |  | 11.4375 | 59.5 | [8 empty] | 1 | 135 | 235 | ANSI Z21.10.1-2019/CSA 4.1-2019 | Yes | Yes | Yes | No | Not Applicable | [5 empty] | 10122 | RES ULN ATM | 200094515
URG140T6N-394-264 | URG140T | Bradford White | 671632322701 | Active | The ""-264"" indicates that this SKU comes with an Aluminum Anode Rod. | The ""-394"" indicates that this SKU comes with a Top T&P Location. | [8 empty] | No | Not Applicable | Not Applicable | Residential Water Heating | Water Heating.Gas | 6 | 6 |  |  |  | 238-53393-00 |  |  |  | 238-39699-00 | [6 empty] | Gas | Natural Gas |  |  |  | Indoor |  | Floor Mounted |  | No | Not Applicable | 150 | Category I | 3 |  | 0.5 | 0.75 | No | [7 empty] | 34000 BTU/Hr |  | 64 | 0.59 | 40 | 38 | Not Applicable | On/Off | Yes, it does comply with jurisdictions having 10ng/J NOx Regulations | [6 empty] | 126 | 23.375 | 19 | 60.25 | 131 | 439 | 18 | 57.9375 | 22.1875 | 61.5 |  |  | 37 |  |  | 8 |  |  |  | 11.4375 | 59.5 | [8 empty] | 1 | 135 | 235 | ANSI Z21.10.1-2019/CSA 4.1-2019 | Yes | Yes | Yes | No | Not Applicable | [5 empty] | 10122 | RES ULN ATM | 200094515
URG140T6N-394-475 | URG140T | Bradford White | 671632822980 | Active | The ""-394"" indicates that this SKU comes with a Top T&P Location. | The ""-475"" indicates that this SKU was designed to operate in Altitudes between 2,001 feet and 7,000 feet. | [8 empty] | No | Not Applicable | Not Applicable | Residential Water Heating | Water Heating.Gas | 6 | 6 |  |  |  | 238-53393-00 |  |  |  | 238-39699-00 | [6 empty] | Gas | Natural Gas |  |  |  | Indoor |  | Floor Mounted |  | No | Not Applicable | 150 | Category I | 3 |  | 0.5 | 0.75 | No | [7 empty] | 34000 BTU/Hr |  | 64 | 0.59 | 40 | 38 | Not Applicable | On/Off | Yes, it does comply with jurisdictions having 10ng/J NOx Regulations | [6 empty] | 126 | 23.375 | 19 | 60.25 | 131 | 439 | 18 | 57.9375 | 22.1875 | 61.5 |  |  | 37 |  |  | 8 |  |  |  | 11.4375 | 59.5 | [8 empty] | 1 | 135 | 235 | ANSI Z21.10.1-2019/CSA 4.1-2019 | Yes | Yes | Yes | No | Not Applicable | [5 empty] | 10122 | RES ULN ATM | 200094515
URG140T6N-394-475-264 | URG140T | Bradford White | 671632902118 | Active | The ""-264"" indicates that this SKU comes with an Aluminum Anode Rod. | The ""-394"" indicates that this SKU comes with a Top T&P Location. | The ""-475"" indicates that this SKU was designed to operate in Altitudes between 2,001 feet and 7,000 feet. | [7 empty] | No | Not Applicable | Not Applicable | Residential Water Heating | Water Heating.Gas | 6 | 6 |  |  |  | 238-53393-00 |  |  |  | 238-39699-00 | [6 empty] | Gas | Natural Gas |  |  |  | Indoor |  | Floor Mounted |  | No | Not Applicable | 150 | Category I | 3 |  | 0.5 | 0.75 | No | [7 empty] | 34000 BTU/Hr |  | 64 | 0.59 | 40 | 38 | Not Applicable | On/Off | Yes, it does comply with jurisdictions having 10ng/J NOx Regulations | [6 empty] | 126 | 23.375 | 19 | 60.25 | 131 | 439 | 18 | 57.9375 | 22.1875 | 61.5 |  |  | 37 |  |  | 8 |  |  |  | 11.4375 | 59.5 | [8 empty] | 1 | 135 | 235 | ANSI Z21.10.1-2019/CSA 4.1-2019 | Yes | Yes | Yes | No | Not Applicable | [5 empty] | 10122 | RES ULN ATM | 200094515
URG140T6N-475-264 | URG140T | Bradford White | 671632143467 | Active | The ""-264"" indicates that this SKU comes with an Aluminum Anode Rod. | The ""-475"" indicates that this SKU was designed to operate in Altitudes between 2,001 feet and 7,000 feet. | [8 empty] | No | Not Applicable | Not Applicable | Residential Water Heating | Water Heating.Gas | 6 | 6 |  |  |  | 238-53393-00 |  |  |  | 238-39699-00 | [6 empty] | Gas | Natural Gas |  |  |  | Indoor |  | Floor Mounted |  | No | Not Applicable | 150 | Category I | 3 |  | 0.5 | 0.75 | No | [7 empty] | 34000 BTU/Hr |  | 64 | 0.59 | 40 | 38 | Not Applicable | On/Off | Yes, it does comply with jurisdictions having 10ng/J NOx Regulations | [6 empty] | 126 | 23.375 | 19 | 60.25 | 131 | 439 | 18 | 57.9375 | 22.1875 | 61.5 |  |  | 37 |  |  | 8 |  |  |  | 11.4375 | 59.5 | [8 empty] | 1 | 135 | 235 | ANSI Z21.10.1-2019/CSA 4.1-2019 | Yes | Yes | Yes | No | Not Applicable | [5 empty] | 10122 | RES ULN ATM | 200094515
URG140T6N-506 | URG140T | Bradford White | 671632673070 | Active | The ""-506"" indicates that this SKU comes with an A420 Aluminum Anode Rod. | [9 empty] | No | Not Applicable | Not Applicable | Residential Water Heating | Water Heating.Gas | 6 | 6 |  |  |  | 238-53393-00 |  |  |  | 238-39699-00 | [6 empty] | Gas | Natural Gas |  |  |  | Indoor |  | Floor Mounted |  | No | Not Applicable | 150 | Category I | 3 |  | 0.5 | 0.75 | No | [7 empty] | 34000 BTU/Hr |  | 64 | 0.59 | 40 | 38 | Not Applicable | On/Off | Yes, it does comply with jurisdictions having 10ng/J NOx Regulations | [6 empty] | 126 | 23.375 | 19 | 60.25 | 131 | 439 | 18 | 57.9375 | 22.1875 | 61.5 |  |  | 37 |  |  | 8 |  |  |  | 11.4375 | 59.5 | [8 empty] | 1 | 135 | 235 | ANSI Z21.10.1-2019/CSA 4.1-2019 | Yes | Yes | Yes | No | Not Applicable | [5 empty] | 10122 | RES ULN ATM | 200094515
URG150T10N-394 | URG150T | Bradford White | 671632840014 | Active | The ""-394"" indicates that this SKU comes with a Top T&P Location. | [9 empty] | No | Not Applicable | Not Applicable | Residential Water Heating | Water Heating.Gas | 10 | 6 |  |  |  | 238-53393-00 |  |  |  | 238-39699-00 | [6 empty] | Gas | Natural Gas |  |  |  | Indoor |  | Floor Mounted |  | No | Not Applicable | 150 | Category I | 3 |  | 0.5 | 0.75 | No | [7 empty] | 34000 BTU/Hr |  | 75 | 0.63 | 50 | 47 | Not Applicable | On/Off | Yes, it does comply with jurisdictions having 10ng/J NOx Regulations | [6 empty] | 150 | 24.625 | 21 | 58.375 | 156 | 538 | 20 | 56.75 | 24.1875 | 60.3125 |  |  | 37 |  |  | 8 |  |  |  | 11.4375 | 57.875 | [8 empty] | 1 | 100 | 96 | ANSI Z21.10.1-2019/CSA 4.1-2019 | Yes | Yes | Yes | No | Not Applicable | [5 empty] | 10122 | RES ULN ATM | 200094521
URG150T6N | URG150T | Bradford White | 671632138708 | Active | [10 empty] | No | Not Applicable | Not Applicable | Residential Water Heating | Water Heating.Gas | 6 | 6 |  |  |  | 238-53393-00 |  |  |  | 238-39699-00 | [6 empty] | Gas | Natural Gas |  |  |  | Indoor |  | Floor Mounted |  | No | Not Applicable | 150 | Category I | 3 |  | 0.5 | 0.75 | No | [7 empty] | 34000 BTU/Hr |  | 75 | 0.63 | 50 | 47 | Not Applicable | On/Off | Yes, it does comply with jurisdictions having 10ng/J NOx Regulations | [6 empty] | 150 | 24.625 | 21 | 58.375 | 156 | 538 | 20 | 56.75 | 24.1875 | 60.3125 |  |  | 37 |  |  | 8 |  |  |  | 11.4375 | 57.875 | [8 empty] | 1 | 100 | 96 | ANSI Z21.10.1-2019/CSA 4.1-2019 | Yes | Yes | Yes | No | Not Applicable | [5 empty] | 10122 | RES ULN ATM | 200094521
URG150T6N-264 | URG150T | Bradford White | 671632673063 | Active | The ""-264"" indicates that this SKU comes with an Aluminum Anode Rod. | [9 empty] | No | Not Applicable | Not Applicable | Residential Water Heating | Water Heating.Gas | 6 | 6 |  |  |  | 238-53393-00 |  |  |  | 238-39699-00 | [6 empty] | Gas | Natural Gas |  |  |  | Indoor |  | Floor Mounted |  | No | Not Applicable | 150 | Category I | 3 |  | 0.5 | 0.75 | No | [7 empty] | 34000 BTU/Hr |  | 75 | 0.63 | 50 | 47 | Not Applicable | On/Off | Yes, it does comply with jurisdictions having 10ng/J NOx Regulations | [6 empty] | 150 | 24.625 | 21 | 58.375 | 156 | 538 | 20 | 56.75 | 24.1875 | 60.3125 |  |  | 37 |  |  | 8 |  |  |  | 11.4375 | 57.875 | [8 empty] | 1 | 100 | 96 | ANSI Z21.10.1-2019/CSA 4.1-2019 | Yes | Yes | Yes | No | Not Applicable | [5 empty] | 10122 | RES ULN ATM | 200094521
URG150T6N-394 | URG150T | Bradford White | 671632818983 | Active | The ""-394"" indicates that this SKU comes with a Top T&P Location. | [9 empty] | No | Not Applicable | Not Applicable | Residential Water Heating | Water Heating.Gas | 6 | 6 |  |  |  | 238-53393-00 |  |  |  | 238-39699-00 | [6 empty] | Gas | Natural Gas |  |  |  | Indoor |  | Floor Mounted |  | No | Not Applicable | 150 | Category I | 3 |  | 0.5 | 0.75 | No | [7 empty] | 34000 BTU/Hr |  | 75 | 0.63 | 50 | 47 | Not Applicable | On/Off | Yes, it does comply with jurisdictions having 10ng/J NOx Regulations | [6 empty] | 150 | 24.625 | 21 | 58.375 | 156 | 538 | 20 | 56.75 | 24.1875 | 60.3125 |  |  | 37 |  |  | 8 |  |  |  | 11.4375 | 57.875 | [8 empty] | 1 | 100 | 96 | ANSI Z21.10.1-2019/CSA 4.1-2019 | Yes | Yes | Yes | No | Not Applicable | [5 empty] | 10122 | RES ULN ATM | 200094521
URG150T6N-394-264 | URG150T | Bradford White | 671632673049 | Active | The ""-264"" indicates that this SKU comes with an Aluminum Anode Rod. | The ""-394"" indicates that this SKU comes with a Top T&P Location. | [8 empty] | No | Not Applicable | Not Applicable | Residential Water Heating | Water Heating.Gas | 6 | 6 |  |  |  | 238-53393-00 |  |  |  | 238-39699-00 | [6 empty] | Gas | Natural Gas |  |  |  | Indoor |  | Floor Mounted |  | No | Not Applicable | 150 | Category I | 3 |  | 0.5 | 0.75 | No | [7 empty] | 34000 BTU/Hr |  | 75 | 0.63 | 50 | 47 | Not Applicable | On/Off | Yes, it does comply with jurisdictions having 10ng/J NOx Regulations | [6 empty] | 150 | 24.625 | 21 | 58.375 | 156 | 538 | 20 | 56.75 | 24.1875 | 60.3125 |  |  | 37 |  |  | 8 |  |  |  | 11.4375 | 57.875 | [8 empty] | 1 | 100 | 96 | ANSI Z21.10.1-2019/CSA 4.1-2019 | Yes | Yes | Yes | No | Not Applicable | [5 empty] | 10122 | RES ULN ATM | 200094521
URG150T6N-394-475 | URG150T | Bradford White | 671632822997 | Active | The ""-394"" indicates that this SKU comes with a Top T&P Location. | The ""-475"" indicates that this SKU was designed to operate in Altitudes between 2,001 feet and 7,000 feet. | [8 empty] | No | Not Applicable | Not Applicable | Residential Water Heating | Water Heating.Gas | 6 | 6 |  |  |  | 238-53393-00 |  |  |  | 238-39699-00 | [6 empty] | Gas | Natural Gas |  |  |  | Indoor |  | Floor Mounted |  | No | Not Applicable | 150 | Category I | 3 |  | 0.5 | 0.75 | No | [7 empty] | 34000 BTU/Hr |  | 75 | 0.63 | 50 | 47 | Not Applicable | On/Off | Yes, it does comply with jurisdictions having 10ng/J NOx Regulations | [6 empty] | 150 | 24.625 | 21 | 58.375 | 156 | 538 | 20 | 56.75 | 24.1875 | 60.3125 |  |  | 37 |  |  | 8 |  |  |  | 11.4375 | 57.875 | [8 empty] | 1 | 100 | 96 | ANSI Z21.10.1-2019/CSA 4.1-2019 | Yes | Yes | Yes | No | Not Applicable | [5 empty] | 10122 | RES ULN ATM | 200094521
URG150T6N-394-475-264 | URG150T | Bradford White | 671632902071 | Active | The ""-264"" indicates that this SKU comes with an Aluminum Anode Rod. | The ""-394"" indicates that this SKU comes with a Top T&P Location. | The ""-475"" indicates that this SKU was designed to operate in Altitudes between 2,001 feet and 7,000 feet. | [7 empty] | No | Not Applicable | Not Applicable | Residential Water Heating | Water Heating.Gas | 6 | 6 |  |  |  | 238-53393-00 |  |  |  | 238-39699-00 | [6 empty] | Gas | Natural Gas |  |  |  | Indoor |  | Floor Mounted |  | No | Not Applicable | 150 | Category I | 3 |  | 0.5 | 0.75 | No | [7 empty] | 34000 BTU/Hr |  | 75 | 0.63 | 50 | 47 | Not Applicable | On/Off | Yes, it does comply with jurisdictions having 10ng/J NOx Regulations | [6 empty] | 150 | 24.625 | 21 | 58.375 | 156 | 538 | 20 | 56.75 | 24.1875 | 60.3125 |  |  | 37 |  |  | 8 |  |  |  | 11.4375 | 57.875 | [8 empty] | 1 | 100 | 96 | ANSI Z21.10.1-2019/CSA 4.1-2019 | Yes | Yes | Yes | No | Not Applicable | [5 empty] | 10122 | RES ULN ATM | 200094521
URG150T6N-475-264 | URG150T | Bradford White | 671632143443 | Active | The ""-264"" indicates that this SKU comes with an Aluminum Anode Rod. | The ""-475"" indicates that this SKU was designed to operate in Altitudes between 2,001 feet and 7,000 feet. | [8 empty] | No | Not Applicable | Not Applicable | Residential Water Heating | Water Heating.Gas | 6 | 6 |  |  |  | 238-53393-00 |  |  |  | 238-39699-00 | [6 empty] | Gas | Natural Gas |  |  |  | Indoor |  | Floor Mounted |  | No | Not Applicable | 150 | Category I | 3 |  | 0.5 | 0.75 | No | [7 empty] | 34000 BTU/Hr |  | 75 | 0.63 | 50 | 47 | Not Applicable | On/Off | Yes, it does comply with jurisdictions having 10ng/J NOx Regulations | [6 empty] | 150 | 24.625 | 21 | 58.375 | 156 | 538 | 20 | 56.75 | 24.1875 | 60.3125 |  |  | 37 |  |  | 8 |  |  |  | 11.4375 | 57.875 | [8 empty] | 1 | 100 | 96 | ANSI Z21.10.1-2019/CSA 4.1-2019 | Yes | Yes | Yes | No | Not Applicable | [5 empty] | 10122 | RES ULN ATM | 200094521
URG150T6N-475-506 | URG150T | Bradford White | 671632673018 | Active | The ""-475"" indicates that this SKU was designed to operate in Altitudes between 2,001 feet and 7,000 feet. | The ""-506"" indicates that this SKU comes with an A420 Aluminum Anode Rod. | [8 empty] | No | Not Applicable | Not Applicable | Residential Water Heating | Water Heating.Gas | 6 | 6 |  |  |  | 238-53393-00 |  |  |  | 238-39699-00 | [6 empty] | Gas | Natural Gas |  |  |  | Indoor |  | Floor Mounted |  | No | Not Applicable | 150 | Category I | 3 |  | 0.5 | 0.75 | No | [7 empty] | 34000 BTU/Hr |  | 75 | 0.63 | 50 | 47 | Not Applicable | On/Off | Yes, it does comply with jurisdictions having 10ng/J NOx Regulations | [6 empty] | 150 | 24.625 | 21 | 58.375 | 156 | 538 | 20 | 56.75 | 24.1875 | 60.3125 |  |  | 37 |  |  | 8 |  |  |  | 11.4375 | 57.875 | [8 empty] | 1 | 100 | 96 | ANSI Z21.10.1-2019/CSA 4.1-2019 | Yes | Yes | Yes | No | Not Applicable | [5 empty] | 10122 | RES ULN ATM | 200094521
URG150T6N-506 | URG150T | Bradford White | 671632673186 | Active | The ""-506"" indicates that this SKU comes with an A420 Aluminum Anode Rod. | [9 empty] | No | Not Applicable | Not Applicable | Residential Water Heating | Water Heating.Gas | 6 | 6 |  |  |  | 238-53393-00 |  |  |  | 238-39699-00 | [6 empty] | Gas | Natural Gas |  |  |  | Indoor |  | Floor Mounted |  | No | Not Applicable | 150 | Category I | 3 |  | 0.5 | 0.75 | No | [7 empty] | 34000 BTU/Hr |  | 75 | 0.63 | 50 | 47 | Not Applicable | On/Off | Yes, it does comply with jurisdictions having 10ng/J NOx Regulations | [6 empty] | 150 | 24.625 | 21 | 58.375 | 156 | 538 | 20 | 56.75 | 24.1875 | 60.3125 |  |  | 37 |  |  | 8 |  |  |  | 11.4375 | 57.875 | [8 empty] | 1 | 100 | 96 | ANSI Z21.10.1-2019/CSA 4.1-2019 | Yes | Yes | Yes | No | Not Applicable | [5 empty] | 10122 | RES ULN ATM | 200094521
URG1PV40S6N19 | URG1PV40S | Bradford White | 671632168248 | Active | [10 empty] | No | Not Applicable | Not Applicable | Residential Water Heating | Water Heating.Gas | 6 | 6 |  |  |  | 238-54634-00 |  |  |  | 238-39699-00 | [6 empty] | Gas | Natural Gas |  |  |  | Indoor |  | Floor Mounted |  | No | Not Applicable | 150 | Category III | 2 |  | 0.5 | 0.75 | No | [7 empty] | 40000 BTU/Hr |  | 75 | 0.68 | 40 | 38 | Not Applicable | On/Off | Yes, it does comply with jurisdictions having 10ng/J NOx Regulations | [6 empty] | 144 | 26.0625 | 21.25 | 58.1875 | 150 | 457 | 20 | 47.1875 | 26.1875 | 57.5 |  |  | 43 |  |  | 8 |  |  |  | 11.5 | 40.125 | [8 empty] | 1 | 96 | 172 | ANSI Z21.10.1-2019/CSA 4.1-2019 | Yes | Yes | Yes | No | Not Applicable | [5 empty] | 10163 | RES ULN PV | 205135031
URG1PV40S6N19-264 | URG1PV40S | Bradford White | 671632567911 | Active | The ""-264"" indicates that this SKU comes with an Aluminum Anode Rod. | [9 empty] | No | Not Applicable | Not Applicable | Residential Water Heating | Water Heating.Gas | 6 | 6 |  |  |  | 238-54634-00 |  |  |  | 238-39699-00 | [6 empty] | Gas | Natural Gas |  |  |  | Indoor |  | Floor Mounted |  | No | Not Applicable | 150 | Category III | 2 |  | 0.5 | 0.75 | No | [7 empty] | 40000 BTU/Hr |  | 75 | 0.68 | 40 | 38 | Not Applicable | On/Off | Yes, it does comply with jurisdictions having 10ng/J NOx Regulations | [6 empty] | 144 | 26.0625 | 21.25 | 58.1875 | 150 | 457 | 20 | 47.1875 | 26.1875 | 57.5 |  |  | 43 |  |  | 8 |  |  |  | 11.5 | 40.125 | [8 empty] | 1 | 96 | 172 | ANSI Z21.10.1-2019/CSA 4.1-2019 | Yes | Yes | Yes | No | Not Applicable | [5 empty] | 10163 | RES ULN PV | 205135031
URG1PV40S6N19-506 | URG1PV40S | Bradford White | 671632673155 | Active | The ""-506"" indicates that this SKU comes with an A420 Aluminum Anode Rod. | [9 empty] | No | Not Applicable | Not Applicable | Residential Water Heating | Water Heating.Gas | 6 | 6 |  |  |  | 238-54634-00 |  |  |  | 238-39699-00 | [6 empty] | Gas | Natural Gas |  |  |  | Indoor |  | Floor Mounted |  | No | Not Applicable | 150 | Category III | 2 |  | 0.5 | 0.75 | No | [7 empty] | 40000 BTU/Hr |  | 75 | 0.68 | 40 | 38 | Not Applicable | On/Off | Yes, it does comply with jurisdictions having 10ng/J NOx Regulations | [6 empty] | 144 | 26.0625 | 21.25 | 58.1875 | 150 | 457 | 20 | 47.1875 | 26.1875 | 57.5 |  |  | 43 |  |  | 8 |  |  |  | 11.5 | 40.125 | [8 empty] | 1 | 96 | 172 | ANSI Z21.10.1-2019/CSA 4.1-2019 | Yes | Yes | Yes | No | Not Applicable | [5 empty] | 10163 | RES ULN PV | 205135031
URG1PV50S10N19 | URG1PV50S | Bradford White | 671632996308 | Active | [10 empty] | No | Not Applicable | Not Applicable | Residential Water Heating | Water Heating.Gas | 10 | 6 |  |  |  | 238-54634-00 |  |  |  | 238-39699-00 | [6 empty] | Gas | Natural Gas |  |  |  | Indoor |  | Floor Mounted |  | No | Not Applicable | 150 | Category III | 2 |  | 0.5 | 0.75 | No | [7 empty] | 40000 BTU/Hr |  | 78 | 0.69 | 50 | 48 | Not Applicable | On/Off | Yes, it does comply with jurisdictions having 10ng/J NOx Regulations | [6 empty] | 169 | 27.625 | 22.75 | 59.1875 | 176 | 565 | 22 | 48.1875 | 27.25 | 58.5 |  |  | 43 |  |  | 8 |  |  |  | 11.5 | 40.625 | [8 empty] | 1 | 88 | 84 | ANSI Z21.10.1-2019/CSA 4.1-2019 | Yes | Yes | Yes | No | Not Applicable | [5 empty] | 10163 | RES ULN PV | 205135032
URG1PV50S6N-475-264 | URG1PV50S | Bradford White | 671632901739 | Phase Out | The ""-264"" indicates that this SKU comes with an Aluminum Anode Rod. | The ""-475"" indicates that this SKU was designed to operate in Altitudes between 2,001 feet and 7,000 feet. | [8 empty] | No | Not Applicable |  | Residential Water Heating | Water Heating.Gas | 6 | 6 |  |  |  | 238-51011-00 |  |  |  | 238-39699-00 |  | 238-48214-00 |  |  |  |  | Gas | Natural Gas |  |  |  | Indoor |  | Floor Mounted |  | No | Not Applicable | 150 | Category III | 2 |  | 0.5 | 0.75 | No | [7 empty] | 40000 BTU/Hr |  | 77 | 0.63 | 50 | 48 | Not Applicable | On/Off | Yes, it does comply with jurisdictions having 10ng/J NOx Regulations | [6 empty] | 169 | 27.625 | 22.75 | 59.1875 | 176 | 565 | 22 | 48.1875 | 27.25 | 58.5 |  |  | 43 |  |  | 8 |  |  |  | 11.5 | 40.625 | [8 empty] | 1 | 88 | 84 | ANSI Z21.10.1-2019/CSA 4.1-2019 | Yes | No | Yes | No | Not Applicable
URG1PV50S6N19 | URG1PV50S | Bradford White | 671632168279 | Active | [10 empty] | No | Not Applicable | Not Applicable | Residential Water Heating | Water Heating.Gas | 6 | 6 |  |  |  | 238-54634-00 |  |  |  | 238-39699-00 | [6 empty] | Gas | Natural Gas |  |  |  | Indoor |  | Floor Mounted |  | No | Not Applicable | 150 | Category III | 2 |  | 0.5 | 0.75 | No | [7 empty] | 40000 BTU/Hr |  | 78 | 0.69 | 50 | 48 | Not Applicable | On/Off | Yes, it does comply with jurisdictions having 10ng/J NOx Regulations | [6 empty] | 169 | 27.625 | 22.75 | 59.1875 | 176 | 565 | 22 | 48.1875 | 27.25 | 58.5 |  |  | 43 |  |  | 8 |  |  |  | 11.5 | 40.625 | [8 empty] | 1 | 88 | 84 | ANSI Z21.10.1-2019/CSA 4.1-2019 | Yes | Yes | Yes | No | Not Applicable | [5 empty] | 10163 | RES ULN PV | 205135032
URG1PV50S6N19-264 | URG1PV50S | Bradford White | 671632567935 | Active | The ""-264"" indicates that this SKU comes with an Aluminum Anode Rod. | [9 empty] | No | Not Applicable | Not Applicable | Residential Water Heating | Water Heating.Gas | 6 | 6 |  |  |  | 238-54634-00 |  |  |  | 238-39699-00 | [6 empty] | Gas | Natural Gas |  |  |  | Indoor |  | Floor Mounted |  | No | Not Applicable | 150 | Category III | 2 |  | 0.5 | 0.75 | No | [7 empty] | 40000 BTU/Hr |  | 78 | 0.69 | 50 | 48 | Not Applicable | On/Off | Yes, it does comply with jurisdictions having 10ng/J NOx Regulations | [6 empty] | 169 | 27.625 | 22.75 | 59.1875 | 176 | 565 | 22 | 48.1875 | 27.25 | 58.5 |  |  | 43 |  |  | 8 |  |  |  | 11.5 | 40.625 | [8 empty] | 1 | 88 | 84 | ANSI Z21.10.1-2019/CSA 4.1-2019 | Yes | Yes | Yes | No | Not Applicable | [5 empty] | 10163 | RES ULN PV | 205135032
URG1PV50S6N19-506 | URG1PV50S | Bradford White | 671632673193 | Active | The ""-506"" indicates that this SKU comes with an A420 Aluminum Anode Rod. | [9 empty] | No | Not Applicable | Not Applicable | Residential Water Heating | Water Heating.Gas | 6 | 6 |  |  |  | 238-54634-00 |  |  |  | 238-39699-00 | [6 empty] | Gas | Natural Gas |  |  |  | Indoor |  | Floor Mounted |  | No | Not Applicable | 150 | Category III | 2 |  | 0.5 | 0.75 | No | [7 empty] | 40000 BTU/Hr |  | 78 | 0.69 | 50 | 48 | Not Applicable | On/Off | Yes, it does comply with jurisdictions having 10ng/J NOx Regulations | [6 empty] | 169 | 27.625 | 22.75 | 59.1875 | 176 | 565 | 22 | 48.1875 | 27.25 | 58.5 |  |  | 43 |  |  | 8 |  |  |  | 11.5 | 40.625 | [8 empty] | 1 | 88 | 84 | ANSI Z21.10.1-2019/CSA 4.1-2019 | Yes | Yes | Yes | No | Not Applicable | [5 empty] | 10163 | RES ULN PV | 205135032
URG2100H10N | URG2100H | Bradford White | 671632841837 | Active | [10 empty] | No | Not Applicable | Not Applicable | Residential Water Heating | Water Heating.Gas | 10 | 6 |  |  |  | 238-51008-00 |  |  |  | 238-39699-00 |  | 238-50998-00 |  |  |  |  | Gas | Natural Gas |  |  |  | Indoor |  | Floor Mounted |  | No | Not Applicable | 150 | Category I | 4 |  | 0.5 | 1.25 | No | [7 empty] | 80000 BTU/Hr |  | 157 | 0.57 | 100 | 95 | Not Applicable | On/Off | Yes, it does comply with jurisdictions having 14ng/J NOx Regulations | [6 empty] | 416 | 35.5 | 30.25 | 74.75 | 433 | 1199 | 28.25 | 66.5 | 31.75 | 69.375 |  |  | 92 |  |  | 16 | 0.75 | 18.75 | 51.6875 | 16.5 | 60.375 | [8 empty] | 1 | 51 | 51 | ANSI Z21.10.3-2019/CSA 4.3-2019 | Yes | Yes | Yes | No | Not Applicable | [5 empty] | 10123 | RES ULN ATM HI INPUT | 200094641
URG2100H6N | URG2100H | Bradford White | 671632790241 | Active | [10 empty] | No | Not Applicable | Not Applicable | Residential Water Heating | Water Heating.Gas | 6 | 6 |  |  |  | 238-51008-00 |  |  |  | 238-39699-00 |  | 238-50998-00 |  |  |  |  | Gas | Natural Gas |  |  |  | Indoor |  | Floor Mounted |  | No | Not Applicable | 150 | Category I | 4 |  | 0.5 | 1.25 | No | [7 empty] | 80000 BTU/Hr |  | 157 | 0.57 | 100 | 95 | Not Applicable | On/Off | Yes, it does comply with jurisdictions having 14ng/J NOx Regulations | [6 empty] | 416 | 35.5 | 30.25 | 74.75 | 433 | 1199 | 28.25 | 66.5 | 31.75 | 69.375 |  |  | 92 |  |  | 16 | 0.75 | 18.75 | 51.6875 | 16.5 | 60.375 | [8 empty] | 1 | 51 | 51 | ANSI Z21.10.3-2019/CSA 4.3-2019 | Yes | Yes | Yes | No | Not Applicable | [5 empty] | 10123 | RES ULN ATM HI INPUT | 200094641
URG2100H6N-475 | URG2100H | Bradford White | 671632902767 | Active | The ""-475"" indicates that this SKU was designed to operate in Altitudes between 2,001 feet and 7,000 feet. | [9 empty] | No | Not Applicable | Not Applicable | Residential Water Heating | Water Heating.Gas | 6 | 6 |  |  |  | 238-51008-00 |  |  |  | 238-39699-00 |  | 238-50998-00 |  |  |  |  | Gas | Natural Gas |  |  |  | Indoor |  | Floor Mounted |  | No | Not Applicable | 150 | Category I | 4 |  | 0.5 | 1.25 | No | [7 empty] | 80000 BTU/Hr |  | 157 | 0.57 | 100 | 95 | Not Applicable | On/Off | Yes, it does comply with jurisdictions having 14ng/J NOx Regulations | [6 empty] | 416 | 35.5 | 30.25 | 74.75 | 433 | 1199 | 28.25 | 66.5 | 31.75 | 69.375 |  |  | 92 |  |  | 16 | 0.75 | 18.75 | 51.6875 | 16.5 | 60.375 | [8 empty] | 1 | 51 | 51 | ANSI Z21.10.3-2019/CSA 4.3-2019 | Yes | Yes | Yes | No | Not Applicable | [5 empty] | 10123 | RES ULN ATM HI INPUT | 200094641
URG230T10N-394 | URG230T | Bradford White | 671632884483 | Active | The ""-394"" indicates that this SKU comes with a Top T&P Location. | [9 empty] | No | Not Applicable | Not Applicable | Residential Water Heating | Water Heating.Gas | 10 | 6 |  |  |  | 238-53393-00 |  |  |  | 238-39699-00 | [6 empty] | Gas | Natural Gas |  |  |  | Indoor |  | Floor Mounted |  | No | Not Applicable | 150 | Category I | 0.75 |  | 0.5 | 0.75 | No | [7 empty] | 32000 BTU/Hr |  | 60 | 0.6 | 30 | 29 | Not Applicable | On/Off | Yes, it does comply with jurisdictions having 10ng/J NOx Regulations | [6 empty] | 119 | 21.375 | 19 | 58 | 124 | 358 | 18 | 56.22 | 21.1875 | 59.8438 |  |  | 57.0625 |  |  | 8 |  |  |  | 11.4375 | 49.6562 | [8 empty] | 1 | 145 | 260 | ANSI Z21.10.1-2019/CSA 4.1-2019 | Yes | Yes | Yes | No | Not Applicable | [5 empty] | 10122 | RES ULN ATM | 200094316
URG230T6N | URG230T | Bradford White | 671632793013 | Active | [10 empty] | No | Not Applicable | Not Applicable | Residential Water Heating | Water Heating.Gas | 6 | 6 |  |  |  | 238-53393-00 |  |  |  | 238-39699-00 | [6 empty] | Gas | Natural Gas |  |  |  | Indoor |  | Floor Mounted |  | No | Not Applicable | 150 | Category I | 0.75 |  | 0.5 | 0.75 | No | [7 empty] | 32000 BTU/Hr |  | 60 | 0.6 | 30 | 29 | Not Applicable | On/Off | Yes, it does comply with jurisdictions having 10ng/J NOx Regulations | [6 empty] | 119 | 21.375 | 19 | 58 | 124 | 358 | 18 | 56.22 | 21.1875 | 59.8438 |  |  | 57.0625 |  |  | 8 |  |  |  | 11.4375 | 49.6562 | [8 empty] | 1 | 145 | 260 | ANSI Z21.10.1-2019/CSA 4.1-2019 | Yes | Yes | Yes | No | Not Applicable | [5 empty] | 10122 | RES ULN ATM | 200094316
URG230T6N-264 | URG230T | Bradford White | 671632673216 | Active | The ""-264"" indicates that this SKU comes with an Aluminum Anode Rod. | [9 empty] | No | Not Applicable | Not Applicable | Residential Water Heating | Water Heating.Gas | 6 | 6 |  |  |  | 238-53393-00 |  |  |  | 238-39699-00 | [6 empty] | Gas | Natural Gas |  |  |  | Indoor |  | Floor Mounted |  | No | Not Applicable | 150 | Category I | 0.75 |  | 0.5 | 0.75 | No | [7 empty] | 32000 BTU/Hr |  | 60 | 0.6 | 30 | 29 | Not Applicable | On/Off | Yes, it does comply with jurisdictions having 10ng/J NOx Regulations | [6 empty] | 119 | 21.375 | 19 | 58 | 124 | 358 | 18 | 56.22 | 21.1875 | 59.8438 |  |  | 57.0625 |  |  | 8 |  |  |  | 11.4375 | 49.6562 | [8 empty] | 1 | 145 | 260 | ANSI Z21.10.1-2019/CSA 4.1-2019 | Yes | Yes | Yes | No | Not Applicable | [5 empty] | 10122 | RES ULN ATM | 200094316
URG230T6N-394 | URG230T | Bradford White | 671632803330 | Active | The ""-394"" indicates that this SKU comes with a Top T&P Location. | [9 empty] | No | Not Applicable | Not Applicable | Residential Water Heating | Water Heating.Gas | 6 | 6 |  |  |  | 238-53393-00 |  |  |  | 238-39699-00 | [6 empty] | Gas | Natural Gas |  |  |  | Indoor |  | Floor Mounted |  | No | Not Applicable | 150 | Category I | 0.75 |  | 0.5 | 0.75 | No | [7 empty] | 32000 BTU/Hr |  | 60 | 0.6 | 30 | 29 | Not Applicable | On/Off | Yes, it does comply with jurisdictions having 10ng/J NOx Regulations | [6 empty] | 119 | 21.375 | 19 | 58 | 124 | 358 | 18 | 56.22 | 21.1875 | 59.8438 |  |  | 57.0625 |  |  | 8 |  |  |  | 11.4375 | 49.6562 | [8 empty] | 1 | 145 | 260 | ANSI Z21.10.1-2019/CSA 4.1-2019 | Yes | Yes | Yes | No | Not Applicable | [5 empty] | 10122 | RES ULN ATM | 200094316
URG230T6N-394-264 | URG230T | Bradford White | 671632673292 | Active | The ""-264"" indicates that this SKU comes with an Aluminum Anode Rod. | The ""-394"" indicates that this SKU comes with a Top T&P Location. | [8 empty] | No | Not Applicable | Not Applicable | Residential Water Heating | Water Heating.Gas | 6 | 6 |  |  |  | 238-53393-00 |  |  |  | 238-39699-00 | [6 empty] | Gas | Natural Gas |  |  |  | Indoor |  | Floor Mounted |  | No | Not Applicable | 150 | Category I | 0.75 |  | 0.5 | 0.75 | No | [7 empty] | 32000 BTU/Hr |  | 60 | 0.6 | 30 | 29 | Not Applicable | On/Off | Yes, it does comply with jurisdictions having 10ng/J NOx Regulations | [6 empty] | 119 | 21.375 | 19 | 58 | 124 | 358 | 18 | 56.22 | 21.1875 | 59.8438 |  |  | 57.0625 |  |  | 8 |  |  |  | 11.4375 | 49.6562 | [8 empty] | 1 | 145 | 260 | ANSI Z21.10.1-2019/CSA 4.1-2019 | Yes | Yes | Yes | No | Not Applicable | [5 empty] | 10122 | RES ULN ATM | 200094316
URG230T6N-394-475 | URG230T | Bradford White | 671632673322 | Active | The ""-394"" indicates that this SKU comes with a Top T&P Location. | The ""-475"" indicates that this SKU was designed to operate in Altitudes between 2,001 feet and 7,000 feet. | [8 empty] | No | Not Applicable | Not Applicable | Residential Water Heating | Water Heating.Gas | 6 | 6 |  |  |  | 238-53393-00 |  |  |  | 238-39699-00 | [6 empty] | Gas | Natural Gas |  |  |  | Indoor |  | Floor Mounted |  | No | Not Applicable | 150 | Category I | 0.75 |  | 0.5 | 0.75 | No | [7 empty] | 32000 BTU/Hr |  | 60 | 0.6 | 30 | 29 | Not Applicable | On/Off | Yes, it does comply with jurisdictions having 10ng/J NOx Regulations | [6 empty] | 119 | 21.375 | 19 | 58 | 124 | 358 | 18 | 56.22 | 21.1875 | 59.8438 |  |  | 57.0625 |  |  | 8 |  |  |  | 11.4375 | 49.6562 | [8 empty] | 1 | 145 | 260 | ANSI Z21.10.1-2019/CSA 4.1-2019 | Yes | Yes | Yes | No | Not Applicable | [5 empty] | 10122 | RES ULN ATM | 200094316
URG230T6N-394-475-264 | URG230T | Bradford White | 671632902101 | Active | The ""-264"" indicates that this SKU comes with an Aluminum Anode Rod. | The ""-394"" indicates that this SKU comes with a Top T&P Location. | The ""-475"" indicates that this SKU was designed to operate in Altitudes between 2,001 feet and 7,000 feet. | [7 empty] | No | Not Applicable | Not Applicable | Residential Water Heating | Water Heating.Gas | 6 | 6 |  |  |  | 238-53393-00 |  |  |  | 238-39699-00 | [6 empty] | Gas | Natural Gas |  |  |  | Indoor |  | Floor Mounted |  | No | Not Applicable | 150 | Category I | 0.75 |  | 0.5 | 0.75 | No | [7 empty] | 32000 BTU/Hr |  | 60 | 0.6 | 30 | 29 | Not Applicable | On/Off | Yes, it does comply with jurisdictions having 10ng/J NOx Regulations | [6 empty] | 119 | 21.375 | 19 | 58 | 124 | 358 | 18 | 56.22 | 21.1875 | 59.8438 |  |  | 57.0625 |  |  | 8 |  |  |  | 11.4375 | 49.6562 | [8 empty] | 1 | 145 | 260 | ANSI Z21.10.1-2019/CSA 4.1-2019 | Yes | Yes | Yes | No | Not Applicable | [5 empty] | 10122 | RES ULN ATM | 200094316
URG230T6N-394-506 | URG230T | Bradford White | 671632673407 | Active | The ""-394"" indicates that this SKU comes with a Top T&P Location. | The ""-506"" indicates that this SKU comes with an A420 Aluminum Anode Rod. | [8 empty] | No | Not Applicable | Not Applicable | Residential Water Heating | Water Heating.Gas | 6 | 6 |  |  |  | 238-53393-00 |  |  |  | 238-39699-00 | [6 empty] | Gas | Natural Gas |  |  |  | Indoor |  | Floor Mounted |  | No | Not Applicable | 150 | Category I | 0.75 |  | 0.5 | 0.75 | No | [7 empty] | 32000 BTU/Hr |  | 60 | 0.6 | 30 | 29 | Not Applicable | On/Off | Yes, it does comply with jurisdictions having 10ng/J NOx Regulations | [6 empty] | 119 | 21.375 | 19 | 58 | 124 | 358 | 18 | 56.22 | 21.1875 | 59.8438 |  |  | 57.0625 |  |  | 8 |  |  |  | 11.4375 | 49.6562 | [8 empty] | 1 | 145 | 260 | ANSI Z21.10.1-2019/CSA 4.1-2019 | Yes | Yes | Yes | No | Not Applicable | [5 empty] | 10122 | RES ULN ATM | 200094316
URG230T6N-475 | URG230T | Bradford White | 671632996124 | Active | The ""-475"" indicates that this SKU was designed to operate in Altitudes between 2,001 feet and 7,000 feet. | [9 empty] | No | Not Applicable | Not Applicable | Residential Water Heating | Water Heating.Gas | 6 | 6 |  |  |  | 238-53393-00 |  |  |  | 238-39699-00 | [6 empty] | Gas | Natural Gas |  |  |  | Indoor |  | Floor Mounted |  | No | Not Applicable | 150 | Category I | 0.75 |  | 0.5 | 0.75 | No | [7 empty] | 32000 BTU/Hr |  | 60 | 0.6 | 30 | 29 | Not Applicable | On/Off | Yes, it does comply with jurisdictions having 10ng/J NOx Regulations | [6 empty] | 119 | 21.375 | 19 | 58 | 124 | 358 | 18 | 56.22 | 21.1875 | 59.8438 |  |  | 57.0625 |  |  | 8 |  |  |  | 11.4375 | 49.6562 | [8 empty] | 1 | 145 | 260 | ANSI Z21.10.1-2019/CSA 4.1-2019 | Yes | Yes | Yes | No | Not Applicable | [5 empty] | 10122 | RES ULN ATM | 200094316
URG230T6N-475-264 | URG230T | Bradford White | 671632996339 | Active | The ""-264"" indicates that this SKU comes with an Aluminum Anode Rod. | The ""-475"" indicates that this SKU was designed to operate in Altitudes between 2,001 feet and 7,000 feet. | [8 empty] | No | Not Applicable | Not Applicable | Residential Water Heating | Water Heating.Gas | 6 | 6 |  |  |  | 238-53393-00 |  |  |  | 238-39699-00 | [6 empty] | Gas | Natural Gas |  |  |  | Indoor |  | Floor Mounted |  | No | Not Applicable | 150 | Category I | 0.75 |  | 0.5 | 0.75 | No | [7 empty] | 32000 BTU/Hr |  | 60 | 0.6 | 30 | 29 | Not Applicable | On/Off | Yes, it does comply with jurisdictions having 10ng/J NOx Regulations | [6 empty] | 119 | 21.375 | 19 | 58 | 124 | 358 | 18 | 56.22 | 21.1875 | 59.8438 |  |  | 57.0625 |  |  | 8 |  |  |  | 11.4375 | 49.6562 | [8 empty] | 1 | 145 | 260 | ANSI Z21.10.1-2019/CSA 4.1-2019 | Yes | Yes | Yes | No | Not Applicable | [5 empty] | 10122 | RES ULN ATM | 200094316
URG230T6N-506 | URG230T | Bradford White | 671632673377 | Active | The ""-506"" indicates that this SKU comes with an A420 Aluminum Anode Rod. | [9 empty] | No | Not Applicable | Not Applicable | Residential Water Heating | Water Heating.Gas | 6 | 6 |  |  |  | 238-53393-00 |  |  |  | 238-39699-00 | [6 empty] | Gas | Natural Gas |  |  |  | Indoor |  | Floor Mounted |  | No | Not Applicable | 150 | Category I | 0.75 |  | 0.5 | 0.75 | No | [7 empty] | 32000 BTU/Hr |  | 60 | 0.6 | 30 | 29 | Not Applicable | On/Off | Yes, it does comply with jurisdictions having 10ng/J NOx Regulations | [6 empty] | 119 | 21.375 | 19 | 58 | 124 | 358 | 18 | 56.22 | 21.1875 | 59.8438 |  |  | 57.0625 |  |  | 8 |  |  |  | 11.4375 | 49.6562 | [8 empty] | 1 | 145 | 260 | ANSI Z21.10.1-2019/CSA 4.1-2019 | Yes | Yes | Yes | No | Not Applicable | [5 empty] | 10122 | RES ULN ATM | 200094316
URG240S6N | URG240S | Bradford White | 671632793020 | Active | [10 empty] | No | Not Applicable | Not Applicable | Residential Water Heating | Water Heating.Gas | 6 | 6 |  |  |  | 238-53393-00 |  |  |  | 238-39699-00 | [6 empty] | Gas | Natural Gas |  |  |  | Indoor |  | Floor Mounted |  | No | Not Applicable | 150 | Category I | 3 |  | 0.5 | 0.75 | No | [7 empty] | 40000 BTU/Hr |  | 69 | 0.58 | 40 | 38 | Not Applicable | On/Off | Yes, it does comply with jurisdictions having 10ng/J NOx Regulations | [6 empty] | 149 | 24.5625 | 23 | 49.8125 | 155 | 462 | 22 | 48.1875 | 25.1875 | 51.75 |  |  | 43 |  |  | 8 |  |  |  | 11.4375 | 41 | [8 empty] | 1 | 200 | 200 | ANSI Z21.10.1-2019/CSA 4.1-2019 | Yes | Yes | Yes | No | Not Applicable | [5 empty] | 10122 | RES ULN ATM | 200094328
URG240S6N-264 | URG240S | Bradford White | 671632673346 | Active | The ""-264"" indicates that this SKU comes with an Aluminum Anode Rod. | [9 empty] | No | Not Applicable | Not Applicable | Residential Water Heating | Water Heating.Gas | 6 | 6 |  |  |  | 238-53393-00 |  |  |  | 238-39699-00 | [6 empty] | Gas | Natural Gas |  |  |  | Indoor |  | Floor Mounted |  | No | Not Applicable | 150 | Category I | 3 |  | 0.5 | 0.75 | No | [7 empty] | 40000 BTU/Hr |  | 69 | 0.58 | 40 | 38 | Not Applicable | On/Off | Yes, it does comply with jurisdictions having 10ng/J NOx Regulations | [6 empty] | 149 | 24.5625 | 23 | 49.8125 | 155 | 462 | 22 | 48.1875 | 25.1875 | 51.75 |  |  | 43 |  |  | 8 |  |  |  | 11.4375 | 41 | [8 empty] | 1 | 200 | 200 | ANSI Z21.10.1-2019/CSA 4.1-2019 | Yes | Yes | Yes | No | Not Applicable | [5 empty] | 10122 | RES ULN ATM | 200094328
URG240S6N-394 | URG240S | Bradford White | 671632803347 | Active | The ""-394"" indicates that this SKU comes with a Top T&P Location. | [9 empty] | No | Not Applicable | Not Applicable | Residential Water Heating | Water Heating.Gas | 6 | 6 |  |  |  | 238-53393-00 |  |  |  | 238-39699-00 | [6 empty] | Gas | Natural Gas |  |  |  | Indoor |  | Floor Mounted |  | No | Not Applicable | 150 | Category I | 3 |  | 0.5 | 0.75 | No | [7 empty] | 40000 BTU/Hr |  | 69 | 0.58 | 40 | 38 | Not Applicable | On/Off | Yes, it does comply with jurisdictions having 10ng/J NOx Regulations | [6 empty] | 149 | 24.5625 | 23 | 49.8125 | 155 | 462 | 22 | 48.1875 | 25.1875 | 51.75 |  |  | 43 |  |  | 8 |  |  |  | 11.4375 | 41 | [8 empty] | 1 | 200 | 200 | ANSI Z21.10.1-2019/CSA 4.1-2019 | Yes | Yes | Yes | No | Not Applicable | [5 empty] | 10122 | RES ULN ATM | 200094328
URG240S6N-394-264 | URG240S | Bradford White | 671632673360 | Active | The ""-264"" indicates that this SKU comes with an Aluminum Anode Rod. | The ""-394"" indicates that this SKU comes with a Top T&P Location. | [8 empty] | No | Not Applicable | Not Applicable | Residential Water Heating | Water Heating.Gas | 6 | 6 |  |  |  | 238-53393-00 |  |  |  | 238-39699-00 | [6 empty] | Gas | Natural Gas |  |  |  | Indoor |  | Floor Mounted |  | No | Not Applicable | 150 | Category I | 3 |  | 0.5 | 0.75 | No | [7 empty] | 40000 BTU/Hr |  | 69 | 0.58 | 40 | 38 | Not Applicable | On/Off | Yes, it does comply with jurisdictions having 10ng/J NOx Regulations | [6 empty] | 149 | 24.5625 | 23 | 49.8125 | 155 | 462 | 22 | 48.1875 | 25.1875 | 51.75 |  |  | 43 |  |  | 8 |  |  |  | 11.4375 | 41 | [8 empty] | 1 | 200 | 200 | ANSI Z21.10.1-2019/CSA 4.1-2019 | Yes | Yes | Yes | No | Not Applicable | [5 empty] | 10122 | RES ULN ATM | 200094328
URG240S6N-394-475 | URG240S | Bradford White | 671632812974 | Active | The ""-394"" indicates that this SKU comes with a Top T&P Location. | The ""-475"" indicates that this SKU was designed to operate in Altitudes between 2,001 feet and 7,000 feet. | [8 empty] | No | Not Applicable | Not Applicable | Residential Water Heating | Water Heating.Gas | 6 | 6 |  |  |  | 238-53393-00 |  |  |  | 238-39699-00 | [6 empty] | Gas | Natural Gas |  |  |  | Indoor |  | Floor Mounted |  | No | Not Applicable | 150 | Category I | 3 |  | 0.5 | 0.75 | No | [7 empty] | 40000 BTU/Hr |  | 69 | 0.58 | 40 | 38 | Not Applicable | On/Off | Yes, it does comply with jurisdictions having 10ng/J NOx Regulations | [6 empty] | 149 | 24.5625 | 23 | 49.8125 | 155 | 462 | 22 | 48.1875 | 25.1875 | 51.75 |  |  | 43 |  |  | 8 |  |  |  | 11.4375 | 41 | [8 empty] | 1 | 200 | 200 | ANSI Z21.10.1-2019/CSA 4.1-2019 | Yes | Yes | Yes | No | Not Applicable | [5 empty] | 10122 | RES ULN ATM | 200094328
URG240S6N-394-475-264 | URG240S | Bradford White | 671632901678 | Active | The ""-264"" indicates that this SKU comes with an Aluminum Anode Rod. | The ""-394"" indicates that this SKU comes with a Top T&P Location. | The ""-475"" indicates that this SKU was designed to operate in Altitudes between 2,001 feet and 7,000 feet. | [7 empty] | No | Not Applicable | Not Applicable | Residential Water Heating | Water Heating.Gas | 6 | 6 |  |  |  | 238-53393-00 |  |  |  | 238-39699-00 | [6 empty] | Gas | Natural Gas |  |  |  | Indoor |  | Floor Mounted |  | No | Not Applicable | 150 | Category I | 3 |  | 0.5 | 0.75 | No | [7 empty] | 40000 BTU/Hr |  | 69 | 0.58 | 40 | 38 | Not Applicable | On/Off | Yes, it does comply with jurisdictions having 10ng/J NOx Regulations | [6 empty] | 149 | 24.5625 | 23 | 49.8125 | 155 | 462 | 22 | 48.1875 | 25.1875 | 51.75 |  |  | 43 |  |  | 8 |  |  |  | 11.4375 | 41 | [8 empty] | 1 | 200 | 200 | ANSI Z21.10.1-2019/CSA 4.1-2019 | Yes | Yes | Yes | No | Not Applicable | [5 empty] | 10122 | RES ULN ATM | 200094328
URG240S6N-394-506 | URG240S | Bradford White | 671632673414 | Active | The ""-394"" indicates that this SKU comes with a Top T&P Location. | The ""-506"" indicates that this SKU comes with an A420 Aluminum Anode Rod. | [8 empty] | No | Not Applicable | Not Applicable | Residential Water Heating | Water Heating.Gas | 6 | 6 |  |  |  | 238-53393-00 |  |  |  | 238-39699-00 | [6 empty] | Gas | Natural Gas |  |  |  | Indoor |  | Floor Mounted |  | No | Not Applicable | 150 | Category I | 3 |  | 0.5 | 0.75 | No | [7 empty] | 40000 BTU/Hr |  | 69 | 0.58 | 40 | 38 | Not Applicable | On/Off | Yes, it does comply with jurisdictions having 10ng/J NOx Regulations | [6 empty] | 149 | 24.5625 | 23 | 49.8125 | 155 | 462 | 22 | 48.1875 | 25.1875 | 51.75 |  |  | 43 |  |  | 8 |  |  |  | 11.4375 | 41 | [8 empty] | 1 | 200 | 200 | ANSI Z21.10.1-2019/CSA 4.1-2019 | Yes | Yes | Yes | No | Not Applicable | [5 empty] | 10122 | RES ULN ATM | 200094328
URG240S6N-475 | URG240S | Bradford White | 671632995806 | Active | The ""-475"" indicates that this SKU was designed to operate in Altitudes between 2,001 feet and 7,000 feet. | [9 empty] | No | Not Applicable | Not Applicable | Residential Water Heating | Water Heating.Gas | 6 | 6 |  |  |  | 238-53393-00 |  |  |  | 238-39699-00 | [6 empty] | Gas | Natural Gas |  |  |  | Indoor |  | Floor Mounted |  | No | Not Applicable | 150 | Category I | 3 |  | 0.5 | 0.75 | No | [7 empty] | 40000 BTU/Hr |  | 69 | 0.58 | 40 | 38 | Not Applicable | On/Off | Yes, it does comply with jurisdictions having 10ng/J NOx Regulations | [6 empty] | 137 | 24.5625 | 23 | 49.8125 | 142 | 450 | 22 | 48.1875 | 25.1875 | 51.75 |  |  | 43 |  |  | 8 |  |  |  | 11.4375 | 41 | [8 empty] | 1 | 200 | 200 | ANSI Z21.10.1-2019/CSA 4.1-2019 | Yes | Yes | Yes | No | Not Applicable | [5 empty] | 10122 | RES ULN ATM | 200094328
URG240S6N-475-264 | URG240S | Bradford White | 671632124695 | Active | The ""-264"" indicates that this SKU comes with an Aluminum Anode Rod. | The ""-475"" indicates that this SKU was designed to operate in Altitudes between 2,001 feet and 7,000 feet. | [8 empty] | No | Not Applicable | Not Applicable | Residential Water Heating | Water Heating.Gas | 6 | 6 |  |  |  | 238-53393-00 |  |  |  | 238-39699-00 | [6 empty] | Gas | Natural Gas |  |  |  | Indoor |  | Floor Mounted |  | No | Not Applicable | 150 | Category I | 3 |  | 0.5 | 0.75 | No | [7 empty] | 40000 BTU/Hr |  | 69 | 0.58 | 40 | 38 | Not Applicable | On/Off | Yes, it does comply with jurisdictions having 10ng/J NOx Regulations | [6 empty] | 149 | 24.5625 | 23 | 49.8125 | 155 | 462 | 22 | 48.1875 | 25.1875 | 51.75 |  |  | 43 |  |  | 8 |  |  |  | 11.4375 | 41 | [8 empty] | 1 | 200 | 200 | ANSI Z21.10.1-2019/CSA 4.1-2019 | Yes | Yes | Yes | No | Not Applicable | [5 empty] | 10122 | RES ULN ATM | 200094328
URG240S6N-475-506 | URG240S | Bradford White | 671632673421 | Active | The ""-475"" indicates that this SKU was designed to operate in Altitudes between 2,001 feet and 7,000 feet. | The ""-506"" indicates that this SKU comes with an A420 Aluminum Anode Rod. | [8 empty] | No | Not Applicable | Not Applicable | Residential Water Heating | Water Heating.Gas | 6 | 6 |  |  |  | 238-53393-00 |  |  |  | 238-39699-00 | [6 empty] | Gas | Natural Gas |  |  |  | Indoor |  | Floor Mounted |  | No | Not Applicable | 150 | Category I | 3 |  | 0.5 | 0.75 | No | [7 empty] | 40000 BTU/Hr |  | 69 | 0.58 | 40 | 38 | Not Applicable | On/Off | Yes, it does comply with jurisdictions having 10ng/J NOx Regulations | [6 empty] | 137 | 24.5625 | 23 | 49.8125 | 142 | 450 | 22 | 48.1875 | 25.1875 | 51.75 |  |  | 43 |  |  | 8 |  |  |  | 11.4375 | 41 | [8 empty] | 1 | 200 | 200 | ANSI Z21.10.1-2019/CSA 4.1-2019 | Yes | Yes | Yes | No | Not Applicable | [5 empty] | 10122 | RES ULN ATM | 200094328
URG240S6N-506 | URG240S | Bradford White | 671632673513 | Active | The ""-506"" indicates that this SKU comes with an A420 Aluminum Anode Rod. | [9 empty] | No | Not Applicable | Not Applicable | Residential Water Heating | Water Heating.Gas | 6 | 6 |  |  |  | 238-53393-00 |  |  |  | 238-39699-00 | [6 empty] | Gas | Natural Gas |  |  |  | Indoor |  | Floor Mounted |  | No | Not Applicable | 150 | Category I | 3 |  | 0.5 | 0.75 | No | [7 empty] | 40000 BTU/Hr |  | 69 | 0.58 | 40 | 38 | Not Applicable | On/Off | Yes, it does comply with jurisdictions having 10ng/J NOx Regulations | [6 empty] | 149 | 24.5625 | 23 | 49.8125 | 155 | 462 | 22 | 48.1875 | 25.1875 | 51.75 |  |  | 43 |  |  | 8 |  |  |  | 11.4375 | 41 | [8 empty] | 1 | 200 | 200 | ANSI Z21.10.1-2019/CSA 4.1-2019 | Yes | Yes | Yes | No | Not Applicable | [5 empty] | 10122 | RES ULN ATM | 200094328
URG240T10N | URG240T | Bradford White | 671632860043 | Active | [10 empty] | No | Not Applicable | Not Applicable | Residential Water Heating | Water Heating.Gas | 10 | 6 |  |  |  | 238-53393-00 |  |  |  | 238-39699-00 | [6 empty] | Gas | Natural Gas |  |  |  | Indoor |  | Floor Mounted |  | No | Not Applicable | 150 | Category I | 3 |  | 0.5 | 0.75 | No | [7 empty] | 40000 BTU/Hr |  | 75 | 0.64 | 40 | 38 | Not Applicable | On/Off | Yes, it does comply with jurisdictions having 10ng/J NOx Regulations | [6 empty] | 137 | 23 | 21 | 59.375 | 142 | 450 | 20 | 56.75 | 23.1875 | 60.3125 |  |  | 43 |  |  | 8 |  |  |  | 11.4375 | 49.875 | [8 empty] | 1 | 108 | 104 | ANSI Z21.10.1-2019/CSA 4.1-2019 | Yes | Yes | Yes | No | Not Applicable | [5 empty] | 10122 | RES ULN ATM | 200094340
URG240T10N-394 | URG240T | Bradford White | 671632852161 | Active | The ""-394"" indicates that this SKU comes with a Top T&P Location. | [9 empty] | No | Not Applicable | Not Applicable | Residential Water Heating | Water Heating.Gas | 10 | 6 |  |  |  | 238-53393-00 |  |  |  | 238-39699-00 | [6 empty] | Gas | Natural Gas |  |  |  | Indoor |  | Floor Mounted |  | No | Not Applicable | 150 | Category I | 3 |  | 0.5 | 0.75 | No | [7 empty] | 40000 BTU/Hr |  | 75 | 0.64 | 40 | 38 | Not Applicable | On/Off | Yes, it does comply with jurisdictions having 10ng/J NOx Regulations | [6 empty] | 137 | 23 | 21 | 59.375 | 142 | 450 | 20 | 56.75 | 23.1875 | 60.3125 |  |  | 43 |  |  | 8 |  |  |  | 11.4375 | 49.875 | [8 empty] | 1 | 108 | 104 | ANSI Z21.10.1-2019/CSA 4.1-2019 | Yes | Yes | Yes | No | Not Applicable | [5 empty] | 10122 | RES ULN ATM | 200094340
URG240T10N-394-475-264 | URG240T | Bradford White | 671632903634 | Active | The ""-264"" indicates that this SKU comes with an Aluminum Anode Rod. | The ""-394"" indicates that this SKU comes with a Top T&P Location. | The ""-475"" indicates that this SKU was designed to operate in Altitudes between 2,001 feet and 7,000 feet. | [7 empty] | No | Not Applicable | Not Applicable | Residential Water Heating | Water Heating.Gas | 10 | 6 |  |  |  | 238-53393-00 |  |  |  | 238-39699-00 | [6 empty] | Gas | Natural Gas |  |  |  | Indoor |  | Floor Mounted |  | No | Not Applicable | 150 | Category I | 3 |  | 0.5 | 0.75 | No | [7 empty] | 40000 BTU/Hr |  | 75 | 0.64 | 40 | 38 | Not Applicable | On/Off | Yes, it does comply with jurisdictions having 10ng/J NOx Regulations | [6 empty] | 137 | 23 | 21 | 59.375 | 142 | 450 | 20 | 56.75 | 23.1875 | 60.3125 |  |  | 43 |  |  | 8 |  |  |  | 11.4375 | 49.875 | [8 empty] | 1 | 108 | 104 | ANSI Z21.10.1-2019/CSA 4.1-2019 | Yes | Yes | Yes | No | Not Applicable | [5 empty] | 10122 | RES ULN ATM | 200094340
URG240T6N | URG240T | Bradford White | 671632793037 | Active | [10 empty] | No | Not Applicable | Not Applicable | Residential Water Heating | Water Heating.Gas | 6 | 6 |  |  |  | 238-53393-00 |  |  |  | 238-39699-00 | [6 empty] | Gas | Natural Gas |  |  |  | Indoor |  | Floor Mounted |  | No | Not Applicable | 150 | Category I | 3 |  | 0.5 | 0.75 | No | [7 empty] | 40000 BTU/Hr |  | 75 | 0.64 | 40 | 38 | Not Applicable | On/Off | Yes, it does comply with jurisdictions having 10ng/J NOx Regulations | [6 empty] | 137 | 23 | 21 | 59.375 | 142 | 450 | 20 | 56.75 | 23.1875 | 60.3125 |  |  | 43 |  |  | 8 |  |  |  | 11.4375 | 49.875 | [8 empty] | 1 | 108 | 104 | ANSI Z21.10.1-2019/CSA 4.1-2019 | Yes | Yes | Yes | No | Not Applicable | [5 empty] | 10122 | RES ULN ATM | 200094340
URG240T6N-264 | URG240T | Bradford White | 671632825974 | Active | The ""-264"" indicates that this SKU comes with an Aluminum Anode Rod. | [9 empty] | No | Not Applicable | Not Applicable | Residential Water Heating | Water Heating.Gas | 6 | 6 |  |  |  | 238-53393-00 |  |  |  | 238-39699-00 | [6 empty] | Gas | Natural Gas |  |  |  | Indoor |  | Floor Mounted |  | No | Not Applicable | 150 | Category I | 3 |  | 0.5 | 0.75 | No | [7 empty] | 40000 BTU/Hr |  | 75 | 0.64 | 40 | 38 | Not Applicable | On/Off | Yes, it does comply with jurisdictions having 10ng/J NOx Regulations | [6 empty] | 137 | 23 | 21 | 59.375 | 142 | 450 | 20 | 56.75 | 23.1875 | 60.3125 |  |  | 43 |  |  | 8 |  |  |  | 11.4375 | 49.875 | [8 empty] | 1 | 108 | 104 | ANSI Z21.10.1-2019/CSA 4.1-2019 | Yes | Yes | Yes | No | Not Applicable | [5 empty] | 10122 | RES ULN ATM | 200094340
URG240T6N-394 | URG240T | Bradford White | 671632803354 | Active | The ""-394"" indicates that this SKU comes with a Top T&P Location. | [9 empty] | No | Not Applicable | Not Applicable | Residential Water Heating | Water Heating.Gas | 6 | 6 |  |  |  | 238-53393-00 |  |  |  | 238-39699-00 | [6 empty] | Gas | Natural Gas |  |  |  | Indoor |  | Floor Mounted |  | No | Not Applicable | 150 | Category I | 3 |  | 0.5 | 0.75 | No | [7 empty] | 40000 BTU/Hr |  | 75 | 0.64 | 40 | 38 | Not Applicable | On/Off | Yes, it does comply with jurisdictions having 10ng/J NOx Regulations | [6 empty] | 137 | 23 | 21 | 59.375 | 142 | 450 | 20 | 56.75 | 23.1875 | 60.3125 |  |  | 43 |  |  | 8 |  |  |  | 11.4375 | 49.875 | [8 empty] | 1 | 108 | 104 | ANSI Z21.10.1-2019/CSA 4.1-2019 | Yes | Yes | Yes | No | Not Applicable | [5 empty] | 10122 | RES ULN ATM | 200094340
URG240T6N-394-264 | URG240T | Bradford White | 671632673490 | Active | The ""-264"" indicates that this SKU comes with an Aluminum Anode Rod. | The ""-394"" indicates that this SKU comes with a Top T&P Location. | [8 empty] | No | Not Applicable | Not Applicable | Residential Water Heating | Water Heating.Gas | 6 | 6 |  |  |  | 238-53393-00 |  |  |  | 238-39699-00 | [6 empty] | Gas | Natural Gas |  |  |  | Indoor |  | Floor Mounted |  | No | Not Applicable | 150 | Category I | 3 |  | 0.5 | 0.75 | No | [7 empty] | 40000 BTU/Hr |  | 75 | 0.64 | 40 | 38 | Not Applicable | On/Off | Yes, it does comply with jurisdictions having 10ng/J NOx Regulations | [6 empty] | 137 | 23 | 21 | 59.375 | 142 | 450 | 20 | 56.75 | 23.1875 | 60.3125 |  |  | 43 |  |  | 8 |  |  |  | 11.4375 | 49.875 | [8 empty] | 1 | 108 | 104 | ANSI Z21.10.1-2019/CSA 4.1-2019 | Yes | Yes | Yes | No | Not Applicable | [5 empty] | 10122 | RES ULN ATM | 200094340
URG240T6N-394-475 | URG240T | Bradford White | 671632856657 | Active | The ""-394"" indicates that this SKU comes with a Top T&P Location. | The ""-475"" indicates that this SKU was designed to operate in Altitudes between 2,001 feet and 7,000 feet. | [8 empty] | No | Not Applicable | Not Applicable | Residential Water Heating | Water Heating.Gas | 6 | 6 |  |  |  | 238-53393-00 |  |  |  | 238-39699-00 | [6 empty] | Gas | Natural Gas |  |  |  | Indoor |  | Floor Mounted |  | No | Not Applicable | 150 | Category I | 3 |  | 0.5 | 0.75 | No | [7 empty] | 40000 BTU/Hr |  | 75 | 0.64 | 40 | 38 | Not Applicable | On/Off | Yes, it does comply with jurisdictions having 10ng/J NOx Regulations | [6 empty] | 137 | 23 | 21 | 59.375 | 142 | 450 | 20 | 56.75 | 23.1875 | 60.3125 |  |  | 43 |  |  | 8 |  |  |  | 11.4375 | 49.875 | [8 empty] | 1 | 108 | 104 | ANSI Z21.10.1-2019/CSA 4.1-2019 | Yes | Yes | Yes | No | Not Applicable | [5 empty] | 10122 | RES ULN ATM | 200094340
URG240T6N-394-475-264 | URG240T | Bradford White | 671632901685 | Active | The ""-264"" indicates that this SKU comes with an Aluminum Anode Rod. | The ""-394"" indicates that this SKU comes with a Top T&P Location. | The ""-475"" indicates that this SKU was designed to operate in Altitudes between 2,001 feet and 7,000 feet. | [7 empty] | No | Not Applicable | Not Applicable | Residential Water Heating | Water Heating.Gas | 6 | 6 |  |  |  | 238-53393-00 |  |  |  | 238-39699-00 | [6 empty] | Gas | Natural Gas |  |  |  | Indoor |  | Floor Mounted |  | No | Not Applicable | 150 | Category I | 3 |  | 0.5 | 0.75 | No | [7 empty] | 40000 BTU/Hr |  | 75 | 0.64 | 40 | 38 | Not Applicable | On/Off | Yes, it does comply with jurisdictions having 10ng/J NOx Regulations | [6 empty] | 137 | 23 | 21 | 59.375 | 142 | 450 | 20 | 56.75 | 23.1875 | 60.3125 |  |  | 43 |  |  | 8 |  |  |  | 11.4375 | 49.875 | [8 empty] | 1 | 108 | 104 | ANSI Z21.10.1-2019/CSA 4.1-2019 | Yes | Yes | Yes | No | Not Applicable | [5 empty] | 10122 | RES ULN ATM | 200094340
URG240T6N-394-506 | URG240T | Bradford White | 671632673520 | Active | The ""-394"" indicates that this SKU comes with a Top T&P Location. | The ""-506"" indicates that this SKU comes with an A420 Aluminum Anode Rod. | [8 empty] | No | Not Applicable | Not Applicable | Residential Water Heating | Water Heating.Gas | 6 | 6 |  |  |  | 238-53393-00 |  |  |  | 238-39699-00 | [6 empty] | Gas | Natural Gas |  |  |  | Indoor |  | Floor Mounted |  | No | Not Applicable | 150 | Category I | 3 |  | 0.5 | 0.75 | No | [7 empty] | 40000 BTU/Hr |  | 75 | 0.64 | 40 | 38 | Not Applicable | On/Off | Yes, it does comply with jurisdictions having 10ng/J NOx Regulations | [6 empty] | 137 | 23 | 21 | 59.375 | 142 | 450 | 20 | 56.75 | 23.1875 | 60.3125 |  |  | 43 |  |  | 8 |  |  |  | 11.4375 | 49.875 | [8 empty] | 1 | 108 | 104 | ANSI Z21.10.1-2019/CSA 4.1-2019 | Yes | Yes | Yes | No | Not Applicable | [5 empty] | 10122 | RES ULN ATM | 200094340
URG240T6N-475 | URG240T | Bradford White | 671632995004 | Active | The ""-475"" indicates that this SKU was designed to operate in Altitudes between 2,001 feet and 7,000 feet. | [9 empty] | No | Not Applicable | Not Applicable | Residential Water Heating | Water Heating.Gas | 6 | 6 |  |  |  | 238-53393-00 |  |  |  | 238-39699-00 | [6 empty] | Gas | Natural Gas |  |  |  | Indoor |  | Floor Mounted |  | No | Not Applicable | 150 | Category I | 3 |  | 0.5 | 0.75 | No | [7 empty] | 40000 BTU/Hr |  | 75 | 0.64 | 40 | 38 | Not Applicable | On/Off | Yes, it does comply with jurisdictions having 10ng/J NOx Regulations | [6 empty] | 137 | 23 | 21 | 59.375 | 142 | 450 | 20 | 56.75 | 23.1875 | 60.3125 |  |  | 43 |  |  | 8 |  |  |  | 11.4375 | 49.875 | [8 empty] | 1 | 108 | 104 | ANSI Z21.10.1-2019/CSA 4.1-2019 | Yes | Yes | Yes | No | Not Applicable | [5 empty] | 10122 | RES ULN ATM | 200094340
URG240T6N-475-264 | URG240T | Bradford White | 671632912377 | Active | The ""-264"" indicates that this SKU comes with an Aluminum Anode Rod. | The ""-475"" indicates that this SKU was designed to operate in Altitudes between 2,001 feet and 7,000 feet. | [8 empty] | No | Not Applicable | Not Applicable | Residential Water Heating | Water Heating.Gas | 6 | 6 |  |  |  | 238-53393-00 |  |  |  | 238-39699-00 | [6 empty] | Gas | Natural Gas |  |  |  | Indoor |  | Floor Mounted |  | No | Not Applicable | 150 | Category I | 3 |  | 0.5 | 0.75 | No | [7 empty] | 40000 BTU/Hr |  | 75 | 0.64 | 40 | 38 | Not Applicable | On/Off | Yes, it does comply with jurisdictions having 10ng/J NOx Regulations | [6 empty] | 137 | 23 | 21 | 59.375 | 142 | 450 | 20 | 56.75 | 23.1875 | 60.3125 |  |  | 43 |  |  | 8 |  |  |  | 11.4375 | 49.875 | [8 empty] | 1 | 108 | 104 | ANSI Z21.10.1-2019/CSA 4.1-2019 | Yes | Yes | Yes | No | Not Applicable | [5 empty] | 10122 | RES ULN ATM | 200094340
URG240T6N-475-506 | URG240T | Bradford White | 671632673551 | Active | The ""-475"" indicates that this SKU was designed to operate in Altitudes between 2,001 feet and 7,000 feet. | The ""-506"" indicates that this SKU comes with an A420 Aluminum Anode Rod. | [8 empty] | No | Not Applicable | Not Applicable | Residential Water Heating | Water Heating.Gas | 6 | 6 |  |  |  | 238-53393-00 |  |  |  | 238-39699-00 | [6 empty] | Gas | Natural Gas |  |  |  | Indoor |  | Floor Mounted |  | No | Not Applicable | 150 | Category I | 3 |  | 0.5 | 0.75 | No | [7 empty] | 40000 BTU/Hr |  | 75 | 0.64 | 40 | 38 | Not Applicable | On/Off | Yes, it does comply with jurisdictions having 10ng/J NOx Regulations | [6 empty] | 137 | 23 | 21 | 59.375 | 142 | 450 | 20 | 56.75 | 23.1875 | 60.3125 |  |  | 43 |  |  | 8 |  |  |  | 11.4375 | 49.875 | [8 empty] | 1 | 108 | 104 | ANSI Z21.10.1-2019/CSA 4.1-2019 | Yes | Yes | Yes | No | Not Applicable | [5 empty] | 10122 | RES ULN ATM | 200094340
URG240T6N-506 | URG240T | Bradford White | 671632673568 | Active | The ""-506"" indicates that this SKU comes with an A420 Aluminum Anode Rod. | [9 empty] | No | Not Applicable | Not Applicable | Residential Water Heating | Water Heating.Gas | 6 | 6 |  |  |  | 238-53393-00 |  |  |  | 238-39699-00 | [6 empty] | Gas | Natural Gas |  |  |  | Indoor |  | Floor Mounted |  | No | Not Applicable | 150 | Category I | 3 |  | 0.5 | 0.75 | No | [7 empty] | 40000 BTU/Hr |  | 75 | 0.64 | 40 | 38 | Not Applicable | On/Off | Yes, it does comply with jurisdictions having 10ng/J NOx Regulations | [6 empty] | 137 | 23 | 21 | 59.375 | 142 | 450 | 20 | 56.75 | 23.1875 | 60.3125 |  |  | 43 |  |  | 8 |  |  |  | 11.4375 | 49.875 | [8 empty] | 1 | 108 | 104 | ANSI Z21.10.1-2019/CSA 4.1-2019 | Yes | Yes | Yes | No | Not Applicable | [5 empty] | 10122 | RES ULN ATM | 200094340
URG250H6N | URG250H | Bradford White | 671632790227 | Active | [10 empty] | No | Not Applicable | Not Applicable | Residential Water Heating | Water Heating.Gas | 6 | 6 |  |  |  | 238-53393-00 |  |  |  | 238-39699-00 | [6 empty] | Gas | Natural Gas |  |  |  | Indoor |  | Floor Mounted |  | No | Not Applicable | 150 | Category I | 4 |  | 0.5 | 0.75 | No | [7 empty] | 55000 BTU/Hr |  | 110 | 0.64 | 48 | 46 | Not Applicable | On/Off | Yes, it does comply with jurisdictions having 10ng/J NOx Regulations | [6 empty] | 194 | 24.5 | 23.1875 | 59.375 | 202 | 573 | 22 | 56.75 | 25 | 60.625 |  |  | 59 |  |  | 0.375 | 0.75 | 13.375 | 49.875 | 11.4375 | 49.875 | [8 empty] | 1 | 100 | 100 | ANSI Z21.10.1-2019/CSA 4.1-2019 | Yes | Yes | Yes | No | Not Applicable | [5 empty] | 10123 | RES ULN ATM HI INPUT | 200094384
URG250H6N-264 | URG250H | Bradford White | 671632673537 | Active | The ""-264"" indicates that this SKU comes with an Aluminum Anode Rod. | [9 empty] | No | Not Applicable | Not Applicable | Residential Water Heating | Water Heating.Gas | 6 | 6 |  |  |  | 238-53393-00 |  |  |  | 238-39699-00 | [6 empty] | Gas | Natural Gas |  |  |  | Indoor |  | Floor Mounted |  | No | Not Applicable | 150 | Category I | 4 |  | 0.5 | 0.75 | No | [7 empty] | 55000 BTU/Hr |  | 110 | 0.64 | 48 | 46 | Not Applicable | On/Off | Yes, it does comply with jurisdictions having 10ng/J NOx Regulations | [6 empty] | 194 | 24.5 | 23.1875 | 59.375 | 202 | 573 | 22 | 56.75 | 25 | 60.625 |  |  | 59 |  |  | 0.375 | 0.75 | 13.375 | 49.875 | 11.4375 | 49.875 | [8 empty] | 1 | 100 | 100 | ANSI Z21.10.1-2019/CSA 4.1-2019 | Yes | Yes | Yes | No | Not Applicable | [5 empty] | 10123 | RES ULN ATM HI INPUT | 200094384
URG250H6N-475-264 | URG250H | Bradford White | 671632901609 | Active | The ""-264"" indicates that this SKU comes with an Aluminum Anode Rod. | The ""-475"" indicates that this SKU was designed to operate in Altitudes between 2,001 feet and 7,000 feet. | [8 empty] | No | Not Applicable | Not Applicable | Residential Water Heating | Water Heating.Gas | 6 | 6 |  |  |  | 238-53393-00 |  |  |  | 238-39699-00 | [6 empty] | Gas | Natural Gas |  |  |  | Indoor |  | Floor Mounted |  | No | Not Applicable | 150 | Category I | 4 |  | 0.5 | 0.75 | No | [7 empty] | 55000 BTU/Hr |  | 110 | 0.64 | 48 | 46 | Not Applicable | On/Off | Yes, it does comply with jurisdictions having 10ng/J NOx Regulations | [6 empty] | 194 | 24.5 | 23.1875 | 59.375 | 202 | 573 | 22 | 56.75 | 25 | 60.625 |  |  | 59 |  |  | 0.375 | 0.75 | 13.375 | 49.875 | 11.4375 | 49.875 | [8 empty] | 1 | 100 | 100 | ANSI Z21.10.1-2019/CSA 4.1-2019 | Yes | Yes | Yes | No | Not Applicable | [5 empty] | 10123 | RES ULN ATM HI INPUT | 200094384
URG250L6N | URG250L | Bradford White | 671632793075 | Active | [10 empty] | No | Not Applicable | Not Applicable | Residential Water Heating | Water Heating.Gas | 6 | 6 |  |  |  | 238-53393-00 |  |  |  | 238-39699-00 | [6 empty] | Gas | Natural Gas |  |  |  | Indoor |  | Floor Mounted |  | No | Not Applicable | 150 | Category I | 3 |  | 0.5 | 0.75 | No | [7 empty] | 40000 BTU/Hr |  | 77 | 0.63 | 48 | 47 | Not Applicable | On/Off | Yes, it does comply with jurisdictions having 10ng/J NOx Regulations | [6 empty] | 174 | 26.625 | 25.375 | 50.8125 | 181 | 561 | 24 | 48.1875 | 27.1875 | 51.8125 |  |  | 43 |  |  | 8 |  |  |  | 11.4375 | 40.625 | [8 empty] | 1 | 69 | 66 | ANSI Z21.10.1-2019/CSA 4.1-2019 | Yes | Yes | Yes | No | Not Applicable | [5 empty] | 10122 | RES ULN ATM | 200094374
URG250L6N-264 | URG250L | Bradford White | 671632673544 | Active | The ""-264"" indicates that this SKU comes with an Aluminum Anode Rod. | [9 empty] | No | Not Applicable | Not Applicable | Residential Water Heating | Water Heating.Gas | 6 | 6 |  |  |  | 238-53393-00 |  |  |  | 238-39699-00 | [6 empty] | Gas | Natural Gas |  |  |  | Indoor |  | Floor Mounted |  | No | Not Applicable | 150 | Category I | 3 |  | 0.5 | 0.75 | No | [7 empty] | 40000 BTU/Hr |  | 77 | 0.63 | 48 | 47 | Not Applicable | On/Off | Yes, it does comply with jurisdictions having 10ng/J NOx Regulations | [6 empty] | 174 | 26.625 | 25.375 | 50.8125 | 181 | 561 | 24 | 48.1875 | 27.1875 | 51.8125 |  |  | 43 |  |  | 8 |  |  |  | 11.4375 | 40.625 | [8 empty] | 1 | 69 | 66 | ANSI Z21.10.1-2019/CSA 4.1-2019 | Yes | Yes | Yes | No | Not Applicable | [5 empty] | 10122 | RES ULN ATM | 200094374
URG250L6N-475 | URG250L | Bradford White | 671632320837 | Active | The ""-475"" indicates that this SKU was designed to operate in Altitudes between 2,001 feet and 7,000 feet. | [9 empty] | No | Not Applicable | Not Applicable | Residential Water Heating | Water Heating.Gas | 6 | 6 |  |  |  | 238-53393-00 |  |  |  | 238-39699-00 | [6 empty] | Gas | Natural Gas |  |  |  | Indoor |  | Floor Mounted |  | No | Not Applicable | 150 | Category I | 3 |  | 0.5 | 0.75 | No | [7 empty] | 40000 BTU/Hr |  | 77 | 0.63 | 48 | 47 | Not Applicable | On/Off | Yes, it does comply with jurisdictions having 10ng/J NOx Regulations | [6 empty] | 174 | 26.625 | 25.375 | 50.8125 | 181 | 561 | 24 | 48.1875 | 27.1875 | 51.8125 |  |  | 43 |  |  | 8 |  |  |  | 11.4375 | 40.625 | [8 empty] | 1 | 69 | 66 | ANSI Z21.10.1-2019/CSA 4.1-2019 | Yes | Yes | Yes | No | Not Applicable | [5 empty] | 10122 | RES ULN ATM | 200094374
URG250L6N-475-264 | URG250L | Bradford White | 671632147564 | Active | The ""-264"" indicates that this SKU comes with an Aluminum Anode Rod. | The ""-475"" indicates that this SKU was designed to operate in Altitudes between 2,001 feet and 7,000 feet. | [8 empty] | No | Not Applicable | Not Applicable | Residential Water Heating | Water Heating.Gas | 6 | 6 |  |  |  | 238-53393-00 |  |  |  | 238-39699-00 | [6 empty] | Gas | Natural Gas |  |  |  | Indoor |  | Floor Mounted |  | No | Not Applicable | 150 | Category I | 3 |  | 0.5 | 0.75 | No | [7 empty] | 40000 BTU/Hr |  | 77 | 0.63 | 48 | 47 | Not Applicable | On/Off | Yes, it does comply with jurisdictions having 10ng/J NOx Regulations | [6 empty] | 174 | 26.625 | 25.375 | 50.8125 | 181 | 561 | 24 | 48.1875 | 27.1875 | 51.8125 |  |  | 43 |  |  | 8 |  |  |  | 11.4375 | 40.625 | [8 empty] | 1 | 69 | 66 | ANSI Z21.10.1-2019/CSA 4.1-2019 | Yes | Yes | Yes | No | Not Applicable | [5 empty] | 10122 | RES ULN ATM | 200094374
URG250L6N-475-506 | URG250L | Bradford White | 671632673599 | Active | The ""-475"" indicates that this SKU was designed to operate in Altitudes between 2,001 feet and 7,000 feet. | The ""-506"" indicates that this SKU comes with an A420 Aluminum Anode Rod. | [8 empty] | No | Not Applicable | Not Applicable | Residential Water Heating | Water Heating.Gas | 6 | 6 |  |  |  | 238-53393-00 |  |  |  | 238-39699-00 | [6 empty] | Gas | Natural Gas |  |  |  | Indoor |  | Floor Mounted |  | No | Not Applicable | 150 | Category I | 3 |  | 0.5 | 0.75 | No | [7 empty] | 40000 BTU/Hr |  | 77 | 0.63 | 48 | 47 | Not Applicable | On/Off | Yes, it does comply with jurisdictions having 10ng/J NOx Regulations | [6 empty] | 174 | 26.625 | 25.375 | 50.8125 | 181 | 561 | 24 | 48.1875 | 27.1875 | 51.8125 |  |  | 43 |  |  | 8 |  |  |  | 11.4375 | 40.625 | [8 empty] | 1 | 69 | 66 | ANSI Z21.10.1-2019/CSA 4.1-2019 | Yes | Yes | Yes | No | Not Applicable | [5 empty] | 10122 | RES ULN ATM | 200094374
URG250L6N-506 | URG250L | Bradford White | 671632673575 | Active | The ""-506"" indicates that this SKU comes with an A420 Aluminum Anode Rod. | [9 empty] | No | Not Applicable | Not Applicable | Residential Water Heating | Water Heating.Gas | 6 | 6 |  |  |  | 238-53393-00 |  |  |  | 238-39699-00 | [6 empty] | Gas | Natural Gas |  |  |  | Indoor |  | Floor Mounted |  | No | Not Applicable | 150 | Category I | 3 |  | 0.5 | 0.75 | No | [7 empty] | 40000 BTU/Hr |  | 77 | 0.63 | 48 | 47 | Not Applicable | On/Off | Yes, it does comply with jurisdictions having 10ng/J NOx Regulations | [6 empty] | 174 | 26.625 | 25.375 | 50.8125 | 181 | 561 | 24 | 48.1875 | 27.1875 | 51.8125 |  |  | 43 |  |  | 8 |  |  |  | 11.4375 | 40.625 | [8 empty] | 1 | 69 | 66 | ANSI Z21.10.1-2019/CSA 4.1-2019 | Yes | Yes | Yes | No | Not Applicable | [5 empty] | 10122 | RES ULN ATM | 200094374
URG250S10N | URG250S | Bradford White | 671632131020 | Active | [10 empty] | No | Not Applicable | Not Applicable | Residential Water Heating | Water Heating.Gas | 10 | 6 |  |  |  | 238-53393-00 |  |  |  | 238-39699-00 | [6 empty] | Gas | Natural Gas |  |  |  | Indoor |  | Floor Mounted |  | No | Not Applicable | 150 | Category I | 4 |  | 0.5 | 0.75 | No | [7 empty] | 50000 BTU/Hr |  | 75 | 0.63 | 50 | 47 | Not Applicable | On/Off | Yes, it does comply with jurisdictions having 10ng/J NOx Regulations | [6 empty] | 169 | 24.5 | 23.1875 | 59.375 | 176 | 556 | 22 | 56.75 | 25.1875 | 60.625 |  |  | 54 |  |  | 8 |  |  |  | 11.4375 | 49.875 | [8 empty] | 1 | 100 | 100 | ANSI Z21.10.1-2019/CSA 4.1-2019 | Yes | Yes | Yes | No | Not Applicable | [5 empty] | 10122 | RES ULN ATM | 200094368
URG250S6N | URG250S | Bradford White | 671632793051 | Active | [10 empty] | No | Not Applicable | Not Applicable | Residential Water Heating | Water Heating.Gas | 6 | 6 |  |  |  | 238-53393-00 |  |  |  | 238-39699-00 | [6 empty] | Gas | Natural Gas |  |  |  | Indoor |  | Floor Mounted |  | No | Not Applicable | 150 | Category I | 4 |  | 0.5 | 0.75 | No | [7 empty] | 50000 BTU/Hr |  | 75 | 0.63 | 50 | 47 | Not Applicable | On/Off | Yes, it does comply with jurisdictions having 10ng/J NOx Regulations | [6 empty] | 169 | 24.5 | 23.1875 | 59.375 | 176 | 556 | 22 | 56.75 | 25.1875 | 60.625 |  |  | 54 |  |  | 8 |  |  |  | 11.4375 | 49.875 | [8 empty] | 1 | 100 | 100 | ANSI Z21.10.1-2019/CSA 4.1-2019 | Yes | Yes | Yes | No | Not Applicable | [5 empty] | 10122 | RES ULN ATM | 200094368
URG250S6N-264 | URG250S | Bradford White | 671632673582 | Active | The ""-264"" indicates that this SKU comes with an Aluminum Anode Rod. | [9 empty] | No | Not Applicable | Not Applicable | Residential Water Heating | Water Heating.Gas | 6 | 6 |  |  |  | 238-53393-00 |  |  |  | 238-39699-00 | [6 empty] | Gas | Natural Gas |  |  |  | Indoor |  | Floor Mounted |  | No | Not Applicable | 150 | Category I | 4 |  | 0.5 | 0.75 | No | [7 empty] | 50000 BTU/Hr |  | 75 | 0.63 | 50 | 47 | Not Applicable | On/Off | Yes, it does comply with jurisdictions having 10ng/J NOx Regulations | [6 empty] | 169 | 24.5 | 23.1875 | 59.375 | 176 | 556 | 22 | 56.75 | 25.1875 | 60.625 |  |  | 54 |  |  | 8 |  |  |  | 11.4375 | 49.875 | [8 empty] | 1 | 100 | 100 | ANSI Z21.10.1-2019/CSA 4.1-2019 | Yes | Yes | Yes | No | Not Applicable | [5 empty] | 10122 | RES ULN ATM | 200094368
URG250S6N-394 | URG250S | Bradford White | 671632803378 | Active | The ""-394"" indicates that this SKU comes with a Top T&P Location. | [9 empty] | No | Not Applicable | Not Applicable | Residential Water Heating | Water Heating.Gas | 6 | 6 |  |  |  | 238-53393-00 |  |  |  | 238-39699-00 | [6 empty] | Gas | Natural Gas |  |  |  | Indoor |  | Floor Mounted |  | No | Not Applicable | 150 | Category I | 4 |  | 0.5 | 0.75 | No | [7 empty] | 50000 BTU/Hr |  | 75 | 0.63 | 50 | 47 | Not Applicable | On/Off | Yes, it does comply with jurisdictions having 10ng/J NOx Regulations | [6 empty] | 169 | 24.5 | 23.1875 | 59.375 | 176 | 556 | 22 | 56.75 | 25.1875 | 60.625 |  |  | 54 |  |  | 8 |  |  |  | 11.4375 | 49.875 | [8 empty] | 1 | 100 | 100 | ANSI Z21.10.1-2019/CSA 4.1-2019 | Yes | Yes | Yes | No | Not Applicable | [5 empty] | 10122 | RES ULN ATM | 200094368
URG250S6N-394-264 | URG250S | Bradford White | 671632673605 | Active | The ""-264"" indicates that this SKU comes with an Aluminum Anode Rod. | The ""-394"" indicates that this SKU comes with a Top T&P Location. | [8 empty] | No | Not Applicable | Not Applicable | Residential Water Heating | Water Heating.Gas | 6 | 6 |  |  |  | 238-53393-00 |  |  |  | 238-39699-00 | [6 empty] | Gas | Natural Gas |  |  |  | Indoor |  | Floor Mounted |  | No | Not Applicable | 150 | Category I | 4 |  | 0.5 | 0.75 | No | [7 empty] | 50000 BTU/Hr |  | 75 | 0.63 | 50 | 47 | Not Applicable | On/Off | Yes, it does comply with jurisdictions having 10ng/J NOx Regulations | [6 empty] | 169 | 24.5 | 23.1875 | 59.375 | 176 | 556 | 22 | 56.75 | 25.1875 | 60.625 |  |  | 54 |  |  | 8 |  |  |  | 11.4375 | 49.875 | [8 empty] | 1 | 100 | 100 | ANSI Z21.10.1-2019/CSA 4.1-2019 | Yes | Yes | Yes | No | Not Applicable | [5 empty] | 10122 | RES ULN ATM | 200094368
URG250S6N-394-475 | URG250S | Bradford White | 671632673612 | Active | The ""-394"" indicates that this SKU comes with a Top T&P Location. | The ""-475"" indicates that this SKU was designed to operate in Altitudes between 2,001 feet and 7,000 feet. | [8 empty] | No | Not Applicable | Not Applicable | Residential Water Heating | Water Heating.Gas | 6 | 6 |  |  |  | 238-53393-00 |  |  |  | 238-39699-00 | [6 empty] | Gas | Natural Gas |  |  |  | Indoor |  | Floor Mounted |  | No | Not Applicable | 150 | Category I | 4 |  | 0.5 | 0.75 | No | [7 empty] | 50000 BTU/Hr |  | 75 | 0.63 | 50 | 47 | Not Applicable | On/Off | Yes, it does comply with jurisdictions having 10ng/J NOx Regulations | [6 empty] | 169 | 24.5 | 23.1875 | 59.375 | 176 | 556 | 22 | 56.75 | 25.1875 | 60.625 |  |  | 54 |  |  | 8 |  |  |  | 11.4375 | 49.875 | [8 empty] | 1 | 100 | 100 | ANSI Z21.10.1-2019/CSA 4.1-2019 | Yes | Yes | Yes | No | Not Applicable | [5 empty] | 10122 | RES ULN ATM | 200094368
URG250S6N-394-475-264 | URG250S | Bradford White | 671632901623 | Active | The ""-264"" indicates that this SKU comes with an Aluminum Anode Rod. | The ""-394"" indicates that this SKU comes with a Top T&P Location. | The ""-475"" indicates that this SKU was designed to operate in Altitudes between 2,001 feet and 7,000 feet. | [7 empty] | No | Not Applicable | Not Applicable | Residential Water Heating | Water Heating.Gas | 6 | 6 |  |  |  | 238-53393-00 |  |  |  | 238-39699-00 | [6 empty] | Gas | Natural Gas |  |  |  | Indoor |  | Floor Mounted |  | No | Not Applicable | 150 | Category I | 4 |  | 0.5 | 0.75 | No | [7 empty] | 50000 BTU/Hr |  | 75 | 0.63 | 50 | 47 | Not Applicable | On/Off | Yes, it does comply with jurisdictions having 10ng/J NOx Regulations | [6 empty] | 169 | 24.5 | 23.1875 | 59.375 | 176 | 556 | 22 | 56.75 | 25.1875 | 60.625 |  |  | 54 |  |  | 8 |  |  |  | 11.4375 | 49.875 | [8 empty] | 1 | 100 | 100 | ANSI Z21.10.1-2019/CSA 4.1-2019 | Yes | Yes | Yes | No | Not Applicable | [5 empty] | 10122 | RES ULN ATM | 200094368
URG250S6N-475 | URG250S | Bradford White | 671632996131 | Active | The ""-475"" indicates that this SKU was designed to operate in Altitudes between 2,001 feet and 7,000 feet. | [9 empty] | No | Not Applicable | Not Applicable | Residential Water Heating | Water Heating.Gas | 6 | 6 |  |  |  | 238-53393-00 |  |  |  | 238-39699-00 | [6 empty] | Gas | Natural Gas |  |  |  | Indoor |  | Floor Mounted |  | No | Not Applicable | 150 | Category I | 4 |  | 0.5 | 0.75 | No | [7 empty] | 50000 BTU/Hr |  | 75 | 0.63 | 50 | 47 | Not Applicable | On/Off | Yes, it does comply with jurisdictions having 10ng/J NOx Regulations | [6 empty] | 169 | 24.5 | 23.1875 | 59.375 | 176 | 556 | 22 | 56.75 | 25.1875 | 60.625 |  |  | 54 |  |  | 8 |  |  |  | 11.4375 | 49.875 | [8 empty] | 1 | 100 | 100 | ANSI Z21.10.1-2019/CSA 4.1-2019 | Yes | Yes | Yes | No | Not Applicable | [5 empty] | 10122 | RES ULN ATM | 200094368
URG250S6N-475-264 | URG250S | Bradford White | 671632142200 | Active | The ""-264"" indicates that this SKU comes with an Aluminum Anode Rod. | The ""-475"" indicates that this SKU was designed to operate in Altitudes between 2,001 feet and 7,000 feet. | [8 empty] | No | Not Applicable | Not Applicable | Residential Water Heating | Water Heating.Gas | 6 | 6 |  |  |  | 238-53393-00 |  |  |  | 238-39699-00 | [6 empty] | Gas | Natural Gas |  |  |  | Indoor |  | Floor Mounted |  | No | Not Applicable | 150 | Category I | 4 |  | 0.5 | 0.75 | No | [7 empty] | 50000 BTU/Hr |  | 75 | 0.63 | 50 | 47 | Not Applicable | On/Off | Yes, it does comply with jurisdictions having 10ng/J NOx Regulations | [6 empty] | 169 | 24.5 | 23.1875 | 59.375 | 176 | 556 | 22 | 56.75 | 25.1875 | 60.625 |  |  | 54 |  |  | 8 |  |  |  | 11.4375 | 49.875 | [8 empty] | 1 | 100 | 100 | ANSI Z21.10.1-2019/CSA 4.1-2019 | Yes | Yes | Yes | No | Not Applicable | [5 empty] | 10122 | RES ULN ATM | 200094368
URG250S6N-506 | URG250S | Bradford White | 671632673667 | Active | The ""-506"" indicates that this SKU comes with an A420 Aluminum Anode Rod. | [9 empty] | No | Not Applicable | Not Applicable | Residential Water Heating | Water Heating.Gas | 6 | 6 |  |  |  | 238-53393-00 |  |  |  | 238-39699-00 | [6 empty] | Gas | Natural Gas |  |  |  | Indoor |  | Floor Mounted |  | No | Not Applicable | 150 | Category I | 4 |  | 0.5 | 0.75 | No | [7 empty] | 50000 BTU/Hr |  | 75 | 0.63 | 50 | 47 | Not Applicable | On/Off | Yes, it does comply with jurisdictions having 10ng/J NOx Regulations | [6 empty] | 169 | 24.5 | 23.1875 | 59.375 | 176 | 556 | 22 | 56.75 | 25.1875 | 60.625 |  |  | 54 |  |  | 8 |  |  |  | 11.4375 | 49.875 | [8 empty] | 1 | 100 | 100 | ANSI Z21.10.1-2019/CSA 4.1-2019 | Yes | Yes | Yes | No | Not Applicable | [5 empty] | 10122 | RES ULN ATM | 200094368
URG250T10N-394 | URG250T | Bradford White | 671632827954 | Active | The ""-394"" indicates that this SKU comes with a Top T&P Location. | [9 empty] | No | Not Applicable | Not Applicable | Residential Water Heating | Water Heating.Gas | 10 | 6 |  |  |  | 238-53393-00 |  |  |  | 238-39699-00 | [6 empty] | Gas | Natural Gas |  |  |  | Indoor |  | Floor Mounted |  | No | Not Applicable | 150 | Category I | 3 |  | 0.5 | 0.75 | No | [7 empty] | 40000 BTU/Hr |  | 81 | 0.63 | 50 | 48 | Not Applicable | On/Off | Yes, it does comply with jurisdictions having 10ng/J NOx Regulations | [6 empty] | 160 | 24.5 | 23.1875 | 59.375 | 166 | 556 | 22 | 56.6875 | 25.375 | 60.3125 |  |  | 43 |  |  | 8 |  |  |  | 11.4375 | 49.875 | [8 empty] | 1 | 100 | 100 | ANSI Z21.10.1-2019/CSA 4.1-2019 | Yes | Yes | Yes | No | Not Applicable | [5 empty] | 10122 | RES ULN ATM | 200094352
URG250T10N-394-475-264 | URG250T | Bradford White | 671632903641 | Active | The ""-264"" indicates that this SKU comes with an Aluminum Anode Rod. | The ""-394"" indicates that this SKU comes with a Top T&P Location. | The ""-475"" indicates that this SKU was designed to operate in Altitudes between 2,001 feet and 7,000 feet. | [7 empty] | No | Not Applicable | Not Applicable | Residential Water Heating | Water Heating.Gas | 10 | 6 |  |  |  | 238-53393-00 |  |  |  | 238-39699-00 | [6 empty] | Gas | Natural Gas |  |  |  | Indoor |  | Floor Mounted |  | No | Not Applicable | 150 | Category I | 3 |  | 0.5 | 0.75 | No | [7 empty] | 40000 BTU/Hr |  | 81 | 0.63 | 50 | 48 | Not Applicable | On/Off | Yes, it does comply with jurisdictions having 10ng/J NOx Regulations | [6 empty] | 160 | 24.5 | 23.1875 | 59.375 | 166 | 556 | 22 | 56.6875 | 25.375 | 60.3125 |  |  | 43 |  |  | 8 |  |  |  | 11.4375 | 49.875 | [8 empty] | 1 | 100 | 100 | ANSI Z21.10.1-2019/CSA 4.1-2019 | Yes | Yes | Yes | No | Not Applicable | [5 empty] | 10122 | RES ULN ATM | 200094352
URG250T6N | URG250T | Bradford White | 671632793044 | Active | [10 empty] | No | Not Applicable | Not Applicable | Residential Water Heating | Water Heating.Gas | 6 | 6 |  |  |  | 238-53393-00 |  |  |  | 238-39699-00 | [6 empty] | Gas | Natural Gas |  |  |  | Indoor |  | Floor Mounted |  | No | Not Applicable | 150 | Category I | 3 |  | 0.5 | 0.75 | No | [7 empty] | 40000 BTU/Hr |  | 81 | 0.63 | 50 | 48 | Not Applicable | On/Off | Yes, it does comply with jurisdictions having 10ng/J NOx Regulations | [6 empty] | 160 | 24.5 | 23.1875 | 59.375 | 166 | 556 | 22 | 56.6875 | 25.375 | 60.3125 |  |  | 43 |  |  | 8 |  |  |  | 11.4375 | 49.875 | [8 empty] | 1 | 100 | 100 | ANSI Z21.10.1-2019/CSA 4.1-2019 | Yes | Yes | Yes | No | Not Applicable | [5 empty] | 10122 | RES ULN ATM | 200094352
URG250T6N-264 | URG250T | Bradford White | 671632673636 | Active | The ""-264"" indicates that this SKU comes with an Aluminum Anode Rod. | [9 empty] | No | Not Applicable | Not Applicable | Residential Water Heating | Water Heating.Gas | 6 | 6 |  |  |  | 238-53393-00 |  |  |  | 238-39699-00 | [6 empty] | Gas | Natural Gas |  |  |  | Indoor |  | Floor Mounted |  | No | Not Applicable | 150 | Category I | 3 |  | 0.5 | 0.75 | No | [7 empty] | 40000 BTU/Hr |  | 81 | 0.63 | 50 | 48 | Not Applicable | On/Off | Yes, it does comply with jurisdictions having 10ng/J NOx Regulations | [6 empty] | 160 | 24.5 | 23.1875 | 59.375 | 166 | 556 | 22 | 56.6875 | 25.375 | 60.3125 |  |  | 43 |  |  | 8 |  |  |  | 11.4375 | 49.875 | [8 empty] | 1 | 100 | 100 | ANSI Z21.10.1-2019/CSA 4.1-2019 | Yes | Yes | Yes | No | Not Applicable | [5 empty] | 10122 | RES ULN ATM | 200094352
URG250T6N-394 | URG250T | Bradford White | 671632803385 | Active | The ""-394"" indicates that this SKU comes with a Top T&P Location. | [9 empty] | No | Not Applicable | Not Applicable | Residential Water Heating | Water Heating.Gas | 6 | 6 |  |  |  | 238-53393-00 |  |  |  | 238-39699-00 | [6 empty] | Gas | Natural Gas |  |  |  | Indoor |  | Floor Mounted |  | No | Not Applicable | 150 | Category I | 3 |  | 0.5 | 0.75 | No | [7 empty] | 40000 BTU/Hr |  | 81 | 0.63 | 50 | 48 | Not Applicable | On/Off | Yes, it does comply with jurisdictions having 10ng/J NOx Regulations | [6 empty] | 160 | 24.5 | 23.1875 | 59.375 | 166 | 556 | 22 | 56.6875 | 25.375 | 60.3125 |  |  | 43 |  |  | 8 |  |  |  | 11.4375 | 49.875 | [8 empty] | 1 | 100 | 100 | ANSI Z21.10.1-2019/CSA 4.1-2019 | Yes | Yes | Yes | No | Not Applicable | [5 empty] | 10122 | RES ULN ATM | 200094352
URG250T6N-394-475 | URG250T | Bradford White | 671632806973 | Active | The ""-394"" indicates that this SKU comes with a Top T&P Location. | The ""-475"" indicates that this SKU was designed to operate in Altitudes between 2,001 feet and 7,000 feet. | [8 empty] | No | Not Applicable | Not Applicable | Residential Water Heating | Water Heating.Gas | 6 | 6 |  |  |  | 238-53393-00 |  |  |  | 238-39699-00 | [6 empty] | Gas | Natural Gas |  |  |  | Indoor |  | Floor Mounted |  | No | Not Applicable | 150 | Category I | 3 |  | 0.5 | 0.75 | No | [7 empty] | 40000 BTU/Hr |  | 81 | 0.63 | 50 | 48 | Not Applicable | On/Off | Yes, it does comply with jurisdictions having 10ng/J NOx Regulations | [6 empty] | 160 | 24.5 | 23.1875 | 59.375 | 166 | 556 | 22 | 56.6875 | 25.375 | 60.3125 |  |  | 43 |  |  | 8 |  |  |  | 11.4375 | 49.875 | [8 empty] | 1 | 100 | 100 | ANSI Z21.10.1-2019/CSA 4.1-2019 | Yes | Yes | Yes | No | Not Applicable | [5 empty] | 10122 | RES ULN ATM | 200094352
URG250T6N-394-475-264 | URG250T | Bradford White | 671632901661 | Active | The ""-264"" indicates that this SKU comes with an Aluminum Anode Rod. | The ""-394"" indicates that this SKU comes with a Top T&P Location. | The ""-475"" indicates that this SKU was designed to operate in Altitudes between 2,001 feet and 7,000 feet. | [7 empty] | No | Not Applicable | Not Applicable | Residential Water Heating | Water Heating.Gas | 6 | 6 |  |  |  | 238-53393-00 |  |  |  | 238-39699-00 | [6 empty] | Gas | Natural Gas |  |  |  | Indoor |  | Floor Mounted |  | No | Not Applicable | 150 | Category I | 3 |  | 0.5 | 0.75 | No | [7 empty] | 40000 BTU/Hr |  | 81 | 0.63 | 50 | 48 | Not Applicable | On/Off | Yes, it does comply with jurisdictions having 10ng/J NOx Regulations | [6 empty] | 160 | 24.5 | 23.1875 | 59.375 | 166 | 556 | 22 | 56.6875 | 25.375 | 60.3125 |  |  | 43 |  |  | 8 |  |  |  | 11.4375 | 49.875 | [8 empty] | 1 | 100 | 100 | ANSI Z21.10.1-2019/CSA 4.1-2019 | Yes | Yes | Yes | No | Not Applicable | [5 empty] | 10122 | RES ULN ATM | 200094352
URG250T6N-394-506 | URG250T | Bradford White | 671632673629 | Active | The ""-394"" indicates that this SKU comes with a Top T&P Location. | The ""-506"" indicates that this SKU comes with an A420 Aluminum Anode Rod. | [8 empty] | No | Not Applicable | Not Applicable | Residential Water Heating | Water Heating.Gas | 6 | 6 |  |  |  | 238-53393-00 |  |  |  | 238-39699-00 | [6 empty] | Gas | Natural Gas |  |  |  | Indoor |  | Floor Mounted |  | No | Not Applicable | 150 | Category I | 3 |  | 0.5 | 0.75 | No | [7 empty] | 40000 BTU/Hr |  | 81 | 0.63 | 50 | 48 | Not Applicable | On/Off | Yes, it does comply with jurisdictions having 10ng/J NOx Regulations | [6 empty] | 160 | 24.5 | 23.1875 | 59.375 | 166 | 556 | 22 | 56.6875 | 25.375 | 60.3125 |  |  | 43 |  |  | 8 |  |  |  | 11.4375 | 49.875 | [8 empty] | 1 | 100 | 100 | ANSI Z21.10.1-2019/CSA 4.1-2019 | Yes | Yes | Yes | No | Not Applicable | [5 empty] | 10122 | RES ULN ATM | 200094352
URG250T6N-475 | URG250T | Bradford White | 671632995523 | Active | The ""-475"" indicates that this SKU was designed to operate in Altitudes between 2,001 feet and 7,000 feet. | [9 empty] | No | Not Applicable | Not Applicable | Residential Water Heating | Water Heating.Gas | 6 | 6 |  |  |  | 238-53393-00 |  |  |  | 238-39699-00 | [6 empty] | Gas | Natural Gas |  |  |  | Indoor |  | Floor Mounted |  | No | Not Applicable | 150 | Category I | 3 |  | 0.5 | 0.75 | No | [7 empty] | 40000 BTU/Hr |  | 81 | 0.63 | 50 | 48 | Not Applicable | On/Off | Yes, it does comply with jurisdictions having 10ng/J NOx Regulations | [6 empty] | 160 | 24.5 | 23.1875 | 59.375 | 166 | 556 | 22 | 56.6875 | 25.375 | 60.3125 |  |  | 43 |  |  | 8 |  |  |  | 11.4375 | 49.875 | [8 empty] | 1 | 100 | 100 | ANSI Z21.10.1-2019/CSA 4.1-2019 | Yes | Yes | Yes | No | Not Applicable | [5 empty] | 10122 | RES ULN ATM | 200094352
URG250T6N-475-264 | URG250T | Bradford White | 671632912384 | Active | The ""-264"" indicates that this SKU comes with an Aluminum Anode Rod. | The ""-475"" indicates that this SKU was designed to operate in Altitudes between 2,001 feet and 7,000 feet. | [8 empty] | No | Not Applicable | Not Applicable | Residential Water Heating | Water Heating.Gas | 6 | 6 |  |  |  | 238-53393-00 |  |  |  | 238-39699-00 | [6 empty] | Gas | Natural Gas |  |  |  | Indoor |  | Floor Mounted |  | No | Not Applicable | 150 | Category I | 3 |  | 0.5 | 0.75 | No | [7 empty] | 40000 BTU/Hr |  | 81 | 0.63 | 50 | 48 | Not Applicable | On/Off | Yes, it does comply with jurisdictions having 10ng/J NOx Regulations | [6 empty] | 160 | 24.5 | 23.1875 | 59.375 | 166 | 556 | 22 | 56.6875 | 25.375 | 60.3125 |  |  | 43 |  |  | 8 |  |  |  | 11.4375 | 49.875 | [8 empty] | 1 | 100 | 100 | ANSI Z21.10.1-2019/CSA 4.1-2019 | Yes | Yes | Yes | No | Not Applicable | [5 empty] | 10122 | RES ULN ATM | 200094352
URG250T6N-475-506 | URG250T | Bradford White | 671632673650 | Active | The ""-475"" indicates that this SKU was designed to operate in Altitudes between 2,001 feet and 7,000 feet. | The ""-506"" indicates that this SKU comes with an A420 Aluminum Anode Rod. | [8 empty] | No | Not Applicable | Not Applicable | Residential Water Heating | Water Heating.Gas | 6 | 6 |  |  |  | 238-53393-00 |  |  |  | 238-39699-00 | [6 empty] | Gas | Natural Gas |  |  |  | Indoor |  | Floor Mounted |  | No | Not Applicable | 150 | Category I | 3 |  | 0.5 | 0.75 | No | [7 empty] | 40000 BTU/Hr |  | 81 | 0.63 | 50 | 48 | Not Applicable | On/Off | Yes, it does comply with jurisdictions having 10ng/J NOx Regulations | [6 empty] | 160 | 24.5 | 23.1875 | 59.375 | 166 | 556 | 22 | 56.6875 | 25.375 | 60.3125 |  |  | 43 |  |  | 8 |  |  |  | 11.4375 | 49.875 | [8 empty] | 1 | 100 | 100 | ANSI Z21.10.1-2019/CSA 4.1-2019 | Yes | Yes | Yes | No | Not Applicable | [5 empty] | 10122 | RES ULN ATM | 200094352
URG250T6N-506 | URG250T | Bradford White | 671632673643 | Active | The ""-506"" indicates that this SKU comes with an A420 Aluminum Anode Rod. | [9 empty] | No | Not Applicable | Not Applicable | Residential Water Heating | Water Heating.Gas | 6 | 6 |  |  |  | 238-53393-00 |  |  |  | 238-39699-00 | [6 empty] | Gas | Natural Gas |  |  |  | Indoor |  | Floor Mounted |  | No | Not Applicable | 150 | Category I | 3 |  | 0.5 | 0.75 | No | [7 empty] | 40000 BTU/Hr |  | 81 | 0.63 | 50 | 48 | Not Applicable | On/Off | Yes, it does comply with jurisdictions having 10ng/J NOx Regulations | [6 empty] | 160 | 24.5 | 23.1875 | 59.375 | 166 | 556 | 22 | 56.6875 | 25.375 | 60.3125 |  |  | 43 |  |  | 8 |  |  |  | 11.4375 | 49.875 | [8 empty] | 1 | 100 | 100 | ANSI Z21.10.1-2019/CSA 4.1-2019 | Yes | Yes | Yes | No | Not Applicable | [5 empty] | 10122 | RES ULN ATM | 200094352
URG275H10N | URG275H | Bradford White | 671632824878 | Active | [10 empty] | No | Not Applicable | Not Applicable | Residential Water Heating | Water Heating.Gas | 10 | 6 |  |  |  | 238-51007-00 |  |  |  | 238-39699-00 |  | 238-50999-00 |  |  |  |  | Gas | Natural Gas |  |  |  | Indoor |  | Floor Mounted |  | No | Not Applicable | 150 | Category I | 4 |  | 0.5 | 1 | No | [7 empty] | 76000 BTU/Hr |  | 135 | 0.59 | 75 | 72 | Not Applicable | On/Off | Yes, it does comply with jurisdictions having 14ng/J NOx Regulations | [6 empty] | 286 | 31.375 | 26.9375 | 62.4375 | 297 | 880 | 26 | 60.3125 | 29.375 | 64.25 |  |  | 85 |  |  | 11 | 0.75 | 16.6875 | 53.375 | 15.125 | 53.375 | [8 empty] | 1 | 60 | 57 | ANSI Z21.10.3-2019/CSA 4.3-2019 | Yes | Yes | Yes | No | Not Applicable | [5 empty] | 10123 | RES ULN ATM HI INPUT | 200094610
URG275H6N | URG275H | Bradford White | 671632790234 | Active | [10 empty] | No | Not Applicable | Not Applicable | Residential Water Heating | Water Heating.Gas | 6 | 6 |  |  |  | 238-51007-00 |  |  |  | 238-39699-00 |  | 238-50999-00 |  |  |  |  | Gas | Natural Gas |  |  |  | Indoor |  | Floor Mounted |  | No | Not Applicable | 150 | Category I | 4 |  | 0.5 | 1 | No | [7 empty] | 76000 BTU/Hr |  | 135 | 0.59 | 75 | 72 | Not Applicable | On/Off | Yes, it does comply with jurisdictions having 14ng/J NOx Regulations | [6 empty] | 286 | 31.375 | 26.9375 | 62.4375 | 297 | 880 | 26 | 60.3125 | 29.375 | 64.25 |  |  | 85 |  |  | 11 | 0.75 | 16.6875 | 53.375 | 15.125 | 53.375 | [8 empty] | 1 | 60 | 57 | ANSI Z21.10.3-2019/CSA 4.3-2019 | Yes | Yes | Yes | No | Not Applicable | [5 empty] | 10123 | RES ULN ATM HI INPUT | 200094610
URG275H6N-264 | URG275H | Bradford White | 671632673674 | Active | The ""-264"" indicates that this SKU comes with an Aluminum Anode Rod. | [9 empty] | No | Not Applicable | Not Applicable | Residential Water Heating | Water Heating.Gas | 6 | 6 |  |  |  | 238-51007-00 |  |  |  | 238-39699-00 |  | 238-50999-00 |  |  |  |  | Gas | Natural Gas |  |  |  | Indoor |  | Floor Mounted |  | No | Not Applicable | 150 | Category I | 4 |  | 0.5 | 1 | No | [7 empty] | 76000 BTU/Hr |  | 135 | 0.59 | 75 | 72 | Not Applicable | On/Off | Yes, it does comply with jurisdictions having 14ng/J NOx Regulations | [6 empty] | 286 | 31.375 | 26.9375 | 62.4375 | 297 | 880 | 26 | 60.3125 | 29.375 | 64.25 |  |  | 85 |  |  | 11 | 0.75 | 16.6875 | 53.375 | 15.125 | 53.375 | [8 empty] | 1 | 60 | 57 | ANSI Z21.10.3-2019/CSA 4.3-2019 | Yes | Yes | Yes | No | Not Applicable | [5 empty] | 10123 | RES ULN ATM HI INPUT | 200094610
URG275H6N-475 | URG275H | Bradford White | 671632673698 | Active | The ""-475"" indicates that this SKU was designed to operate in Altitudes between 2,001 feet and 7,000 feet. | [9 empty] | No | Not Applicable | Not Applicable | Residential Water Heating | Water Heating.Gas | 6 | 6 |  |  |  | 238-51007-00 |  |  |  | 238-39699-00 |  | 238-50999-00 |  |  |  |  | Gas | Natural Gas |  |  |  | Indoor |  | Floor Mounted |  | No | Not Applicable | 150 | Category I | 4 |  | 0.5 | 1 | No | [7 empty] | 76000 BTU/Hr |  | 135 | 0.59 | 75 | 72 | Not Applicable | On/Off | Yes, it does comply with jurisdictions having 14ng/J NOx Regulations | [6 empty] | 286 | 31.375 | 26.9375 | 62.4375 | 297 | 880 | 26 | 60.3125 | 29.375 | 64.25 |  |  | 85 |  |  | 11 | 0.75 | 16.6875 | 53.375 | 15.125 | 53.375 | [8 empty] | 1 | 60 | 57 | ANSI Z21.10.3-2019/CSA 4.3-2019 | Yes | Yes | Yes | No | Not Applicable | [5 empty] | 10123 | RES ULN ATM HI INPUT | 200094610
URG275H6N-475-264 | URG275H | Bradford White | 671632902125 | Active | The ""-264"" indicates that this SKU comes with an Aluminum Anode Rod. | The ""-475"" indicates that this SKU was designed to operate in Altitudes between 2,001 feet and 7,000 feet. | [8 empty] | No | Not Applicable | Not Applicable | Residential Water Heating | Water Heating.Gas | 6 | 6 |  |  |  | 238-51007-00 |  |  |  | 238-39699-00 |  | 238-50999-00 |  |  |  |  | Gas | Natural Gas |  |  |  | Indoor |  | Floor Mounted |  | No | Not Applicable | 150 | Category I | 4 |  | 0.5 | 1 | No | [7 empty] | 76000 BTU/Hr |  | 135 | 0.59 | 75 | 72 | Not Applicable | On/Off | Yes, it does comply with jurisdictions having 14ng/J NOx Regulations | [6 empty] | 286 | 31.375 | 26.9375 | 62.4375 | 297 | 880 | 26 | 60.3125 | 29.375 | 64.25 |  |  | 85 |  |  | 11 | 0.75 | 16.6875 | 53.375 | 15.125 | 53.375 | [8 empty] | 1 | 60 | 57 | ANSI Z21.10.3-2019/CSA 4.3-2019 | Yes | Yes | Yes | No | Not Applicable | [5 empty] | 10123 | RES ULN ATM HI INPUT | 200094610
URG275H6N-475-506 | URG275H | Bradford White | 671632673704 | Active | The ""-475"" indicates that this SKU was designed to operate in Altitudes between 2,001 feet and 7,000 feet. | The ""-506"" indicates that this SKU comes with an A420 Aluminum Anode Rod. | [8 empty] | No | Not Applicable | Not Applicable | Residential Water Heating | Water Heating.Gas | 6 | 6 |  |  |  | 238-51007-00 |  |  |  | 238-39699-00 |  | 238-50999-00 |  |  |  |  | Gas | Natural Gas |  |  |  | Indoor |  | Floor Mounted |  | No | Not Applicable | 150 | Category I | 4 |  | 0.5 | 1 | No | [7 empty] | 76000 BTU/Hr |  | 135 | 0.59 | 75 | 72 | Not Applicable | On/Off | Yes, it does comply with jurisdictions having 14ng/J NOx Regulations | [6 empty] | 286 | 31.375 | 26.9375 | 62.4375 | 297 | 880 | 26 | 60.3125 | 29.375 | 64.25 |  |  | 85 |  |  | 11 | 0.75 | 16.6875 | 53.375 | 15.125 | 53.375 | [8 empty] | 1 | 60 | 57 | ANSI Z21.10.3-2019/CSA 4.3-2019 | Yes | Yes | Yes | No | Not Applicable | [5 empty] | 10123 | RES ULN ATM HI INPUT | 200094610
URG275H6N-506 | URG275H | Bradford White | 671632673728 | Active | The ""-506"" indicates that this SKU comes with an A420 Aluminum Anode Rod. | [9 empty] | No | Not Applicable | Not Applicable | Residential Water Heating | Water Heating.Gas | 6 | 6 |  |  |  | 238-51007-00 |  |  |  | 238-39699-00 |  | 238-50999-00 |  |  |  |  | Gas | Natural Gas |  |  |  | Indoor |  | Floor Mounted |  | No | Not Applicable | 150 | Category I | 4 |  | 0.5 | 1 | No | [7 empty] | 76000 BTU/Hr |  | 135 | 0.59 | 75 | 72 | Not Applicable | On/Off | Yes, it does comply with jurisdictions having 14ng/J NOx Regulations | [6 empty] | 286 | 31.375 | 26.9375 | 62.4375 | 297 | 880 | 26 | 60.3125 | 29.375 | 64.25 |  |  | 85 |  |  | 11 | 0.75 | 16.6875 | 53.375 | 15.125 | 53.375 | [8 empty] | 1 | 60 | 57 | ANSI Z21.10.3-2019/CSA 4.3-2019 | Yes | Yes | Yes | No | Not Applicable | [5 empty] | 10123 | RES ULN ATM HI INPUT | 200094610
URG2D40S6N | URG2D40S | Bradford White | 671632861378 | Active | [10 empty] | No | Not Applicable | Not Applicable | Residential Water Heating | Water Heating.Gas | 6 | 6 |  |  |  | 238-51004-00 |  |  |  | 238-39699-00 | [6 empty] | Gas | Natural Gas |  |  |  | Indoor |  | Floor Mounted |  | No | Not Applicable | 150 | Category I | 3 |  | 0.5 | 0.75 | No | [7 empty] | 38000 BTU/Hr |  | 62 | 0.64 | 40 | 38 | Not Applicable | On/Off | Yes, it does comply with jurisdictions having 10ng/J NOx Regulations | [6 empty] | 149 | 27.625 | 22.75 | 57.625 | 155 | 462 | 22 | 48.1875 | 26.125 | 57.3125 |  |  | 34 |  |  | 11 |  |  |  | 11.5 | 41 | [8 empty] | 1 | 92 | 160 | ANSI Z21.10.1-2019/CSA 4.1-2019 | Yes | Yes | Yes | No | Not Applicable | [5 empty] | 10134 | RES ULN ATM D/F | 9963145
URG2D40S6N-264 | URG2D40S | Bradford White | 671632673711 | Active | The ""-264"" indicates that this SKU comes with an Aluminum Anode Rod. | [9 empty] | No | Not Applicable | Not Applicable | Residential Water Heating | Water Heating.Gas | 6 | 6 |  |  |  | 238-51004-00 |  |  |  | 238-39699-00 | [6 empty] | Gas | Natural Gas |  |  |  | Indoor |  | Floor Mounted |  | No | Not Applicable | 150 | Category I | 3 |  | 0.5 | 0.75 | No | [7 empty] | 38000 BTU/Hr |  | 62 | 0.64 | 40 | 38 | Not Applicable | On/Off | Yes, it does comply with jurisdictions having 10ng/J NOx Regulations | [6 empty] | 149 | 27.625 | 22.75 | 57.625 | 155 | 462 | 22 | 48.1875 | 26.125 | 57.3125 |  |  | 34 |  |  | 11 |  |  |  | 11.5 | 41 | [8 empty] | 1 | 92 | 160 | ANSI Z21.10.1-2019/CSA 4.1-2019 | Yes | Yes | Yes | No | Not Applicable | [5 empty] | 10134 | RES ULN ATM D/F | 9963145
URG2D40S6N-475 | URG2D40S | Bradford White | 671632647804 | Active | The ""-475"" indicates that this SKU was designed to operate in Altitudes between 2,001 feet and 7,000 feet. | [9 empty] | No | Not Applicable | Not Applicable | Residential Water Heating | Water Heating.Gas | 6 | 6 |  |  |  | 238-51004-00 |  |  |  | 238-39699-00 | [6 empty] | Gas | Natural Gas |  |  |  | Indoor |  | Floor Mounted |  | No | Not Applicable | 150 | Category I | 3 |  | 0.5 | 0.75 | No | [7 empty] | 38000 BTU/Hr |  | 62 | 0.64 | 40 | 38 | Not Applicable | On/Off | Yes, it does comply with jurisdictions having 10ng/J NOx Regulations | [6 empty] | 149 | 27.625 | 22.75 | 57.625 | 155 | 462 | 22 | 48.1875 | 26.125 | 57.3125 |  |  | 34 |  |  | 11 |  |  |  | 11.5 | 41 | [8 empty] | 1 | 92 | 160 | ANSI Z21.10.1-2019/CSA 4.1-2019 | Yes | Yes | Yes | No | Not Applicable | [5 empty] | 10134 | RES ULN ATM D/F | 9963145
URG2D40S6N-475-264 | URG2D40S | Bradford White | 671632314010 | Active | The ""-264"" indicates that this SKU comes with an Aluminum Anode Rod. | The ""-475"" indicates that this SKU was designed to operate in Altitudes between 2,001 feet and 7,000 feet. | [8 empty] | No | Not Applicable | Not Applicable | Residential Water Heating | Water Heating.Gas | 6 | 6 |  |  |  | 238-51004-00 |  |  |  | 238-39699-00 | [6 empty] | Gas | Natural Gas |  |  |  | Indoor |  | Floor Mounted |  | No | Not Applicable | 150 | Category I | 3 |  | 0.5 | 0.75 | No | [7 empty] | 38000 BTU/Hr |  | 62 | 0.64 | 40 | 38 | Not Applicable | On/Off | Yes, it does comply with jurisdictions having 10ng/J NOx Regulations | [6 empty] | 149 | 27.625 | 22.75 | 57.625 | 155 | 462 | 22 | 48.1875 | 26.125 | 57.3125 |  |  | 34 |  |  | 11 |  |  |  | 11.5 | 41 | [8 empty] | 1 | 92 | 160 | ANSI Z21.10.1-2019/CSA 4.1-2019 | Yes | Yes | Yes | No | Not Applicable | [5 empty] | 10134 | RES ULN ATM D/F | 9963145
URG2D50S6N | URG2D50S | Bradford White | 671632861347 | Active | [10 empty] | No | Not Applicable | Not Applicable | Residential Water Heating | Water Heating.Gas | 6 | 6 |  |  |  | 238-51004-00 |  |  |  | 238-39699-00 | [6 empty] | Gas | Natural Gas |  |  |  | Indoor |  | Floor Mounted |  | No | Not Applicable | 150 | Category I | 3 |  | 0.5 | 0.75 | No | [7 empty] | 40000 BTU/Hr |  | 81 | 0.68 | 50 | 47 | Not Applicable | On/Off | Yes, it does comply with jurisdictions having 10ng/J NOx Regulations | [6 empty] | 169 | 27.625 | 22.75 | 67.75 | 176 | 556 | 22 | 56.75 | 26 | 65.875 |  |  | 37 |  |  | 11 |  |  |  | 58.6875 | 49.875 | [8 empty] | 1 | 92 | 88 | ANSI Z21.10.1-2019/CSA 4.1-2019 | Yes | Yes | Yes | No | Not Applicable | [5 empty] | 10134 | RES ULN ATM D/F | 9963146
URG2D50S6N-264 | URG2D50S | Bradford White | 671632673735 | Active | The ""-264"" indicates that this SKU comes with an Aluminum Anode Rod. | [9 empty] | No | Not Applicable | Not Applicable | Residential Water Heating | Water Heating.Gas | 6 | 6 |  |  |  | 238-51004-00 |  |  |  | 238-39699-00 | [6 empty] | Gas | Natural Gas |  |  |  | Indoor |  | Floor Mounted |  | No | Not Applicable | 150 | Category I | 3 |  | 0.5 | 0.75 | No | [7 empty] | 40000 BTU/Hr |  | 81 | 0.68 | 50 | 47 | Not Applicable | On/Off | Yes, it does comply with jurisdictions having 10ng/J NOx Regulations | [6 empty] | 169 | 27.625 | 22.75 | 67.75 | 176 | 556 | 22 | 56.75 | 26 | 65.875 |  |  | 37 |  |  | 11 |  |  |  | 58.6875 | 49.875 | [8 empty] | 1 | 92 | 88 | ANSI Z21.10.1-2019/CSA 4.1-2019 | Yes | Yes | Yes | No | Not Applicable | [5 empty] | 10134 | RES ULN ATM D/F | 9963146
URG2D50S6N-475 | URG2D50S | Bradford White | 671632673759 | Active | The ""-475"" indicates that this SKU was designed to operate in Altitudes between 2,001 feet and 7,000 feet. | [9 empty] | No | Not Applicable | Not Applicable | Residential Water Heating | Water Heating.Gas | 6 | 6 |  |  |  | 238-51004-00 |  |  |  | 238-39699-00 | [6 empty] | Gas | Natural Gas |  |  |  | Indoor |  | Floor Mounted |  | No | Not Applicable | 150 | Category I | 3 |  | 0.5 | 0.75 | No | [7 empty] | 40000 BTU/Hr |  | 81 | 0.68 | 50 | 47 | Not Applicable | On/Off | Yes, it does comply with jurisdictions having 10ng/J NOx Regulations | [6 empty] | 169 | 27.625 | 22.75 | 67.75 | 176 | 556 | 22 | 56.75 | 26 | 65.875 |  |  | 37 |  |  | 11 |  |  |  | 58.6875 | 49.875 | [8 empty] | 1 | 92 | 88 | ANSI Z21.10.1-2019/CSA 4.1-2019 | Yes | Yes | Yes | No | Not Applicable | [5 empty] | 10134 | RES ULN ATM D/F | 9963146
URG2D50S6N-475-264 | URG2D50S | Bradford White | 671632904853 | Active | The ""-264"" indicates that this SKU comes with an Aluminum Anode Rod. | The ""-475"" indicates that this SKU was designed to operate in Altitudes between 2,001 feet and 7,000 feet. | [8 empty] | No | Not Applicable | Not Applicable | Residential Water Heating | Water Heating.Gas | 6 | 6 |  |  |  | 238-51004-00 |  |  |  | 238-39699-00 | [6 empty] | Gas | Natural Gas |  |  |  | Indoor |  | Floor Mounted |  | No | Not Applicable | 150 | Category I | 3 |  | 0.5 | 0.75 | No | [7 empty] | 40000 BTU/Hr |  | 81 | 0.68 | 50 | 47 | Not Applicable | On/Off | Yes, it does comply with jurisdictions having 10ng/J NOx Regulations | [6 empty] | 169 | 27.625 | 22.75 | 67.75 | 176 | 556 | 22 | 56.75 | 26 | 65.875 |  |  | 37 |  |  | 11 |  |  |  | 58.6875 | 49.875 | [8 empty] | 1 | 92 | 88 | ANSI Z21.10.1-2019/CSA 4.1-2019 | Yes | Yes | Yes | No | Not Applicable | [5 empty] | 10134 | RES ULN ATM D/F | 9963146
URG2DV40S6N-FLX | URG2DV40S-F | Bradford White | 671632801121 | Active | [10 empty] | No | Not Applicable | Not Applicable | Residential Water Heating | Water Heating.Gas | 6 | 6 |  |  |  | 238-51005-00 |  |  |  | 238-39699-00 |  | 238-51002-00 |  |  |  |  | Gas | Natural Gas |  |  |  | Indoor |  | Floor Mounted |  | No | Not Applicable | 150 | Category I | 5.25 |  | 0.5 | 0.75 | No | [7 empty] | 38000 BTU/Hr |  | 62 | 0.6 | 40 | 38 | Not Applicable | On/Off | Yes, it does comply with jurisdictions having 10ng/J NOx Regulations | [6 empty] | 198 | 34.875 | 22.875 | 78.3125 | 206 | 511 | 22 | 50.3125 | 31.375 | 63.5 |  |  | 41 |  |  | 8 |  |  |  | 15.125 | 43.4375 | [8 empty] | 1 | 72 | 68 | ANSI Z21.10.1-2019/CSA 4.1-2019 | Yes | Yes | Yes | No | Not Applicable | [5 empty] | 10188 | RES ULN DV | 200094464
URG2DV40S6N-FLX-264 | URG2DV40S-F | Bradford White | 671632673766 | Active | The ""-264"" indicates that this SKU comes with an Aluminum Anode Rod. | [9 empty] | No | Not Applicable | Not Applicable | Residential Water Heating | Water Heating.Gas | 6 | 6 |  |  |  | 238-51005-00 |  |  |  | 238-39699-00 |  | 238-51002-00 |  |  |  |  | Gas | Natural Gas |  |  |  | Indoor |  | Floor Mounted |  | No | Not Applicable | 150 | Category I | 5.25 |  | 0.5 | 0.75 | No | [7 empty] | 38000 BTU/Hr |  | 62 | 0.6 | 40 | 38 | Not Applicable | On/Off | Yes, it does comply with jurisdictions having 10ng/J NOx Regulations | [6 empty] | 198 | 34.875 | 22.875 | 78.3125 | 206 | 511 | 22 | 50.3125 | 31.375 | 63.5 |  |  | 41 |  |  | 8 |  |  |  | 15.125 | 43.4375 | [8 empty] | 1 | 72 | 68 | ANSI Z21.10.1-2019/CSA 4.1-2019 | Yes | Yes | Yes | No | Not Applicable | [5 empty] | 10188 | RES ULN DV | 200094464
URG2DV40S6N-FLX-475 | URG2DV40S-F | Bradford White | 671632674008 | Active | The ""-475"" indicates that this SKU was designed to operate in Altitudes between 2,001 feet and 7,000 feet. | [9 empty] | No | Not Applicable | Not Applicable | Residential Water Heating | Water Heating.Gas | 6 | 6 |  |  |  | 238-51005-00 |  |  |  | 238-39699-00 |  | 238-51002-00 |  |  |  |  | Gas | Natural Gas |  |  |  | Indoor |  | Floor Mounted |  | No | Not Applicable | 150 | Category I | 5.25 |  | 0.5 | 0.75 | No | [7 empty] | 38000 BTU/Hr |  | 62 | 0.6 | 40 | 38 | Not Applicable | On/Off | Yes, it does comply with jurisdictions having 10ng/J NOx Regulations | [6 empty] | 198 | 34.875 | 22.875 | 78.3125 | 206 | 511 | 22 | 50.3125 | 31.375 | 63.5 |  |  | 41 |  |  | 8 |  |  |  | 15.125 | 43.4375 | [8 empty] | 1 | 72 | 68 | ANSI Z21.10.1-2019/CSA 4.1-2019 | Yes | Yes | Yes | No | Not Applicable | [5 empty] | 10188 | RES ULN DV | 200094464
URG2DV40S6N-FLX-475-264 | URG2DV40S-F | Bradford White | 671632673773 | Active | The ""-264"" indicates that this SKU comes with an Aluminum Anode Rod. | The ""-475"" indicates that this SKU was designed to operate in Altitudes between 2,001 feet and 7,000 feet. | [8 empty] | No | Not Applicable | Not Applicable | Residential Water Heating | Water Heating.Gas | 6 | 6 |  |  |  | 238-51005-00 |  |  |  | 238-39699-00 |  | 238-51002-00 |  |  |  |  | Gas | Natural Gas |  |  |  | Indoor |  | Floor Mounted |  | No | Not Applicable | 150 | Category I | 5.25 |  | 0.5 | 0.75 | No | [7 empty] | 38000 BTU/Hr |  | 62 | 0.6 | 40 | 38 | Not Applicable | On/Off | Yes, it does comply with jurisdictions having 10ng/J NOx Regulations | [6 empty] | 198 | 34.875 | 22.875 | 78.3125 | 206 | 511 | 22 | 50.3125 | 31.375 | 63.5 |  |  | 41 |  |  | 8 |  |  |  | 15.125 | 43.4375 | [8 empty] | 1 | 72 | 68 | ANSI Z21.10.1-2019/CSA 4.1-2019 | Yes | Yes | Yes | No | Not Applicable | [5 empty] | 10188 | RES ULN DV | 200094464
URG2DV40S6N-OLY | URG2DV40S-O | Bradford White | 671632792122 | Active | [10 empty] | No | Not Applicable | Not Applicable | Residential Water Heating | Water Heating.Gas | 6 | 6 |  |  |  | 238-51005-00 |  |  |  | 238-39699-00 |  | 238-51002-00 |  |  |  |  | Gas | Natural Gas |  |  |  | Indoor |  | Floor Mounted |  | No | Not Applicable | 150 | Category I | 5.25 |  | 0.5 | 0.75 | No | [7 empty] | 38000 BTU/Hr |  | 62 | 0.6 | 40 | 38 | Not Applicable | On/Off | Yes, it does comply with jurisdictions having 10ng/J NOx Regulations | [6 empty] | 198 | 34.875 | 22.875 | 58.3125 | 206 | 511 | 22 | 50.3125 | 31.375 | 63.5 |  |  | 41 |  |  | 8 |  |  |  | 15.125 | 43.4375 | [8 empty] | 1 | 72 | 68 | ANSI Z21.10.1-2019/CSA 4.1-2019 | Yes | Yes | Yes | No | Not Applicable | [5 empty] | 10188 | RES ULN DV | 200094464
URG2DV40S6N-OLY-264 | URG2DV40S-O | Bradford White | 671632674091 | Active | The ""-264"" indicates that this SKU comes with an Aluminum Anode Rod. | [9 empty] | No | Not Applicable | Not Applicable | Residential Water Heating | Water Heating.Gas | 6 | 6 |  |  |  | 238-51005-00 |  |  |  | 238-39699-00 |  | 238-51002-00 |  |  |  |  | Gas | Natural Gas |  |  |  | Indoor |  | Floor Mounted |  | No | Not Applicable | 150 | Category I | 5.25 |  | 0.5 | 0.75 | No | [7 empty] | 38000 BTU/Hr |  | 62 | 0.6 | 40 | 38 | Not Applicable | On/Off | Yes, it does comply with jurisdictions having 10ng/J NOx Regulations | [6 empty] | 198 | 34.875 | 22.875 | 58.3125 | 206 | 511 | 22 | 50.3125 | 31.375 | 63.5 |  |  | 41 |  |  | 8 |  |  |  | 15.125 | 43.4375 | [8 empty] | 1 | 72 | 68 | ANSI Z21.10.1-2019/CSA 4.1-2019 | Yes | Yes | Yes | No | Not Applicable | [5 empty] | 10188 | RES ULN DV | 200094464
URG2DV40S6N-OLY-475 | URG2DV40S-O | Bradford White | 671632674053 | Active | The ""-475"" indicates that this SKU was designed to operate in Altitudes between 2,001 feet and 7,000 feet. | [9 empty] | No | Not Applicable | Not Applicable | Residential Water Heating | Water Heating.Gas | 6 | 6 |  |  |  | 238-51005-00 |  |  |  | 238-39699-00 |  | 238-51002-00 |  |  |  |  | Gas | Natural Gas |  |  |  | Indoor |  | Floor Mounted |  | No | Not Applicable | 150 | Category I | 5.25 |  | 0.5 | 0.75 | No | [7 empty] | 38000 BTU/Hr |  | 62 | 0.6 | 40 | 38 | Not Applicable | On/Off | Yes, it does comply with jurisdictions having 10ng/J NOx Regulations | [6 empty] | 198 | 34.875 | 22.875 | 58.3125 | 206 | 511 | 22 | 50.3125 | 31.375 | 63.5 |  |  | 41 |  |  | 8 |  |  |  | 15.125 | 43.4375 | [8 empty] | 1 | 72 | 68 | ANSI Z21.10.1-2019/CSA 4.1-2019 | Yes | Yes | Yes | No | Not Applicable | [5 empty] | 10188 | RES ULN DV | 200094464
URG2DV40S6N-OLY-475-264 | URG2DV40S-O | Bradford White | 671632323333 | Active | The ""-264"" indicates that this SKU comes with an Aluminum Anode Rod. | The ""-475"" indicates that this SKU was designed to operate in Altitudes between 2,001 feet and 7,000 feet. | [8 empty] | No | Not Applicable | Not Applicable | Residential Water Heating | Water Heating.Gas | 6 | 6 |  |  |  | 238-51005-00 |  |  |  | 238-39699-00 |  | 238-51002-00 |  |  |  |  | Gas | Natural Gas |  |  |  | Indoor |  | Floor Mounted |  | No | Not Applicable | 150 | Category I | 5.25 |  | 0.5 | 0.75 | No | [7 empty] | 38000 BTU/Hr |  | 62 | 0.6 | 40 | 38 | Not Applicable | On/Off | Yes, it does comply with jurisdictions having 10ng/J NOx Regulations | [6 empty] | 198 | 34.875 | 22.875 | 58.3125 | 206 | 511 | 22 | 50.3125 | 31.375 | 63.5 |  |  | 41 |  |  | 8 |  |  |  | 15.125 | 43.4375 | [8 empty] | 1 | 72 | 68 | ANSI Z21.10.1-2019/CSA 4.1-2019 | Yes | Yes | Yes | No | Not Applicable | [5 empty] | 10188 | RES ULN DV | 200094464
URG2DV40S6N-SLD | URG2DV40S-S | Bradford White | 671632801107 | Active | [10 empty] | No | Not Applicable | Not Applicable | Residential Water Heating | Water Heating.Gas | 6 | 6 |  |  |  | 238-51005-00 |  |  |  | 238-39699-00 |  | 238-51002-00 |  |  |  |  | Gas | Natural Gas |  |  |  | Indoor |  | Floor Mounted |  | No | Not Applicable | 150 | Category I | 5.25 |  | 0.5 | 0.75 | No | [7 empty] | 38000 BTU/Hr |  | 62 | 0.6 | 40 | 38 | Not Applicable | On/Off | Yes, it does comply with jurisdictions having 10ng/J NOx Regulations | [6 empty] | 198 | 34.875 | 22.875 | 78.3125 | 206 | 511 | 22 | 50.3125 | 31.375 | 63.5 |  |  | 41 |  |  | 8 |  |  |  | 15.125 | 43.4375 | [8 empty] | 1 | 72 | 68 | ANSI Z21.10.1-2019/CSA 4.1-2019 | Yes | Yes | Yes | No | Not Applicable | [5 empty] | 10188 | RES ULN DV | 200094464
URG2DV40S6N-SLD-264 | URG2DV40S-S | Bradford White | 671632674145 | Active | The ""-264"" indicates that this SKU comes with an Aluminum Anode Rod. | [9 empty] | No | Not Applicable | Not Applicable | Residential Water Heating | Water Heating.Gas | 6 | 6 |  |  |  | 238-51005-00 |  |  |  | 238-39699-00 |  | 238-51002-00 |  |  |  |  | Gas | Natural Gas |  |  |  | Indoor |  | Floor Mounted |  | No | Not Applicable | 150 | Category I | 5.25 |  | 0.5 | 0.75 | No | [7 empty] | 38000 BTU/Hr |  | 62 | 0.6 | 40 | 38 | Not Applicable | On/Off | Yes, it does comply with jurisdictions having 10ng/J NOx Regulations | [6 empty] | 198 | 34.875 | 22.875 | 78.3125 | 206 | 511 | 22 | 50.3125 | 31.375 | 63.5 |  |  | 41 |  |  | 8 |  |  |  | 15.125 | 43.4375 | [8 empty] | 1 | 72 | 68 | ANSI Z21.10.1-2019/CSA 4.1-2019 | Yes | Yes | Yes | No | Not Applicable | [5 empty] | 10188 | RES ULN DV | 200094464
URG2DV40S6N-SLD-475-264 | URG2DV40S-S | Bradford White | 671632124701 | Active | The ""-264"" indicates that this SKU comes with an Aluminum Anode Rod. | The ""-475"" indicates that this SKU was designed to operate in Altitudes between 2,001 feet and 7,000 feet. | [8 empty] | No | Not Applicable | Not Applicable | Residential Water Heating | Water Heating.Gas | 6 | 6 |  |  |  | 238-51005-00 |  |  |  | 238-39699-00 |  | 238-51002-00 |  |  |  |  | Gas | Natural Gas |  |  |  | Indoor |  | Floor Mounted |  | No | Not Applicable | 150 | Category I | 5.25 |  | 0.5 | 0.75 | No | [7 empty] | 38000 BTU/Hr |  | 62 | 0.6 | 40 | 38 | Not Applicable | On/Off | Yes, it does comply with jurisdictions having 10ng/J NOx Regulations | [6 empty] | 198 | 34.875 | 22.875 | 78.3125 | 206 | 511 | 22 | 50.3125 | 31.375 | 63.5 |  |  | 41 |  |  | 8 |  |  |  | 15.125 | 43.4375 | [8 empty] | 1 | 72 | 68 | ANSI Z21.10.1-2019/CSA 4.1-2019 | Yes | Yes | Yes | No | Not Applicable | [5 empty] | 10188 | RES ULN DV | 200094464
URG2DV50H6N-FLX | URG2DV50H-F | Bradford White | 671632801275 | Active | [10 empty] | No | Not Applicable | Not Applicable | Residential Water Heating | Water Heating.Gas | 6 | 6 |  |  |  | 238-51005-00 |  |  |  | 238-39699-00 |  | 238-51002-00 |  |  |  |  | Gas | Natural Gas |  |  |  | Indoor |  | Floor Mounted |  | No | Not Applicable | 150 | Category I | 5.25 |  | 0.5 | 0.75 | No | [7 empty] | 45000 BTU/Hr |  | 83 | 0.64 | 48 | 46 | Not Applicable | On/Off | Yes, it does comply with jurisdictions having 10ng/J NOx Regulations | [6 empty] | 240 | 34.875 | 22.875 | 88.5 | 250 | 619 | 22 | 59.3125 | 31.625 | 74.25 |  |  | 46 |  |  | 11 | 0.75 | 15.8125 | 52.3125 | 15.125 | 52.3125 | [8 empty] | 1 | 72 | 68 | ANSI Z21.10.1-2019/CSA 4.1-2019 | Yes | Yes | Yes | No | Not Applicable | [5 empty] | 10188 | RES ULN DV | 200094476
URG2DV50H6N-FLX-475 | URG2DV50H-F | Bradford White | 671632674206 | Active | The ""-475"" indicates that this SKU was designed to operate in Altitudes between 2,001 feet and 7,000 feet. | [9 empty] | No | Not Applicable | Not Applicable | Residential Water Heating | Water Heating.Gas | 6 | 6 |  |  |  | 238-51005-00 |  |  |  | 238-39699-00 |  | 238-51002-00 |  |  |  |  | Gas | Natural Gas |  |  |  | Indoor |  | Floor Mounted |  | No | Not Applicable | 150 | Category I | 5.25 |  | 0.5 | 0.75 | No | [7 empty] | 45000 BTU/Hr |  | 83 | 0.64 | 48 | 46 | Not Applicable | On/Off | Yes, it does comply with jurisdictions having 10ng/J NOx Regulations | [6 empty] | 240 | 34.875 | 22.875 | 88.5 | 250 | 619 | 22 | 59.3125 | 31.625 | 74.25 |  |  | 46 |  |  | 11 | 0.75 | 15.8125 | 52.3125 | 15.125 | 52.3125 | [8 empty] | 1 | 72 | 68 | ANSI Z21.10.1-2019/CSA 4.1-2019 | Yes | Yes | Yes | No | Not Applicable | [5 empty] | 10188 | RES ULN DV | 200094476
URG2DV50H6N-OLY | URG2DV50H-O | Bradford White | 671632792139 | Active | [10 empty] | No | Not Applicable | Not Applicable | Residential Water Heating | Water Heating.Gas | 6 | 6 |  |  |  | 238-51005-00 |  |  |  | 238-39699-00 |  | 238-51002-00 |  |  |  |  | Gas | Natural Gas |  |  |  | Indoor |  | Floor Mounted |  | No | Not Applicable | 150 | Category I | 5.25 |  | 0.5 | 0.75 | No | [7 empty] | 45000 BTU/Hr |  | 83 | 0.64 | 48 | 46 | Not Applicable | On/Off | Yes, it does comply with jurisdictions having 10ng/J NOx Regulations | [6 empty] | 240 | 34.875 | 22.875 | 68.5 | 250 | 619 | 22 | 59.3125 | 31.625 | 74.25 |  |  | 46 |  |  | 11 | 0.75 | 15.8125 | 52.3125 | 15.125 | 52.3125 | [8 empty] | 1 | 72 | 68 | ANSI Z21.10.1-2019/CSA 4.1-2019 | Yes | Yes | Yes | No | Not Applicable | [5 empty] | 10188 | RES ULN DV | 200094476
URG2DV50H6N-OLY-264 | URG2DV50H-O | Bradford White | 671632674176 | Active | The ""-264"" indicates that this SKU comes with an Aluminum Anode Rod. | [9 empty] | No | Not Applicable | Not Applicable | Residential Water Heating | Water Heating.Gas | 6 | 6 |  |  |  | 238-51005-00 |  |  |  | 238-39699-00 |  | 238-51002-00 |  |  |  |  | Gas | Natural Gas |  |  |  | Indoor |  | Floor Mounted |  | No | Not Applicable | 150 | Category I | 5.25 |  | 0.5 | 0.75 | No | [7 empty] | 45000 BTU/Hr |  | 83 | 0.64 | 48 | 46 | Not Applicable | On/Off | Yes, it does comply with jurisdictions having 10ng/J NOx Regulations | [6 empty] | 240 | 34.875 | 22.875 | 68.5 | 250 | 619 | 22 | 59.3125 | 31.625 | 74.25 |  |  | 46 |  |  | 11 | 0.75 | 15.8125 | 52.3125 | 15.125 | 52.3125 | [8 empty] | 1 | 72 | 68 | ANSI Z21.10.1-2019/CSA 4.1-2019 | Yes | Yes | Yes | No | Not Applicable | [5 empty] | 10188 | RES ULN DV | 200094476
URG2DV50H6N-OLY-475 | URG2DV50H-O | Bradford White | 671632674183 | Active | The ""-475"" indicates that this SKU was designed to operate in Altitudes between 2,001 feet and 7,000 feet. | [9 empty] | No | Not Applicable | Not Applicable | Residential Water Heating | Water Heating.Gas | 6 | 6 |  |  |  | 238-51005-00 |  |  |  | 238-39699-00 |  | 238-51002-00 |  |  |  |  | Gas | Natural Gas |  |  |  | Indoor |  | Floor Mounted |  | No | Not Applicable | 150 | Category I | 5.25 |  | 0.5 | 0.75 | No | [7 empty] | 45000 BTU/Hr |  | 83 | 0.64 | 48 | 46 | Not Applicable | On/Off | Yes, it does comply with jurisdictions having 10ng/J NOx Regulations | [6 empty] | 240 | 34.875 | 22.875 | 68.5 | 250 | 619 | 22 | 59.3125 | 31.625 | 74.25 |  |  | 46 |  |  | 11 | 0.75 | 15.8125 | 52.3125 | 15.125 | 52.3125 | [8 empty] | 1 | 72 | 68 | ANSI Z21.10.1-2019/CSA 4.1-2019 | Yes | Yes | Yes | No | Not Applicable | [5 empty] | 10188 | RES ULN DV | 200094476
URG2DV50H6N-SLD | URG2DV50H-S | Bradford White | 671632801268 | Active | [10 empty] | No | Not Applicable | Not Applicable | Residential Water Heating | Water Heating.Gas | 6 | 6 |  |  |  | 238-51005-00 |  |  |  | 238-39699-00 |  | 238-51002-00 |  |  |  |  | Gas | Natural Gas |  |  |  | Indoor |  | Floor Mounted |  | No | Not Applicable | 150 | Category I | 5.25 |  | 0.5 | 0.75 | No | [7 empty] | 45000 BTU/Hr |  | 83 | 0.64 | 48 | 46 | Not Applicable | On/Off | Yes, it does comply with jurisdictions having 10ng/J NOx Regulations | [6 empty] | 240 | 34.875 | 22.875 | 88.5 | 250 | 619 | 22 | 59.3125 | 31.625 | 74.25 |  |  | 46 |  |  | 11 | 0.75 | 15.8125 | 52.3125 | 15.125 | 52.3125 | [8 empty] | 1 | 72 | 68 | ANSI Z21.10.1-2019/CSA 4.1-2019 | Yes | Yes | Yes | No | Not Applicable | [5 empty] | 10188 | RES ULN DV | 200094476
URG2DV50H6N-SLD-475 | URG2DV50H-S | Bradford White | 671632674190 | Active | The ""-475"" indicates that this SKU was designed to operate in Altitudes between 2,001 feet and 7,000 feet. | [9 empty] | No | Not Applicable | Not Applicable | Residential Water Heating | Water Heating.Gas | 6 | 6 |  |  |  | 238-51005-00 |  |  |  | 238-39699-00 |  | 238-51002-00 |  |  |  |  | Gas | Natural Gas |  |  |  | Indoor |  | Floor Mounted |  | No | Not Applicable | 150 | Category I | 5.25 |  | 0.5 | 0.75 | No | [7 empty] | 45000 BTU/Hr |  | 83 | 0.64 | 48 | 46 | Not Applicable | On/Off | Yes, it does comply with jurisdictions having 10ng/J NOx Regulations | [6 empty] | 240 | 34.875 | 22.875 | 88.5 | 250 | 619 | 22 | 59.3125 | 31.625 | 74.25 |  |  | 46 |  |  | 11 | 0.75 | 15.8125 | 52.3125 | 15.125 | 52.3125 | [8 empty] | 1 | 72 | 68 | ANSI Z21.10.1-2019/CSA 4.1-2019 | Yes | Yes | Yes | No | Not Applicable | [5 empty] | 10188 | RES ULN DV | 200094476
URG2DV50S6N-FLX | URG2DV50S-F | Bradford White | 671632801183 | Active | [10 empty] | No | Not Applicable | Not Applicable | Residential Water Heating | Water Heating.Gas | 6 | 6 |  |  |  | 238-51005-00 |  |  |  | 238-39699-00 |  | 238-51002-00 |  |  |  |  | Gas | Natural Gas |  |  |  | Indoor |  | Floor Mounted |  | No | Not Applicable | 150 | Category I | 5.25 |  | 0.5 | 0.75 | No | [7 empty] | 38000 BTU/Hr |  | 78 | 0.63 | 50 | 47 | Not Applicable | On/Off | Yes, it does comply with jurisdictions having 10ng/J NOx Regulations | [6 empty] | 221 | 34.875 | 22.875 | 87.25 | 230 | 608 | 22 | 59.3125 | 31.5 | 72.5 |  |  | 41 |  |  | 8 |  |  |  | 15.125 | 52.3125 | [8 empty] | 1 | 72 | 68 | ANSI Z21.10.1-2019/CSA 4.1-2019 | Yes | Yes | Yes | No | Not Applicable | [5 empty] | 10188 | RES ULN DV | 200094470
URG2DV50S6N-FLX-264 | URG2DV50S-F | Bradford White | 671632619962 | Active | The ""-264"" indicates that this SKU comes with an Aluminum Anode Rod. | [9 empty] | No | Not Applicable | Not Applicable | Residential Water Heating | Water Heating.Gas | 6 | 6 |  |  |  | 238-51005-00 |  |  |  | 238-39699-00 |  | 238-51002-00 |  |  |  |  | Gas | Natural Gas |  |  |  | Indoor |  | Floor Mounted |  | No | Not Applicable | 150 | Category I | 5.25 |  | 0.5 | 0.75 | No | [7 empty] | 38000 BTU/Hr |  | 78 | 0.63 | 50 | 47 | Not Applicable | On/Off | Yes, it does comply with jurisdictions having 10ng/J NOx Regulations | [6 empty] | 221 | 34.875 | 22.875 | 87.25 | 230 | 608 | 22 | 59.3125 | 31.5 | 72.5 |  |  | 41 |  |  | 8 |  |  |  | 15.125 | 52.3125 | [8 empty] | 1 | 72 | 68 | ANSI Z21.10.1-2019/CSA 4.1-2019 | Yes | Yes | Yes | No | Not Applicable | [5 empty] | 10188 | RES ULN DV | 200094470
URG2DV50S6N-FLX-475 | URG2DV50S-F | Bradford White | 671632674275 | Active | The ""-475"" indicates that this SKU was designed to operate in Altitudes between 2,001 feet and 7,000 feet. | [9 empty] | No | Not Applicable | Not Applicable | Residential Water Heating | Water Heating.Gas | 6 | 6 |  |  |  | 238-51005-00 |  |  |  | 238-39699-00 |  | 238-51002-00 |  |  |  |  | Gas | Natural Gas |  |  |  | Indoor |  | Floor Mounted |  | No | Not Applicable | 150 | Category I | 5.25 |  | 0.5 | 0.75 | No | [7 empty] | 38000 BTU/Hr |  | 78 | 0.63 | 50 | 47 | Not Applicable | On/Off | Yes, it does comply with jurisdictions having 10ng/J NOx Regulations | [6 empty] | 221 | 34.875 | 22.875 | 87.25 | 230 | 608 | 22 | 59.3125 | 31.5 | 72.5 |  |  | 41 |  |  | 8 |  |  |  | 15.125 | 52.3125 | [8 empty] | 1 | 72 | 68 | ANSI Z21.10.1-2019/CSA 4.1-2019 | Yes | Yes | Yes | No | Not Applicable | [5 empty] | 10188 | RES ULN DV | 200094470
URG2DV50S6N-FLX-475-264 | URG2DV50S-F | Bradford White | 671632905027 | Active | The ""-264"" indicates that this SKU comes with an Aluminum Anode Rod. | The ""-475"" indicates that this SKU was designed to operate in Altitudes between 2,001 feet and 7,000 feet. | [8 empty] | No | Not Applicable | Not Applicable | Residential Water Heating | Water Heating.Gas | 6 | 6 |  |  |  | 238-51005-00 |  |  |  | 238-39699-00 |  | 238-51002-00 |  |  |  |  | Gas | Natural Gas |  |  |  | Indoor |  | Floor Mounted |  | No | Not Applicable | 150 | Category I | 5.25 |  | 0.5 | 0.75 | No | [7 empty] | 38000 BTU/Hr |  | 78 | 0.63 | 50 | 47 | Not Applicable | On/Off | Yes, it does comply with jurisdictions having 10ng/J NOx Regulations | [6 empty] | 221 | 34.875 | 22.875 | 87.25 | 230 | 608 | 22 | 59.3125 | 31.5 | 72.5 |  |  | 41 |  |  | 8 |  |  |  | 15.125 | 52.3125 | [8 empty] | 1 | 72 | 68 | ANSI Z21.10.1-2019/CSA 4.1-2019 | Yes | Yes | Yes | No | Not Applicable | [5 empty] | 10188 | RES ULN DV | 200094470
URG2DV50S6N-OLY | URG2DV50S-O | Bradford White | 671632793099 | Active | [10 empty] | No | Not Applicable | Not Applicable | Residential Water Heating | Water Heating.Gas | 6 | 6 |  |  |  | 238-51005-00 |  |  |  | 238-39699-00 |  | 238-51002-00 |  |  |  |  | Gas | Natural Gas |  |  |  | Indoor |  | Floor Mounted |  | No | Not Applicable | 150 | Category I | 5.25 |  | 0.5 | 0.75 | No | [7 empty] | 38000 BTU/Hr |  | 78 | 0.63 | 50 | 47 | Not Applicable | On/Off | Yes, it does comply with jurisdictions having 10ng/J NOx Regulations | [6 empty] | 221 | 34.875 | 22.875 | 67.25 | 230 | 608 | 22 | 59.3125 | 31.5 | 72.5 |  |  | 41 |  |  | 8 |  |  |  | 15.125 | 52.3125 | [8 empty] | 1 | 72 | 68 | ANSI Z21.10.1-2019/CSA 4.1-2019 | Yes | Yes | Yes | No | Not Applicable | [5 empty] | 10188 | RES ULN DV | 200094470
URG2DV50S6N-OLY-264 | URG2DV50S-O | Bradford White | 671632674244 | Active | The ""-264"" indicates that this SKU comes with an Aluminum Anode Rod. | [9 empty] | No | Not Applicable | Not Applicable | Residential Water Heating | Water Heating.Gas | 6 | 6 |  |  |  | 238-51005-00 |  |  |  | 238-39699-00 |  | 238-51002-00 |  |  |  |  | Gas | Natural Gas |  |  |  | Indoor |  | Floor Mounted |  | No | Not Applicable | 150 | Category I | 5.25 |  | 0.5 | 0.75 | No | [7 empty] | 38000 BTU/Hr |  | 78 | 0.63 | 50 | 47 | Not Applicable | On/Off | Yes, it does comply with jurisdictions having 10ng/J NOx Regulations | [6 empty] | 221 | 34.875 | 22.875 | 67.25 | 230 | 608 | 22 | 59.3125 | 31.5 | 72.5 |  |  | 41 |  |  | 8 |  |  |  | 15.125 | 52.3125 | [8 empty] | 1 | 72 | 68 | ANSI Z21.10.1-2019/CSA 4.1-2019 | Yes | Yes | Yes | No | Not Applicable | [5 empty] | 10188 | RES ULN DV | 200094470
URG2DV50S6N-OLY-475 | URG2DV50S-O | Bradford White | 671632674268 | Active | The ""-475"" indicates that this SKU was designed to operate in Altitudes between 2,001 feet and 7,000 feet. | [9 empty] | No | Not Applicable | Not Applicable | Residential Water Heating | Water Heating.Gas | 6 | 6 |  |  |  | 238-51005-00 |  |  |  | 238-39699-00 |  | 238-51002-00 |  |  |  |  | Gas | Natural Gas |  |  |  | Indoor |  | Floor Mounted |  | No | Not Applicable | 150 | Category I | 5.25 |  | 0.5 | 0.75 | No | [7 empty] | 38000 BTU/Hr |  | 78 | 0.63 | 50 | 47 | Not Applicable | On/Off | Yes, it does comply with jurisdictions having 10ng/J NOx Regulations | [6 empty] | 221 | 34.875 | 22.875 | 67.25 | 230 | 608 | 22 | 59.3125 | 31.5 | 72.5 |  |  | 41 |  |  | 8 |  |  |  | 15.125 | 52.3125 | [8 empty] | 1 | 72 | 68 | ANSI Z21.10.1-2019/CSA 4.1-2019 | Yes | Yes | Yes | No | Not Applicable | [5 empty] | 10188 | RES ULN DV | 200094470
URG2DV50S6N-OLY-475-264 | URG2DV50S-O | Bradford White | 671632131884 | Active | The ""-264"" indicates that this SKU comes with an Aluminum Anode Rod. | The ""-475"" indicates that this SKU was designed to operate in Altitudes between 2,001 feet and 7,000 feet. | [8 empty] | No | Not Applicable | Not Applicable | Residential Water Heating | Water Heating.Gas | 6 | 6 |  |  |  | 238-51005-00 |  |  |  | 238-39699-00 |  | 238-51002-00 |  |  |  |  | Gas | Natural Gas |  |  |  | Indoor |  | Floor Mounted |  | No | Not Applicable | 150 | Category I | 5.25 |  | 0.5 | 0.75 | No | [7 empty] | 38000 BTU/Hr |  | 78 | 0.63 | 50 | 47 | Not Applicable | On/Off | Yes, it does comply with jurisdictions having 10ng/J NOx Regulations | [6 empty] | 221 | 34.875 | 22.875 | 67.25 | 230 | 608 | 22 | 59.3125 | 31.5 | 72.5 |  |  | 41 |  |  | 8 |  |  |  | 15.125 | 52.3125 | [8 empty] | 1 | 72 | 68 | ANSI Z21.10.1-2019/CSA 4.1-2019 | Yes | Yes | Yes | No | Not Applicable | [5 empty] | 10188 | RES ULN DV | 200094470
URG2DV50S6N-SLD | URG2DV50S-S | Bradford White | 671632801176 | Active | [10 empty] | No | Not Applicable | Not Applicable | Residential Water Heating | Water Heating.Gas | 6 | 6 |  |  |  | 238-51005-00 |  |  |  | 238-39699-00 |  | 238-51002-00 |  |  |  |  | Gas | Natural Gas |  |  |  | Indoor |  | Floor Mounted |  | No | Not Applicable | 150 | Category I | 5.25 |  | 0.5 | 0.75 | No | [7 empty] | 38000 BTU/Hr |  | 78 | 0.63 | 50 | 47 | Not Applicable | On/Off | Yes, it does comply with jurisdictions having 10ng/J NOx Regulations | [6 empty] | 221 | 34.875 | 22.875 | 87.25 | 230 | 608 | 22 | 59.3125 | 31.5 | 72.5 |  |  | 41 |  |  | 8 |  |  |  | 15.125 | 52.3125 | [8 empty] | 1 | 72 | 68 | ANSI Z21.10.1-2019/CSA 4.1-2019 | Yes | Yes | Yes | No | Not Applicable | [5 empty] | 10188 | RES ULN DV | 200094470
URG2DV50S6N-SLD-264 | URG2DV50S-S | Bradford White | 671632674305 | Active | The ""-264"" indicates that this SKU comes with an Aluminum Anode Rod. | [9 empty] | No | Not Applicable | Not Applicable | Residential Water Heating | Water Heating.Gas | 6 | 6 |  |  |  | 238-51005-00 |  |  |  | 238-39699-00 |  | 238-51002-00 |  |  |  |  | Gas | Natural Gas |  |  |  | Indoor |  | Floor Mounted |  | No | Not Applicable | 150 | Category I | 5.25 |  | 0.5 | 0.75 | No | [7 empty] | 38000 BTU/Hr |  | 78 | 0.63 | 50 | 47 | Not Applicable | On/Off | Yes, it does comply with jurisdictions having 10ng/J NOx Regulations | [6 empty] | 221 | 34.875 | 22.875 | 87.25 | 230 | 608 | 22 | 59.3125 | 31.5 | 72.5 |  |  | 41 |  |  | 8 |  |  |  | 15.125 | 52.3125 | [8 empty] | 1 | 72 | 68 | ANSI Z21.10.1-2019/CSA 4.1-2019 | Yes | Yes | Yes | No | Not Applicable | [5 empty] | 10188 | RES ULN DV | 200094470
URG2DV50S6N-SLD-475 | URG2DV50S-S | Bradford White | 671632674329 | Active | The ""-475"" indicates that this SKU was designed to operate in Altitudes between 2,001 feet and 7,000 feet. | [9 empty] | No | Not Applicable | Not Applicable | Residential Water Heating | Water Heating.Gas | 6 | 6 |  |  |  | 238-51005-00 |  |  |  | 238-39699-00 |  | 238-51002-00 |  |  |  |  | Gas | Natural Gas |  |  |  | Indoor |  | Floor Mounted |  | No | Not Applicable | 150 | Category I | 5.25 |  | 0.5 | 0.75 | No | [7 empty] | 38000 BTU/Hr |  | 78 | 0.63 | 50 | 47 | Not Applicable | On/Off | Yes, it does comply with jurisdictions having 10ng/J NOx Regulations | [6 empty] | 221 | 34.875 | 22.875 | 87.25 | 230 | 608 | 22 | 59.3125 | 31.5 | 72.5 |  |  | 41 |  |  | 8 |  |  |  | 15.125 | 52.3125 | [8 empty] | 1 | 72 | 68 | ANSI Z21.10.1-2019/CSA 4.1-2019 | Yes | Yes | Yes | No | Not Applicable | [5 empty] | 10188 | RES ULN DV | 200094470
URG2DV50S6N-SLD-475-264 | URG2DV50S-S | Bradford White | 671632910113 | Active | The ""-264"" indicates that this SKU comes with an Aluminum Anode Rod. | The ""-475"" indicates that this SKU was designed to operate in Altitudes between 2,001 feet and 7,000 feet. | [8 empty] | No | Not Applicable | Not Applicable | Residential Water Heating | Water Heating.Gas | 6 | 6 |  |  |  | 238-51005-00 |  |  |  | 238-39699-00 |  | 238-51002-00 |  |  |  |  | Gas | Natural Gas |  |  |  | Indoor |  | Floor Mounted |  | No | Not Applicable | 150 | Category I | 5.25 |  | 0.5 | 0.75 | No | [7 empty] | 38000 BTU/Hr |  | 78 | 0.63 | 50 | 47 | Not Applicable | On/Off | Yes, it does comply with jurisdictions having 10ng/J NOx Regulations | [6 empty] | 221 | 34.875 | 22.875 | 87.25 | 230 | 608 | 22 | 59.3125 | 31.5 | 72.5 |  |  | 41 |  |  | 8 |  |  |  | 15.125 | 52.3125 | [8 empty] | 1 | 72 | 68 | ANSI Z21.10.1-2019/CSA 4.1-2019 | Yes | Yes | Yes | No | Not Applicable | [5 empty] | 10188 | RES ULN DV | 200094470
URG2PDV40S10N | URG2PDV40S | Bradford White | 671632877782 | Active | [10 empty] | No | Not Applicable | Not Applicable | Residential Water Heating | Water Heating.Gas | 10 | 6 |  |  |  | 238-51006-00 |  |  |  | 238-39699-00 |  | 238-48838-00 |  |  |  |  | Gas | Natural Gas |  |  |  | Indoor |  | Floor Mounted |  | No | Not Applicable | 150 | Category I | 2 | 2 | 0.5 | 0.75 | No | [7 empty] | 40000 BTU/Hr |  | 75 | 0.7 | 40 | 38 | Not Applicable | On/Off | Yes, it does comply with jurisdictions having 10ng/J NOx Regulations | [6 empty] | 170 | 31.125 | 22.625 | 61.8125 | 177 | 483 | 22 | 49.375 | 32.3125 | 59.875 | 59.4375 |  | 43 |  |  | 8 |  |  |  | 13.9375 | 42.5625 | [8 empty] | 1 | 80 | 76 | ANSI Z21.10.1-2019/CSA 4.1-2019 | Yes | Yes | Yes | No | Not Applicable | [5 empty] | 10190 | RES ULN PDV | 200094444
URG2PDV40S6N | URG2PDV40S | Bradford White | 671632792146 | Active | [10 empty] | No | Not Applicable | Not Applicable | Residential Water Heating | Water Heating.Gas | 6 | 6 |  |  |  | 238-51006-00 |  |  |  | 238-39699-00 |  | 238-48838-00 |  |  |  |  | Gas | Natural Gas |  |  |  | Indoor |  | Floor Mounted |  | No | Not Applicable | 150 | Category I | 2 | 2 | 0.5 | 0.75 | No | [7 empty] | 40000 BTU/Hr |  | 75 | 0.7 | 40 | 38 | Not Applicable | On/Off | Yes, it does comply with jurisdictions having 10ng/J NOx Regulations | [6 empty] | 170 | 31.125 | 22.625 | 61.8125 | 177 | 483 | 22 | 49.375 | 32.3125 | 59.875 | 59.4375 |  | 43 |  |  | 8 |  |  |  | 13.9375 | 42.5625 | [8 empty] | 1 | 80 | 76 | ANSI Z21.10.1-2019/CSA 4.1-2019 | Yes | Yes | Yes | No | Not Applicable | [5 empty] | 10190 | RES ULN PDV | 200094444
URG2PDV40S6N-264 | URG2PDV40S | Bradford White | 671632674343 | Active | The ""-264"" indicates that this SKU comes with an Aluminum Anode Rod. | [9 empty] | No | Not Applicable | Not Applicable | Residential Water Heating | Water Heating.Gas | 6 | 6 |  |  |  | 238-51006-00 |  |  |  | 238-39699-00 |  | 238-48838-00 |  |  |  |  | Gas | Natural Gas |  |  |  | Indoor |  | Floor Mounted |  | No | Not Applicable | 150 | Category I | 2 | 2 | 0.5 | 0.75 | No | [7 empty] | 40000 BTU/Hr |  | 75 | 0.7 | 40 | 38 | Not Applicable | On/Off | Yes, it does comply with jurisdictions having 10ng/J NOx Regulations | [6 empty] | 170 | 31.125 | 22.625 | 61.8125 | 177 | 483 | 22 | 49.375 | 32.3125 | 59.875 | 59.4375 |  | 43 |  |  | 8 |  |  |  | 13.9375 | 42.5625 | [8 empty] | 1 | 80 | 76 | ANSI Z21.10.1-2019/CSA 4.1-2019 | Yes | Yes | Yes | No | Not Applicable | [5 empty] | 10190 | RES ULN PDV | 200094444
URG2PDV40S6N-475 | URG2PDV40S | Bradford White | 671632674367 | Active | The ""-475"" indicates that this SKU was designed to operate in Altitudes between 2,001 feet and 7,000 feet. | [9 empty] | No | Not Applicable | Not Applicable | Residential Water Heating | Water Heating.Gas | 6 | 6 |  |  |  | 238-51006-00 |  |  |  | 238-39699-00 |  | 238-48838-00 |  |  |  |  | Gas | Natural Gas |  |  |  | Indoor |  | Floor Mounted |  | No | Not Applicable | 150 | Category I | 2 | 2 | 0.5 | 0.75 | No | [7 empty] | 40000 BTU/Hr |  | 75 | 0.7 | 40 | 38 | Not Applicable | On/Off | Yes, it does comply with jurisdictions having 10ng/J NOx Regulations | [6 empty] | 170 | 31.125 | 22.625 | 61.8125 | 177 | 483 | 22 | 49.375 | 32.3125 | 59.875 | 59.4375 |  | 43 |  |  | 8 |  |  |  | 13.9375 | 42.5625 | [8 empty] | 1 | 80 | 76 | ANSI Z21.10.1-2019/CSA 4.1-2019 | Yes | Yes | Yes | No | Not Applicable | [5 empty] | 10190 | RES ULN PDV | 200094444
URG2PDV40S6N-475-264 | URG2PDV40S | Bradford White | 671632901784 | Active | The ""-264"" indicates that this SKU comes with an Aluminum Anode Rod. | The ""-475"" indicates that this SKU was designed to operate in Altitudes between 2,001 feet and 7,000 feet. | [8 empty] | No | Not Applicable | Not Applicable | Residential Water Heating | Water Heating.Gas | 6 | 6 |  |  |  | 238-51006-00 |  |  |  | 238-39699-00 |  | 238-48838-00 |  |  |  |  | Gas | Natural Gas |  |  |  | Indoor |  | Floor Mounted |  | No | Not Applicable | 150 | Category I | 2 | 2 | 0.5 | 0.75 | No | [7 empty] | 40000 BTU/Hr |  | 75 | 0.7 | 40 | 38 | Not Applicable | On/Off | Yes, it does comply with jurisdictions having 10ng/J NOx Regulations | [6 empty] | 170 | 31.125 | 22.625 | 61.8125 | 177 | 483 | 22 | 49.375 | 32.3125 | 59.875 | 59.4375 |  | 43 |  |  | 8 |  |  |  | 13.9375 | 42.5625 | [8 empty] | 1 | 80 | 76 | ANSI Z21.10.1-2019/CSA 4.1-2019 | Yes | Yes | Yes | No | Not Applicable | [5 empty] | 10190 | RES ULN PDV | 200094444
URG2PDV40S6N-475-506 | URG2PDV40S | Bradford White | 671632674350 | Active | The ""-475"" indicates that this SKU was designed to operate in Altitudes between 2,001 feet and 7,000 feet. | The ""-506"" indicates that this SKU comes with an A420 Aluminum Anode Rod. | [8 empty] | No | Not Applicable | Not Applicable | Residential Water Heating | Water Heating.Gas | 6 | 6 |  |  |  | 238-51006-00 |  |  |  | 238-39699-00 |  | 238-48838-00 |  |  |  |  | Gas | Natural Gas |  |  |  | Indoor |  | Floor Mounted |  | No | Not Applicable | 150 | Category I | 2 | 2 | 0.5 | 0.75 | No | [7 empty] | 40000 BTU/Hr |  | 75 | 0.7 | 40 | 38 | Not Applicable | On/Off | Yes, it does comply with jurisdictions having 10ng/J NOx Regulations | [6 empty] | 170 | 31.125 | 22.625 | 61.8125 | 177 | 483 | 22 | 49.375 | 32.3125 | 59.875 | 59.4375 |  | 43 |  |  | 8 |  |  |  | 13.9375 | 42.5625 | [8 empty] | 1 | 80 | 76 | ANSI Z21.10.1-2019/CSA 4.1-2019 | Yes | Yes | Yes | No | Not Applicable | [5 empty] | 10190 | RES ULN PDV | 200094444
URG2PDV40S6N-506 | URG2PDV40S | Bradford White | 671632674374 | Active | The ""-506"" indicates that this SKU comes with an A420 Aluminum Anode Rod. | [9 empty] | No | Not Applicable | Not Applicable | Residential Water Heating | Water Heating.Gas | 6 | 6 |  |  |  | 238-51006-00 |  |  |  | 238-39699-00 |  | 238-48838-00 |  |  |  |  | Gas | Natural Gas |  |  |  | Indoor |  | Floor Mounted |  | No | Not Applicable | 150 | Category I | 2 | 2 | 0.5 | 0.75 | No | [7 empty] | 40000 BTU/Hr |  | 75 | 0.7 | 40 | 38 | Not Applicable | On/Off | Yes, it does comply with jurisdictions having 10ng/J NOx Regulations | [6 empty] | 170 | 31.125 | 22.625 | 61.8125 | 177 | 483 | 22 | 49.375 | 32.3125 | 59.875 | 59.4375 |  | 43 |  |  | 8 |  |  |  | 13.9375 | 42.5625 | [8 empty] | 1 | 80 | 76 | ANSI Z21.10.1-2019/CSA 4.1-2019 | Yes | Yes | Yes | No | Not Applicable | [5 empty] | 10190 | RES ULN PDV | 200094444
URG2PDV50H6N | URG2PDV50H | Bradford White | 671632792603 | Active | [10 empty] | No | Not Applicable | Not Applicable | Residential Water Heating | Water Heating.Gas | 6 | 6 |  |  |  | 238-51006-00 |  |  |  | 238-39699-00 |  | 238-48838-00 |  |  |  |  | Gas | Natural Gas |  |  |  | Indoor |  | Floor Mounted |  | No | Not Applicable | 150 | Category I | 3 | 3 | 0.5 | 0.75 | No | [7 empty] | 50000 BTU/Hr |  | 82 | 0.68 | 48 | 46 | Not Applicable | On/Off | Yes, it does comply with jurisdictions having 10ng/J NOx Regulations | [6 empty] | 208 | 31.125 | 22.625 | 71 | 216 | 587 | 22 | 59.3125 | 30.4375 | 69.0625 | 69.1875 |  | 64 |  |  | 11 | 0.75 | 13.8125 | 52.3125 | 13.9375 | 52.3125 | [8 empty] | 1 | 80 | 76 | ANSI Z21.10.1-2019/CSA 4.1-2019 | Yes | Yes | Yes | No | Not Applicable | [5 empty] | 10185 | RES ULN PDV HI INPUT | 200094460
URG2PDV50H6N-264 | URG2PDV50H | Bradford White | 671632674428 | Active | The ""-264"" indicates that this SKU comes with an Aluminum Anode Rod. | [9 empty] | No | Not Applicable | Not Applicable | Residential Water Heating | Water Heating.Gas | 6 | 6 |  |  |  | 238-51006-00 |  |  |  | 238-39699-00 |  | 238-48838-00 |  |  |  |  | Gas | Natural Gas |  |  |  | Indoor |  | Floor Mounted |  | No | Not Applicable | 150 | Category I | 3 | 3 | 0.5 | 0.75 | No | [7 empty] | 50000 BTU/Hr |  | 82 | 0.68 | 48 | 46 | Not Applicable | On/Off | Yes, it does comply with jurisdictions having 10ng/J NOx Regulations | [6 empty] | 208 | 31.125 | 22.625 | 71 | 216 | 587 | 22 | 59.3125 | 30.4375 | 69.0625 | 69.1875 |  | 64 |  |  | 11 | 0.75 | 13.8125 | 52.3125 | 13.9375 | 52.3125 | [8 empty] | 1 | 80 | 76 | ANSI Z21.10.1-2019/CSA 4.1-2019 | Yes | Yes | Yes | No | Not Applicable | [5 empty] | 10185 | RES ULN PDV HI INPUT | 200094460
URG2PDV50H6N-475 | URG2PDV50H | Bradford White | 671632672950 | Active | The ""-475"" indicates that this SKU was designed to operate in Altitudes between 2,001 feet and 7,000 feet. | [9 empty] | No | Not Applicable | Not Applicable | Residential Water Heating | Water Heating.Gas | 6 | 6 |  |  |  | 238-51006-00 |  |  |  | 238-39699-00 |  | 238-48838-00 |  |  |  |  | Gas | Natural Gas |  |  |  | Indoor |  | Floor Mounted |  | No | Not Applicable | 150 | Category I | 3 | 3 | 0.5 | 0.75 | No | [7 empty] | 50000 BTU/Hr |  | 82 | 0.68 | 48 | 46 | Not Applicable | On/Off | Yes, it does comply with jurisdictions having 10ng/J NOx Regulations | [6 empty] | 208 | 31.125 | 22.625 | 71 | 216 | 587 | 22 | 59.3125 | 30.4375 | 69.0625 | 69.1875 |  | 64 |  |  | 11 | 0.75 | 13.8125 | 52.3125 | 13.9375 | 52.3125 | [8 empty] | 1 | 80 | 76 | ANSI Z21.10.1-2019/CSA 4.1-2019 | Yes | Yes | Yes | No | Not Applicable | [5 empty] | 10185 | RES ULN PDV HI INPUT | 200094460
URG2PDV50H6N-475-264 | URG2PDV50H | Bradford White | 671632901647 | Active | The ""-264"" indicates that this SKU comes with an Aluminum Anode Rod. | The ""-475"" indicates that this SKU was designed to operate in Altitudes between 2,001 feet and 7,000 feet. | [8 empty] | No | Not Applicable | Not Applicable | Residential Water Heating | Water Heating.Gas | 6 | 6 |  |  |  | 238-51006-00 |  |  |  | 238-39699-00 |  | 238-48838-00 |  |  |  |  | Gas | Natural Gas |  |  |  | Indoor |  | Floor Mounted |  | No | Not Applicable | 150 | Category I | 3 | 3 | 0.5 | 0.75 | No | [7 empty] | 50000 BTU/Hr |  | 82 | 0.68 | 48 | 46 | Not Applicable | On/Off | Yes, it does comply with jurisdictions having 10ng/J NOx Regulations | [6 empty] | 208 | 31.125 | 22.625 | 71 | 216 | 587 | 22 | 59.3125 | 30.4375 | 69.0625 | 69.1875 |  | 64 |  |  | 11 | 0.75 | 13.8125 | 52.3125 | 13.9375 | 52.3125 | [8 empty] | 1 | 80 | 76 | ANSI Z21.10.1-2019/CSA 4.1-2019 | Yes | Yes | Yes | No | Not Applicable | [5 empty] | 10185 | RES ULN PDV HI INPUT | 200094460
URG2PDV50S6N | URG2PDV50S | Bradford White | 671632792184 | Active | [10 empty] | No | Not Applicable | Not Applicable | Residential Water Heating | Water Heating.Gas | 6 | 6 |  |  |  | 238-51006-00 |  |  |  | 238-39699-00 |  | 238-48838-00 |  |  |  |  | Gas | Natural Gas |  |  |  | Indoor |  | Floor Mounted |  | No | Not Applicable | 150 | Category I | 2 | 2 | 0.5 | 0.75 | No | [7 empty] | 40000 BTU/Hr |  | 80 | 0.68 | 50 | 48 | Not Applicable | On/Off | Yes, it does comply with jurisdictions having 10ng/J NOx Regulations | [6 empty] | 196 | 31.875 | 24.625 | 62.8125 | 204 | 592 | 24 | 50.5625 | 34.3125 | 60.875 | 59.4375 |  | 43 |  |  | 8 |  |  |  | 13.9375 | 43.0625 | [8 empty] | 1 | 80 | 76 | ANSI Z21.10.1-2019/CSA 4.1-2019 | Yes | Yes | Yes | No | Not Applicable | [5 empty] | 10190 | RES ULN PDV | 200094450
URG2PDV50S6N-264 | URG2PDV50S | Bradford White | 671632674381 | Active | The ""-264"" indicates that this SKU comes with an Aluminum Anode Rod. | [9 empty] | No | Not Applicable | Not Applicable | Residential Water Heating | Water Heating.Gas | 6 | 6 |  |  |  | 238-51006-00 |  |  |  | 238-39699-00 |  | 238-48838-00 |  |  |  |  | Gas | Natural Gas |  |  |  | Indoor |  | Floor Mounted |  | No | Not Applicable | 150 | Category I | 2 | 2 | 0.5 | 0.75 | No | [7 empty] | 40000 BTU/Hr |  | 80 | 0.68 | 50 | 48 | Not Applicable | On/Off | Yes, it does comply with jurisdictions having 10ng/J NOx Regulations | [6 empty] | 196 | 31.875 | 24.625 | 62.8125 | 204 | 592 | 24 | 50.5625 | 34.3125 | 60.875 | 59.4375 |  | 43 |  |  | 8 |  |  |  | 13.9375 | 43.0625 | [8 empty] | 1 | 80 | 76 | ANSI Z21.10.1-2019/CSA 4.1-2019 | Yes | Yes | Yes | No | Not Applicable | [5 empty] | 10190 | RES ULN PDV | 200094450
URG2PDV50S6N-475 | URG2PDV50S | Bradford White | 671632674411 | Active | The ""-475"" indicates that this SKU was designed to operate in Altitudes between 2,001 feet and 7,000 feet. | [9 empty] | No | Not Applicable | Not Applicable | Residential Water Heating | Water Heating.Gas | 6 | 6 |  |  |  | 238-51006-00 |  |  |  | 238-39699-00 |  | 238-48838-00 |  |  |  |  | Gas | Natural Gas |  |  |  | Indoor |  | Floor Mounted |  | No | Not Applicable | 150 | Category I | 2 | 2 | 0.5 | 0.75 | No | [7 empty] | 40000 BTU/Hr |  | 80 | 0.68 | 50 | 48 | Not Applicable | On/Off | Yes, it does comply with jurisdictions having 10ng/J NOx Regulations | [6 empty] | 196 | 31.875 | 24.625 | 62.8125 | 204 | 592 | 24 | 50.5625 | 34.3125 | 60.875 | 59.4375 |  | 43 |  |  | 8 |  |  |  | 13.9375 | 43.0625 | [8 empty] | 1 | 80 | 76 | ANSI Z21.10.1-2019/CSA 4.1-2019 | Yes | Yes | Yes | No | Not Applicable | [5 empty] | 10190 | RES ULN PDV | 200094450
URG2PDV50S6N-475-264 | URG2PDV50S | Bradford White | 671632901746 | Active | The ""-264"" indicates that this SKU comes with an Aluminum Anode Rod. | The ""-475"" indicates that this SKU was designed to operate in Altitudes between 2,001 feet and 7,000 feet. | [8 empty] | No | Not Applicable | Not Applicable | Residential Water Heating | Water Heating.Gas | 6 | 6 |  |  |  | 238-51006-00 |  |  |  | 238-39699-00 |  | 238-48838-00 |  |  |  |  | Gas | Natural Gas |  |  |  | Indoor |  | Floor Mounted |  | No | Not Applicable | 150 | Category I | 2 | 2 | 0.5 | 0.75 | No | [7 empty] | 40000 BTU/Hr |  | 80 | 0.68 | 50 | 48 | Not Applicable | On/Off | Yes, it does comply with jurisdictions having 10ng/J NOx Regulations | [6 empty] | 196 | 31.875 | 24.625 | 62.8125 | 204 | 592 | 24 | 50.5625 | 34.3125 | 60.875 | 59.4375 |  | 43 |  |  | 8 |  |  |  | 13.9375 | 43.0625 | [8 empty] | 1 | 80 | 76 | ANSI Z21.10.1-2019/CSA 4.1-2019 | Yes | Yes | Yes | No | Not Applicable | [5 empty] | 10190 | RES ULN PDV | 200094450
URG2PV40T6N-475-264 | URG2PV40T | Bradford White | 671632901760 | Phase Out | The ""-264"" indicates that this SKU comes with an Aluminum Anode Rod. | The ""-475"" indicates that this SKU was designed to operate in Altitudes between 2,001 feet and 7,000 feet. | [8 empty] | No | Not Applicable |  | Residential Water Heating | Water Heating.Gas | 6 | 6 |  |  |  | 238-51011-00 |  |  |  | 238-39699-00 |  | 238-48214-00 |  |  |  |  | Gas | Natural Gas |  |  |  | Indoor |  | Floor Mounted |  | No | Not Applicable | 150 | Category III | 2 |  | 0.5 | 0.75 | No | [7 empty] | 40000 BTU/Hr |  | 75 | 0.68 | 40 | 38 | Not Applicable | On/Off | Yes, it does comply with jurisdictions having 10ng/J NOx Regulations | [6 empty] | 151 | 26.0625 | 21.25 | 67.75 | 157 | 464 | 20 | 56.75 | 26 | 67.0625 |  |  | 43 |  |  | 8 |  |  |  | 11.5 | 49.6875 | [8 empty] | 1 | 96 | 96 | ANSI Z21.10.1-2019/CSA 4.1-2019 | Yes | No | Yes | No | Not Applicable
URG2PV40T6N19 | URG2PV40T | Bradford White | 671632168255 | Active | [10 empty] | No | Not Applicable | Not Applicable | Residential Water Heating | Water Heating.Gas | 6 | 6 |  |  |  | 238-54634-00 |  |  |  | 238-39699-00 |  | 238-47163-00 |  |  |  |  | Gas | Natural Gas |  |  |  | Indoor |  | Floor Mounted |  | No | Not Applicable | 150 | Category III | 2 |  | 0.5 | 0.75 | No | [7 empty] | 40000 BTU/Hr |  | 78 | 0.72 | 40 | 38 | Not Applicable | On/Off | Yes, it does comply with jurisdictions having 10ng/J NOx Regulations | [6 empty] | 151 | 26.0625 | 21.25 | 67.75 | 157 | 464 | 20 | 56.75 | 26 | 67.0625 |  |  | 43 |  |  | 8 |  |  |  | 11.5 | 49.6875 | [8 empty] | 1 | 96 | 96 | ANSI Z21.10.1-2019/CSA 4.1-2019 | Yes | Yes | Yes | No | Not Applicable | [5 empty] | 10163 | RES ULN PV | 205135033
URG2PV40T6N19-264 | URG2PV40T | Bradford White | 671632567904 | Active | The ""-264"" indicates that this SKU comes with an Aluminum Anode Rod. | [9 empty] | No | Not Applicable | Not Applicable | Residential Water Heating | Water Heating.Gas | 6 | 6 |  |  |  | 238-54634-00 |  |  |  | 238-39699-00 |  | 238-47163-00 |  |  |  |  | Gas | Natural Gas |  |  |  | Indoor |  | Floor Mounted |  | No | Not Applicable | 150 | Category III | 2 |  | 0.5 | 0.75 | No | [7 empty] | 40000 BTU/Hr |  | 78 | 0.72 | 40 | 38 | Not Applicable | On/Off | Yes, it does comply with jurisdictions having 10ng/J NOx Regulations | [6 empty] | 151 | 26.0625 | 21.25 | 67.75 | 157 | 464 | 20 | 56.75 | 26 | 67.0625 |  |  | 43 |  |  | 8 |  |  |  | 11.5 | 49.6875 | [8 empty] | 1 | 96 | 96 | ANSI Z21.10.1-2019/CSA 4.1-2019 | Yes | Yes | Yes | No | Not Applicable | [5 empty] | 10163 | RES ULN PV | 205135033
URG2PV40T6N19-506 | URG2PV40T | Bradford White | 671632674480 | Active | The ""-506"" indicates that this SKU comes with an A420 Aluminum Anode Rod. | [9 empty] | No | Not Applicable | Not Applicable | Residential Water Heating | Water Heating.Gas | 6 | 6 |  |  |  | 238-54634-00 |  |  |  | 238-39699-00 |  | 238-47163-00 |  |  |  |  | Gas | Natural Gas |  |  |  | Indoor |  | Floor Mounted |  | No | Not Applicable | 150 | Category III | 2 |  | 0.5 | 0.75 | No | [7 empty] | 40000 BTU/Hr |  | 78 | 0.72 | 40 | 38 | Not Applicable | On/Off | Yes, it does comply with jurisdictions having 10ng/J NOx Regulations | [6 empty] | 151 | 26.0625 | 21.25 | 67.75 | 157 | 464 | 20 | 56.75 | 26 | 67.0625 |  |  | 43 |  |  | 8 |  |  |  | 11.5 | 49.6875 | [8 empty] | 1 | 96 | 96 | ANSI Z21.10.1-2019/CSA 4.1-2019 | Yes | Yes | Yes | No | Not Applicable | [5 empty] | 10163 | RES ULN PV | 205135033
URG2PV50H6N | URG2PV50H | Bradford White | 671632792580 | Phase Out | [10 empty] | No | Not Applicable |  | Residential Water Heating | Water Heating.Gas | 6 | 6 |  |  |  | 238-51000-00 |  |  |  | 238-39699-00 |  | 238-48214-00 |  |  |  |  | Gas | Natural Gas |  |  |  | Indoor |  | Floor Mounted |  | No | Not Applicable | 150 | Category III | 3 |  | 0.5 | 0.75 | No | [7 empty] | 56000 BTU/Hr |  | 107 | 0.68 | 48 | 46 | Not Applicable | On/Off | Yes, it does comply with jurisdictions having 10ng/J NOx Regulations | [6 empty] | 192 | 27.625 | 22.75 | 67.75 | 200 | 571 | 22 | 56.75 | 26.875 | 66.5 |  |  | 60 |  |  | 11 |  | 13.3125 | 49.8125 | 11.5 | 49.875 | [8 empty] | 1 | 88 | 84 | ANSI Z21.10.1-2019/CSA 4.1-2019 | Yes | No | Yes | No | Not Applicable
URG2PV50H6N19 | URG2PV50H | Bradford White | 671632324026 | Active | [10 empty] | No | Not Applicable | Not Applicable | Residential Water Heating | Water Heating.Gas | 6 | 6 |  |  |  | 238-54635-00 |  |  |  | 238-39699-00 | [6 empty] | Gas | Natural Gas |  |  |  | Indoor |  | Floor Mounted |  | No | Not Applicable | 150 | Category III | 3 |  | 0.5 | 0.75 | No | [7 empty] | 56000 BTU/Hr |  | 107 | 0.68 | 48 | 46 | Not Applicable | On/Off | Yes, it does comply with jurisdictions having 10ng/J NOx Regulations | [6 empty] | 192 | 27.625 | 22.75 | 67.75 | 200 | 571 | 22 | 56.75 | 26.875 | 66.5 |  |  | 60 |  |  | 11 |  | 13.3125 | 49.8125 | 11.5 | 49.875 | [8 empty] | 1 | 88 | 84 | ANSI Z21.10.1-2019/CSA 4.1-2019 | Yes | Yes | Yes | No | Not Applicable | [5 empty] | 10165 | RES ULN PV HI INPUT | 208141890
URG2PV50H6N19-264 | URG2PV50H | Bradford White | 671632562442 | Active | The ""-264"" indicates that this SKU comes with an Aluminum Anode Rod. | [9 empty] | No | Not Applicable | Not Applicable | Residential Water Heating | Water Heating.Gas | 6 | 6 |  |  |  | 238-54635-00 |  |  |  | 238-39699-00 | [6 empty] | Gas | Natural Gas |  |  |  | Indoor |  | Floor Mounted |  | No | Not Applicable | 150 | Category III | 3 |  | 0.5 | 0.75 | No | [7 empty] | 56000 BTU/Hr |  | 107 | 0.68 | 48 | 46 | Not Applicable | On/Off | Yes, it does comply with jurisdictions having 10ng/J NOx Regulations | [6 empty] | 192 | 27.625 | 22.75 | 67.75 | 200 | 571 | 22 | 56.75 | 26.875 | 66.5 |  |  | 60 |  |  | 11 |  | 13.3125 | 49.8125 | 11.5 | 49.875 | [8 empty] | 1 | 88 | 84 | ANSI Z21.10.1-2019/CSA 4.1-2019 | Yes | Yes | Yes | No | Not Applicable | [5 empty] | 10165 | RES ULN PV HI INPUT | 208141890
URG2PV50H6N19-506 | URG2PV50H | Bradford White | 671632674459 | Active | The ""-506"" indicates that this SKU comes with an A420 Aluminum Anode Rod. | [9 empty] | No | Not Applicable | Not Applicable | Residential Water Heating | Water Heating.Gas | 6 | 6 |  |  |  | 238-54635-00 |  |  |  | 238-39699-00 | [6 empty] | Gas | Natural Gas |  |  |  | Indoor |  | Floor Mounted |  | No | Not Applicable | 150 | Category III | 3 |  | 0.5 | 0.75 | No | [7 empty] | 56000 BTU/Hr |  | 107 | 0.68 | 48 | 46 | Not Applicable | On/Off | Yes, it does comply with jurisdictions having 10ng/J NOx Regulations | [6 empty] | 192 | 27.625 | 22.75 | 67.75 | 200 | 571 | 22 | 56.75 | 26.875 | 66.5 |  |  | 60 |  |  | 11 |  | 13.3125 | 49.8125 | 11.5 | 49.875 | [8 empty] | 1 | 88 | 84 | ANSI Z21.10.1-2019/CSA 4.1-2019 | Yes | Yes | Yes | No | Not Applicable | [5 empty] | 10165 | RES ULN PV HI INPUT | 208141890
URG2PV50T6N19 | URG2PV50T | Bradford White | 671632168262 | Active | [10 empty] | No | Not Applicable | Not Applicable | Residential Water Heating | Water Heating.Gas | 6 | 6 |  |  |  | 238-54634-00 |  |  |  | 238-39699-00 |  | 238-47163-00 |  |  |  |  | Gas | Natural Gas |  |  |  | Indoor |  | Floor Mounted |  | No | Not Applicable | 150 | Category III | 2 |  | 0.5 | 0.75 | No | [7 empty] | 40000 BTU/Hr |  | 75 | 0.72 | 50 | 48 | Not Applicable | On/Off | Yes, it does comply with jurisdictions having 10ng/J NOx Regulations | [6 empty] | 176 | 27.625 | 22.75 | 67.75 | 183 | 572 | 22 | 56.75 | 27.1875 | 67.0625 |  |  | 43 |  |  | 8 |  |  |  | 11.5 | 49.875 | [8 empty] | 1 | 88 | 84 | ANSI Z21.10.1-2019/CSA 4.1-2019 | Yes | Yes | Yes | No | Not Applicable | [5 empty] | 10163 | RES ULN PV | 205135034
URG2PV50T6N19-264 | URG2PV50T | Bradford White | 671632567928 | Active | The ""-264"" indicates that this SKU comes with an Aluminum Anode Rod. | [9 empty] | No | Not Applicable | Not Applicable | Residential Water Heating | Water Heating.Gas | 6 | 6 |  |  |  | 238-54634-00 |  |  |  | 238-39699-00 |  | 238-47163-00 |  |  |  |  | Gas | Natural Gas |  |  |  | Indoor |  | Floor Mounted |  | No | Not Applicable | 150 | Category III | 2 |  | 0.5 | 0.75 | No | [7 empty] | 40000 BTU/Hr |  | 75 | 0.72 | 50 | 48 | Not Applicable | On/Off | Yes, it does comply with jurisdictions having 10ng/J NOx Regulations | [6 empty] | 176 | 27.625 | 22.75 | 67.75 | 183 | 572 | 22 | 56.75 | 27.1875 | 67.0625 |  |  | 43 |  |  | 8 |  |  |  | 11.5 | 49.875 | [8 empty] | 1 | 88 | 84 | ANSI Z21.10.1-2019/CSA 4.1-2019 | Yes | Yes | Yes | No | Not Applicable | [5 empty] | 10163 | RES ULN PV | 205135034
URG2PV50T6N19-506 | URG2PV50T | Bradford White | 671632674442 | Active | The ""-506"" indicates that this SKU comes with an A420 Aluminum Anode Rod. | [9 empty] | No | Not Applicable | Not Applicable | Residential Water Heating | Water Heating.Gas | 6 | 6 |  |  |  | 238-54634-00 |  |  |  | 238-39699-00 |  | 238-47163-00 |  |  |  |  | Gas | Natural Gas |  |  |  | Indoor |  | Floor Mounted |  | No | Not Applicable | 150 | Category III | 2 |  | 0.5 | 0.75 | No | [7 empty] | 40000 BTU/Hr |  | 75 | 0.72 | 50 | 48 | Not Applicable | On/Off | Yes, it does comply with jurisdictions having 10ng/J NOx Regulations | [6 empty] | 176 | 27.625 | 22.75 | 67.75 | 183 | 572 | 22 | 56.75 | 27.1875 | 67.0625 |  |  | 43 |  |  | 8 |  |  |  | 11.5 | 49.875 | [8 empty] | 1 | 88 | 84 | ANSI Z21.10.1-2019/CSA 4.1-2019 | Yes | Yes | Yes | No | Not Applicable | [5 empty] | 10163 | RES ULN PV | 205135034
URG2PV75H10N19 | URG2PV75H | Bradford White | 671632562138 | Active | [10 empty] | No | Not Applicable | Not Applicable | Residential Water Heating | Water Heating.Gas | 10 | 6 |  |  |  | 238-54636-00 |  |  |  | 238-39699-00 | [6 empty] | Gas | Natural Gas |  |  |  | Indoor |  | Floor Mounted |  | No | Not Applicable | 150 | Category III | 3 |  | 0.5 | 0.75 | No | [7 empty] | 76000 BTU/Hr |  | 121 | 0.69 | 75 | 72 | Not Applicable | On/Off | Yes, it does comply with jurisdictions having 14ng/J NOx Regulations | [6 empty] | 270 | 31.375 | 26.875 | 69.4375 | 281 | 864 | 26 | 59.625 | 30.6875 | 69.4375 |  |  | 82 |  |  | 11 |  | 16.625 | 51.875 | 11.5 | 51.875 | [8 empty] | 1 | 60 | 57 | ANSI Z21.10.3-2019/CSA 4.3-2019 | Yes | Yes | Yes | No | Not Applicable | [5 empty] | 10165 | RES ULN PV HI INPUT | 208676386
URG2PV75H6N | URG2PV75H | Bradford White | 671632792993 | Phase Out | [10 empty] | No | Not Applicable |  | Residential Water Heating | Water Heating.Gas | 6 | 6 |  |  |  | 238-51010-00 |  |  |  | 238-39699-00 |  | 238-50429-00 |  |  |  |  | Gas | Natural Gas |  |  |  | Indoor |  | Floor Mounted |  | No | Not Applicable | 150 | Category III | 3 |  | 0.5 | 0.75 | No | [7 empty] | 76000 BTU/Hr |  | 121 | 0.69 | 75 | 72 | Not Applicable | On/Off | Yes, it does comply with jurisdictions having 14ng/J NOx Regulations | [6 empty] | 270 | 31.375 | 26.875 | 69.4375 | 281 | 864 | 26 | 59.625 | 30.6875 | 69.4375 |  |  | 82 |  |  | 11 |  | 16.625 | 51.875 | 11.5 | 51.875 | [8 empty] | 1 | 60 | 57 | ANSI Z21.10.3-2019/CSA 4.3-2019 | Yes | No | Yes | No | Not Applicable
URG2PV75H6N-475-264 | URG2PV75H | Bradford White | 671632902149 | Phase Out | The ""-264"" indicates that this SKU comes with an Aluminum Anode Rod. | The ""-475"" indicates that this SKU was designed to operate in Altitudes between 2,001 feet and 7,000 feet. | [8 empty] | No | Not Applicable |  | Residential Water Heating | Water Heating.Gas | 6 | 6 |  |  |  | 238-51010-00 |  |  |  | 238-39699-00 |  | 238-50429-00 |  |  |  |  | Gas | Natural Gas |  |  |  | Indoor |  | Floor Mounted |  | No | Not Applicable | 150 | Category III | 3 |  | 0.5 | 0.75 | No | [7 empty] | 76000 BTU/Hr |  | 121 | 0.69 | 75 | 72 | Not Applicable | On/Off | Yes, it does comply with jurisdictions having 14ng/J NOx Regulations | [6 empty] | 270 | 31.375 | 26.875 | 69.4375 | 281 | 864 | 26 | 59.625 | 30.6875 | 69.4375 |  |  | 82 |  |  | 11 |  | 16.625 | 51.875 | 11.5 | 51.875 | [8 empty] | 1 | 60 | 57 | ANSI Z21.10.3-2019/CSA 4.3-2019 | Yes | No | Yes | No | Not Applicable
URG2PV75H6N19 | URG2PV75H | Bradford White | 671632324057 | Active | [10 empty] | No | Not Applicable | Not Applicable | Residential Water Heating | Water Heating.Gas | 6 | 6 |  |  |  | 238-54636-00 |  |  |  | 238-39699-00 | [6 empty] | Gas | Natural Gas |  |  |  | Indoor |  | Floor Mounted |  | No | Not Applicable | 150 | Category III | 3 |  | 0.5 | 0.75 | No | [7 empty] | 76000 BTU/Hr |  | 121 | 0.69 | 75 | 72 | Not Applicable | On/Off | Yes, it does comply with jurisdictions having 14ng/J NOx Regulations | [6 empty] | 270 | 31.375 | 26.875 | 69.4375 | 281 | 864 | 26 | 59.625 | 30.6875 | 69.4375 |  |  | 82 |  |  | 11 |  | 16.625 | 51.875 | 11.5 | 51.875 | [8 empty] | 1 | 60 | 57 | ANSI Z21.10.3-2019/CSA 4.3-2019 | Yes | Yes | Yes | No | Not Applicable | [5 empty] | 10165 | RES ULN PV HI INPUT | 208676386
URG2PV75H6N19-264 | URG2PV75H | Bradford White | 671632561933 | Active | The ""-264"" indicates that this SKU comes with an Aluminum Anode Rod. | [9 empty] | No | Not Applicable | Not Applicable | Residential Water Heating | Water Heating.Gas | 6 | 6 |  |  |  | 238-54636-00 |  |  |  | 238-39699-00 | [6 empty] | Gas | Natural Gas |  |  |  | Indoor |  | Floor Mounted |  | No | Not Applicable | 150 | Category III | 3 |  | 0.5 | 0.75 | No | [7 empty] | 76000 BTU/Hr |  | 121 | 0.69 | 75 | 72 | Not Applicable | On/Off | Yes, it does comply with jurisdictions having 14ng/J NOx Regulations | [6 empty] | 270 | 31.375 | 26.875 | 69.4375 | 281 | 864 | 26 | 59.625 | 30.6875 | 69.4375 |  |  | 82 |  |  | 11 |  | 16.625 | 51.875 | 11.5 | 51.875 | [8 empty] | 1 | 60 | 57 | ANSI Z21.10.3-2019/CSA 4.3-2019 | Yes | Yes | Yes | No | Not Applicable | [5 empty] | 10165 | RES ULN PV HI INPUT | 208676386

## Canada PIM data
SKU | Base Model | Manufacturer | UPC | Status | Option 1 | Option 2 | Option 3 | Option 4 | Option 5 | Option 6 | Option 7 | Option 8 | Option 9 | Option 10 | Pump Included | Volume Water Heater Pump Type | Replacement SKU | Product Group | Taxonomy | Tank Warranty | Parts Warranty | Heat Exchanger Warranty | Parts List Document Number | Service Manual Document Number | Installation & Operation Instruction Manual Document Number | Installation Checklist Document Number | Start Up Sheet Document Number | User Manual Document Number | Warranty Document Number | Quick Service Manual Document Number | Supplemental Material 1 Document Number | Supplemental Material 2 Document Number | Supplemental Material 3 Document Number | Supplemental Material 4 Document Number | Supplemental Material 5 Document Number | Energy Source | Fuel Type | Voltage | Phase | Amps | Placement | Fire Tube or Water Tube | Mounting Type | Heat Exchange Material | ASME | ASME Type | Working Pressure (PSI) | Vent Category | Vent Pipe Diameter (Exhaust) - Inches | Air Intake Pipe Diameter - Inches | Gas Connection Size - Inches | Water Connection Size - Inches | Condensing | AFUE (%) | Thermal Efficiency (%) | Recovery Efficiency (%) | Combustion Efficiency (%) | Standby Loss (%/Hr.) | Standby Loss (BTU/Hr.) | COP | Input | Output | First Hour Rating | Uniform Energy Factor | Nominal Capacity | DOE Rated Storage Capacity | Hourly Recovery Rate | Turndown Ratio | Nitrogen Oxide Emissions (NOx) | DHW Storage Capacity | DHW Capacity @ 77 deg Temp Rise | GPM Flow Rate @ 75 deg Temp Rise | Product Width - Inches | Product Length - Inches | Product Height - Inches | Weight - Pounds | Shipping Length - Inches | Shipping Width - Inches | Shipping Height - Inches | Shipping Weight - Pounds | Operating Weight - Pounds | Diameter - Inches | Floor to Heater Top - Inches | Depth - Inches | Floor To Vent Connection - Inches | Floor To Air Intake Connection - Inches | Center Line Distance From Intake To Exhaust - Inches | Floor To Top Water Connections - Inches | Floor To Cold Water Connection - Inches | Floor To Hot Water Connection - Inches | Center Line of Water Connections - Inches | Space Heating Connection Size - Inches | Floor To Space Heating Inlet - Inches | Floor To Space Heating Outlet - Inches | Floor To Gas Connection - Inches | Floor To T&P Connection - Inches | Floor To Condensate Connection - Inches | Wall To Front (Wall Hung Models Only) - Inches | Floor To Pressure Relief Valve Connection - Inches | Height To Bracket (Wall Hung Models Only) - Inches | Height To T&P Connection (Wall Hung Models Only) - Inches | Floor To Electrical Access - Inches | Floor To Anode Rod (Utility Models Only) - Inches | Floor To Top Of Control Box (ASME & CEHD Electric Models Only) - Inches | Quantity | Trailer Load Factor – Straight 53 | Trailer Load Factor – Drop 53 | Safety Certification | CEC Listed | Proposition 65 | Massachusetts Approved | ENERGY STAR | NEEA Listed | Installation & Operation Instruction Manual Document Number – French | Quick Service Manual Document Number - French | Service Manual Document Number – French | Spec Sheet Document Number – French | Warranty Document Number – French | Prod Code | Prod Code Description | AHRI Certification
CEHD120A1833C6CF-866 | CEHD120-18 | Bradford White | 671632681341 | Active | The ""-866"" indicates that these SKUs are designed and certified for Installation in Canada. | [9 empty] | No | Not Applicable | Not Applicable | Commercial Water Heating | Water Heating.Electric | 3 | 1 |  |  |  | 238-51313-00 |  |  |  | 238-36612-00 | [6 empty] | Electric | Electric Resistance | 240 | 3 |  | Indoor |  | Floor Mounted |  | Yes | HLW | 150 | Not Applicable |  |  |  | 1.5 | No | [7 empty] | 18 kW |  |  |  | 119 |  | 74 | On/Off | Not Applicable | [6 empty] | 485 | 39 | 32.25 | 73.25 | 504 | 1466 | 30.25 | 64.6875 |  |  |  |  | 66.375 |  |  | 6.9375 |  |  |  |  | 54.75 | [7 empty] | 52.625 | 1 | 48 | 48 | UL1453 | Yes | No | Yes | No | Not Applicable | 238-51917-00 |  |  |  |  | 40304 | COM ELEC CF
CEHD120A3633C9CF-866 | CEHD120-36 | Bradford White | 671632681365 | Active | The ""-866"" indicates that these SKUs are designed and certified for Installation in Canada. | [9 empty] | No | Not Applicable | Not Applicable | Commercial Water Heating | Water Heating.Electric | 3 | 1 |  |  |  | 238-51313-00 |  |  |  | 238-36612-00 | [6 empty] | Electric | Electric Resistance | 240 | 3 |  | Indoor |  | Floor Mounted |  | Yes | HLW | 150 | Not Applicable |  |  |  | 1.5 | No | [7 empty] | 36 kW |  |  |  | 119 |  | 149 | On/Off | Not Applicable | [6 empty] | 485 | 39 | 32.25 | 73.25 | 504 | 1466 | 30.25 | 64.6875 |  |  |  |  | 66.375 |  |  | 6.9375 |  |  |  |  | 54.75 | [7 empty] | 52.625 | 1 | 48 | 48 | UL1453 | Yes | No | Yes | No | Not Applicable | 238-51917-00 |  |  |  |  | 40304 | COM ELEC CF
CEHD501833C6CF-866 | CEHD50-18 | Bradford White | 671632681273 | Active | The ""-866"" indicates that these SKUs are designed and certified for Installation in Canada. | [9 empty] | No | Not Applicable | Not Applicable | Commercial Water Heating | Water Heating.Electric | 3 | 1 |  |  |  | 238-51313-00 |  |  |  | 238-36612-00 | [6 empty] | Electric | Electric Resistance | 240 | 3 |  | Indoor |  | Floor Mounted |  | No | Not Applicable | 150 | Not Applicable |  |  |  | 1.5 | No | [7 empty] | 18 kW |  |  |  | 50 |  | 74 | On/Off | Not Applicable | [6 empty] | 270 | 34.5 | 30.25 | 58.875 | 281 | 682 | 24 | 50.4375 |  |  |  |  | 52.625 |  |  | 6.9375 |  |  |  |  | 40.6875 | [7 empty] | 49.125 | 1 | 57 | 57 | UL1453 | Yes | No | Yes | No | Not Applicable | 238-51917-00 |  |  |  |  | 40304 | COM ELEC CF
CEHD503633C9CF-866 | CEHD50-36 | Bradford White | 671632681280 | Active | The ""-866"" indicates that these SKUs are designed and certified for Installation in Canada. | [9 empty] | No | Not Applicable | Not Applicable | Commercial Water Heating | Water Heating.Electric | 3 | 1 |  |  |  | 238-51313-00 |  |  |  | 238-36612-00 | [6 empty] | Electric | Electric Resistance | 240 | 3 |  | Indoor |  | Floor Mounted |  | No | Not Applicable | 150 | Not Applicable |  |  |  | 1.5 | No | [7 empty] | 36 kW |  |  |  | 50 |  | 149 | On/Off | Not Applicable | [6 empty] | 270 | 34.5 | 30.25 | 58.875 | 281 | 682 | 24 | 50.4375 |  |  |  |  | 52.625 |  |  | 6.9375 |  |  |  |  | 40.6875 | [7 empty] | 49.125 | 1 | 57 | 57 | UL1453 | Yes | No | Yes | No | Not Applicable | 238-51917-00 |  |  |  |  | 40304 | COM ELEC CF
CEHD801833C6CF-866 | CEHD80-18 | Bradford White | 671632681297 | Active | The ""-866"" indicates that these SKUs are designed and certified for Installation in Canada. | [9 empty] | No | Not Applicable | Not Applicable | Commercial Water Heating | Water Heating.Electric | 3 | 1 |  |  |  | 238-51313-00 |  |  |  | 238-36612-00 | [6 empty] | Electric | Electric Resistance | 240 | 3 |  | Indoor |  | Floor Mounted |  | No | Not Applicable | 150 | Not Applicable |  |  |  | 1.5 | No | [7 empty] | 18 kW |  |  |  | 80 |  | 74 | On/Off | Not Applicable | [6 empty] | 335 | 35 | 30.5 | 70.875 | 348 | 994 | 26 | 61.25 |  |  |  |  | 65.5 |  |  | 7 |  |  |  |  | 52.1875 | [7 empty] | 49.125 | 1 | 51 | 51 | UL1453 | Yes | No | Yes | No | Not Applicable | 238-51917-00 |  |  |  |  | 40304 | COM ELEC CF
CEHD803633C9CF-866 | CEHD80-36 | Bradford White | 671632681358 | Active | The ""-866"" indicates that these SKUs are designed and certified for Installation in Canada. | [9 empty] | No | Not Applicable | Not Applicable | Commercial Water Heating | Water Heating.Electric | 3 | 1 |  |  |  | 238-51313-00 |  |  |  | 238-36612-00 | [6 empty] | Electric | Electric Resistance | 240 | 3 |  | Indoor |  | Floor Mounted |  | No | Not Applicable | 150 | Not Applicable |  |  |  | 1.5 | No | [7 empty] | 36 kW |  |  |  | 80 |  | 149 | On/Off | Not Applicable | [6 empty] | 335 | 35 | 30.5 | 70.875 | 348 | 994 | 26 | 61.25 |  |  |  |  | 65.5 |  |  | 7 |  |  |  |  | 52.1875 | [7 empty] | 49.125 | 1 | 51 | 51 | UL1453 | Yes | No | Yes | No | Not Applicable | 238-51917-00 |  |  |  |  | 40304 | COM ELEC CF

## Definitions
General:
All measurement are listed in inches (in., ")
All weights are listed in pounds (lbs.)
All water connections are NPT - National Pipe Thread
All gas connections are NPT - National Pipe Thread
"---" Means that this data point is not applicable to this model
Data point: | Definitions:
Model | The manufacturer's identification code used for reporting purposes.
Base Model | The most basic version of a specific model number which does not include or specify warranty, fuel source/input, or any additional options that could be added to a model
Manufacturer | The name of the product manufacturer.
Brand | The name of the product brand.
UPC | Universal Product Code: A 12 character unique numeric code for the consumer unit.
Status | Active - Currently being manufactured and can be ordered, Phased Out - Inventory remains and can be ordered but no longer being manufactured, Obsolete - No longer being manufactured and can not be ordered
Product Group | The type of product and application it should be installed in
Description | User Friendly Product Description/Overview.
Application | Whether the product is designed to be used in commercial or residential applications.
Product Name | Name is either a registered or trademarked name for the specific series/line.
Fuel | What fuel is used to heat the water.
Nominal Capacity | The capacity that is listed by the manufacturer on the product name plate.
DOE Rated Storage Capacity | Water storage capacity of a water heater, in gallons, as certified by the manufacturer pursuant to 10 CFR part 429.
Input | The amount of gas or electricity used per hour to heat water. May be dual rated for various electric water heaters.
Voltage | The volt connection/supply to the water heater. May be dual rated for various electric water heaters.
Phase | The phase of the volt connection/supply to the water heater
GPH Recovery Rate (@90F°- Residential @100F°- Commercial) | Measurement: This is the amount of gallons a water heater is capable of recovering per hour. Residential is measured at a 90F° rise and commercial is measure at a 100F° rise.
First Hour Rating | An estimate of the maximum volume of “hot” water that a storage-type water heater can supply within an hour that begins with the water heater fully heated (i.e., with all thermostats satisfied). It is a function of both the storage volume and the recovery rate.
Uniform Energy Factor | The measure of a water heater's overall efficiency.
Tank Warranty | The number of years the water heater tank is covered under warranty.
Floor To Heater Top | Measurement: from the floor to the top of the water heater
Diameter | Measurement: straight line from one side of the product to the other side (front to back)
Depth | Measurement: straight line from one side of the product to the other side (left to right)
Vent Size | Measurement: size of the vent on the water heater and/or the size of vent material to be used with that water heater
Floor To Vent Connection | Measurement: from the floor to the vent connection
Floor To Air Intake Connection | Measurement: from the floor to the air intake connection
Center Line Distance From Intake To Exhaust | Measurement: center line distance from intake to exhaust
Water Connection Size | Measurement: size of the water connections
Floor To Water Connection | Measurement: from the floor to the water connection
Floor To Cold Water Connection | Measurement: from the floor to the cold water connection (inlet)
Floor To Hot Water Connection | Measurement: from the floor to the hot water connection (outlet)
Center Line of Water Connections | Measurement: center line distance from cold to hot water connections
Space Heating Connection Size | Measurement: size of the water connections
Floor To Space Heating Inlet | Measurement: from the floor to the space heating inlet
Floor To Space Heating Outlet | Measurement: from the floor to the space heating outlet
Gas Connection Size | Measurement: size of the gas connection
Floor To Gas Connection | Measurement: from the floor to the gas connection
Floor To T&P Connection | Measurement: from the floor to the T&P (temperature and pressure relief valve) connection
Floor To Condensate Connection | Measurement: from the floor to the condensate connection
Wall To Front (Wall Hung Models Only) | Measurement: from the wall to the front of the water heater (wall hung models only)
Height To Bracket (Wall Hung Models Only) | Measurement: from the bottom of the water heater to the bracket (wall hung models only)
Height To T&P Connection (Wall Hung Models Only) | Measurement: from the bottom of the water heater to the T&P (temperature and pressure relief valve) connection (wall hung models only)
Floor To Electrical Access (Utility Models Only) | Measurement: from the bottom of the water heater to the electrical connection (utility models only)
Floor To Anode Rod (Utility Models Only) | Measurement: from the bottom of the water heater to the anode rod (utility models only)
Floor To Top Of Control Box (ASME & CEHD Electric Models Only) | Measurement: from the bottom of the water heater to the top of the control box (ASME & CEHD electric models only)
Quantity | The number of units included in a specific model number
Package Length | Measurement: straight line from one side of the package to the other side (front to back)
Package Width | Measurement: straight line from one side of the package to the other side (left to right)
Package Height | Measurement: straight line from top to bottom of the package
Package Weight | Measurement: the amount the package weighs
Item Feature1 | A feature of this particular water heater.
Item Feature2 | A feature of this particular water heater.
Item Feature3 | A feature of this particular water heater.
Item Feature4 | A feature of this particular water heater.
Additional Options Added To Base Model | These are additional options that are added to the base model
Test Pressure | Measurement: This is the amount of pressure the vessel was tested to at the factory. (PSI - Per Square Inch)
Working Pressure | Measurement: This is the amount pressure the vessel is designed to operate at per safety standards. (PSI - Per Square Inch)
Trailer Load Factor – Straight 53 | A numeric value required only if the vendor uses it to determine when a truckload quantity is reached for an order.
Trailer Load Factor – Drop 53 | A numeric value required only if the vendor uses it to determine when a truckload quantity is reached for an order.
Safety Certification | Required safety certification for a specific product to be manufactured and sold in the United States.
CEC Listed | This product is listed on the California Energy Commission and is compliant with its regulations.
Proposition 65 | This product includes Proposition 65 warnings as required by the state of California.
Massachusetts Approved | This product is listed on the Massachusetts Approved website and is compliant with its regulations.
ASME | This product is designed to meet a specific American Society of Mechanical Engineers construction standard.
NSF | This product is designed to meet a specific National Sanitation Foundation construction standard.
Energy Star | This product is designed to meet the efficiency requirements of Energy Star, which surpass the standard efficiency requirements for water heaters.
NEEA Tier 3 | This product is designed to meet the Northwest Energy Efficiency Alliance Tier 3 requirements for water heaters.
Nitrogen Oxide Emissions (NOx) | This identifies the maximum amount of Nitrogen Oxide Emissions (NOx) a specific water heater may emit.
Spec Sheet | Hyperlink to Spec Sheet
Operation/Installation Manual | Hyperlink to Operation/Installation Manual
Warranty Document | Hyperlink to Warranty Document
Parts List | Hyperlink to Parts List
Service Manual | Hyperlink to Service Manual
Quick Service Manual | Hyperlink to Quick Service Manual
User Manual | Hyperlink to User Manual
Startup Sheet Document | Hyperlink to Startup Sheet Document
Vent Kit Document | Hyperlink to Vent Kit Document
Troubleshoot Manual | Hyperlink to Troubleshoot Manual
Roof Install Document | Hyperlink to Roof Install Document
Conversion Manual | Hyperlink to Conversion Manual
Supplement | Hyperlink to Supplement
Image File | Hyperlink to Image File

## XDO_METADATA (hidden)
Version
ARU-dbdrv
Extractor Version
Template Code
Template Type | TYPE_EXCEL_TEMPLATE
Preprocess XSLT File
Last Modified Date
Last Modified By
Data Constraints: